Jul | 24 | 4 | Weekday | Monday | 0.5215 | 0.57482 | 0.66459 | 0.47467 | 1 | 0.47467 | 0.47467 | 0.089402 | 0.47467 | 0.5215 | 0.5215 | 0.32412 | 0.77583 | 0.55038 | 0.21047 | 0.19272 | 0.44102 | 0.58787 | 0.27136 | 0.39276 | 0.11148 | 0.40275 | 0.23083 | 0.089402 | 0.10896 | 0.39444 | 0.12724 | 0.3713 | 0.70826 | 0.54145 | 0.2104 | 0.19237 | 0.44498 | 0.47342 | 0.26977 | 0.39888 | 0.11124 | 0.41207 | 0.22633 | 0.089402 | 0.10896 | 0.39438 | 0.12724 | 0
Jul | 24 | 5 | Weekday | Monday | 0.50087 | 0.59537 | 0.70905 | 0.49439 | 0.0044583 | 0.49439 | 0.49439 | 0.20614 | 0.49439 | 0.50087 | 0.50087 | 0.57763 | 0.88779 | 0.79761 | 0.58335 | 0.35252 | 0.57956 | 0.74768 | 0.44492 | 0.82526 | 0.62039 | 0.67042 | 0.42451 | 0.20614 | 0.15847 | 0.55846 | 0.22133 | 0.64176 | 0.85966 | 0.7554 | 0.58395 | 0.35263 | 0.53875 | 0.67988 | 0.44484 | 0.83558 | 0.62095 | 0.686 | 0.42198 | 0.20614 | 0.15847 | 0.55279 | 0.22133 | 0
Jul | 24 | 6 | Weekday | Monday | 0.52296 | 0.63775 | 0.77105 | 0.51763 | 0.0044583 | 0.51763 | 0.51763 | 0.30744 | 0.51763 | 0.52296 | 0.52296 | 0.79671 | 0.95673 | 0.98555 | 0.66013 | 0.48056 | 0.66322 | 0.8743 | 0.47083 | 0.87332 | 0.66842 | 0.87247 | 0.47997 | 0.30744 | 0.25993 | 0.62189 | 0.4858 | 0.8334 | 0.94122 | 0.90368 | 0.65999 | 0.48083 | 0.62276 | 0.82699 | 0.46756 | 0.86 | 0.66674 | 0.89014 | 0.47585 | 0.30744 | 0.25993 | 0.60882 | 0.4858 | 0
Jul | 24 | 7 | Weekday | Monday | 0.60102 | 0.70648 | 0.82191 | 0.54888 | 0.0044583 | 0.54888 | 0.54888 | 0.51691 | 0.54888 | 0.60102 | 0.60102 | 0.85329 | 0.98078 | 0.87216 | 1 | 0.94479 | 0.66497 | 0.92516 | 0.78857 | 0.73001 | 0.85901 | 0.82335 | 0.92836 | 0.51691 | 0.46835 | 0.83793 | 0.74012 | 0.86956 | 0.97092 | 0.82565 | 1 | 0.94505 | 0.62779 | 0.88887 | 0.78768 | 0.71492 | 0.85719 | 0.8152 | 0.92753 | 0.51691 | 0.46835 | 0.83313 | 0.74012 | 0
Jul | 24 | 8 | Weekday | Monday | 0.70019 | 0.76238 | 0.85726 | 0.60145 | 0.0044583 | 0.60145 | 0.60145 | 0.78911 | 0.60145 | 0.70019 | 0.70019 | 0.71398 | 0.99645 | 0.77299 | 0.98653 | 0.92643 | 0.62636 | 0.9784 | 0.82809 | 0.73759 | 0.91033 | 0.79884 | 0.95638 | 0.78911 | 0.75416 | 0.93562 | 0.90742 | 0.7438 | 0.99074 | 0.76238 | 0.9864 | 0.92654 | 0.59636 | 0.95871 | 0.82776 | 0.72844 | 0.90965 | 0.79404 | 0.95461 | 0.78911 | 0.75416 | 0.93518 | 0.90742 | 0
Jul | 24 | 9 | Weekday | Monday | 0.80888 | 0.8208 | 0.88258 | 0.64582 | 0.0044583 | 0.64582 | 0.64582 | 0.87429 | 0.64582 | 0.80888 | 0.80888 | 0.90068 | 1 | 0.65535 | 0.95653 | 0.93074 | 0.59794 | 0.98846 | 0.88285 | 0.91973 | 0.94366 | 0.64017 | 0.97264 | 0.87429 | 0.85057 | 0.93373 | 0.93116 | 0.90283 | 0.99667 | 0.65555 | 0.9562 | 0.9313 | 0.57256 | 0.97517 | 0.88231 | 0.91742 | 0.94376 | 0.6308 | 0.97097 | 0.87429 | 0.85057 | 0.93405 | 0.93116 | 0
Jul | 24 | 10 | Weekday | Monday | 0.89153 | 0.88268 | 0.90301 | 0.70588 | 0.0044583 | 0.70588 | 0.70588 | 0.92776 | 0.70588 | 0.89153 | 0.89153 | 0.95499 | 0.99963 | 0.63112 | 0.95938 | 0.95715 | 0.61425 | 0.99274 | 0.92348 | 0.99786 | 0.98718 | 0.64169 | 0.98255 | 0.92776 | 0.91416 | 1 | 0.95576 | 0.96707 | 0.99919 | 0.65772 | 0.9586 | 0.95683 | 0.60179 | 0.98631 | 0.92289 | 0.99445 | 0.98673 | 0.63788 | 0.9802 | 0.92776 | 0.91416 | 1 | 0.95576 | 0
Jul | 24 | 11 | Weekday | Monday | 0.93274 | 0.92628 | 0.91368 | 0.76109 | 0.0044583 | 0.76109 | 0.76109 | 0.96195 | 0.76109 | 0.93274 | 0.93274 | 0.97535 | 0.9708 | 0.62853 | 0.93778 | 0.95307 | 0.62082 | 0.96026 | 0.95691 | 1 | 0.99069 | 0.65279 | 0.93773 | 0.96195 | 0.95492 | 0.98578 | 0.88604 | 1 | 0.97178 | 0.65662 | 0.93632 | 0.95185 | 0.61512 | 0.95441 | 0.95673 | 1 | 0.99004 | 0.64769 | 0.93473 | 0.96195 | 0.95492 | 0.98564 | 0.88604 | 0
Jul | 24 | 12 | Weekday | Monday | 0.93237 | 0.94033 | 0.91398 | 0.81387 | 0.0044583 | 0.81387 | 0.81387 | 0.97843 | 0.81387 | 0.93237 | 0.93237 | 0.81416 | 0.99277 | 0.61042 | 0.96658 | 0.99047 | 0.62341 | 0.995 | 0.97167 | 0.98702 | 0.99482 | 0.65997 | 0.99194 | 0.97843 | 0.97613 | 0.99694 | 0.98403 | 0.83944 | 0.99478 | 0.63618 | 0.96536 | 0.9899 | 0.62263 | 0.99452 | 0.97177 | 0.98908 | 0.99434 | 0.6573 | 0.98928 | 0.97843 | 0.97613 | 0.99697 | 0.98403 | 0
Jul | 24 | 13 | Weekday | Monday | 0.92199 | 0.95191 | 0.91872 | 0.85292 | 0.0044583 | 0.85292 | 0.85292 | 0.98954 | 0.85292 | 0.92199 | 0.92199 | 0.75197 | 0.99291 | 0.6111 | 0.95476 | 0.97096 | 0.62744 | 1 | 0.9997 | 0.79848 | 1 | 0.66697 | 0.99738 | 0.98954 | 0.98937 | 0.9757 | 0.99556 | 0.80726 | 0.99644 | 0.63786 | 0.95481 | 0.97129 | 0.63168 | 1 | 0.99997 | 0.79862 | 1 | 0.66214 | 0.99549 | 0.98954 | 0.98937 | 0.97576 | 0.99556 | 0
Jul | 24 | 14 | Weekday | Monday | 0.90658 | 0.95856 | 0.91124 | 0.88552 | 0.0044583 | 0.88552 | 0.88552 | 1 | 0.88552 | 0.90658 | 0.90658 | 0.76831 | 0.9912 | 0.61223 | 0.95886 | 0.97684 | 0.66575 | 0.97154 | 1 | 0.78221 | 0.99047 | 0.66041 | 1 | 1 | 1 | 0.9607 | 1 | 0.7861 | 0.99697 | 0.63846 | 0.95888 | 0.97766 | 0.66757 | 0.98156 | 1 | 0.78252 | 0.99021 | 0.65915 | 1 | 1 | 1 | 0.96088 | 1 | 0
Jul | 24 | 15 | Weekday | Monday | 0.86846 | 0.95722 | 0.89437 | 0.9212 | 0.0044583 | 0.9212 | 0.9212 | 0.98359 | 0.9212 | 0.86846 | 0.86846 | 0.94713 | 0.99266 | 0.64699 | 0.98685 | 1 | 0.81338 | 0.96677 | 0.98242 | 0.7701 | 0.96941 | 0.6575 | 0.99619 | 0.98359 | 0.98118 | 0.9516 | 0.98938 | 0.93217 | 1 | 0.70154 | 0.98635 | 1 | 0.81787 | 0.97359 | 0.98236 | 0.76993 | 0.96931 | 0.68755 | 0.9943 | 0.98359 | 0.98118 | 0.95188 | 0.98938 | 0
Jul | 24 | 16 | Weekday | Monday | 0.82444 | 0.93521 | 0.87444 | 0.96472 | 0.0044583 | 0.96472 | 0.96472 | 0.94726 | 0.96472 | 0.82444 | 0.82444 | 0.96722 | 0.98962 | 0.7443 | 0.91473 | 0.90932 | 0.936 | 0.94734 | 0.81541 | 0.94121 | 0.91703 | 0.75161 | 0.66682 | 0.94726 | 0.93825 | 0.93668 | 0.30136 | 0.94733 | 0.99762 | 0.78157 | 0.91517 | 0.91025 | 0.93367 | 0.94976 | 0.81477 | 0.93922 | 0.91769 | 0.7855 | 0.66321 | 0.94726 | 0.93825 | 0.9367 | 0.30136 | 0
Jul | 24 | 17 | Weekday | Monday | 0.78253 | 0.89752 | 0.85198 | 0.9988 | 0.0044583 | 0.9988 | 0.9988 | 0.74543 | 0.9988 | 0.78253 | 0.78253 | 1 | 0.81378 | 0.91024 | 0.79034 | 0.61836 | 0.99108 | 0.61857 | 0.66846 | 0.94589 | 0.84155 | 0.81803 | 0.52961 | 0.74543 | 0.71961 | 0.9122 | 0.11056 | 0.97324 | 0.80889 | 0.89872 | 0.79069 | 0.61866 | 0.98179 | 0.59923 | 0.6639 | 0.93587 | 0.84063 | 0.84645 | 0.5272 | 0.74543 | 0.71961 | 0.91242 | 0.11056 | 0
Jul | 24 | 18 | Weekday | Monday | 0.73902 | 0.85719 | 0.82681 | 0.98303 | 0.0044583 | 0.98303 | 0.98303 | 0.67103 | 0.98303 | 0.73902 | 0.73902 | 0.81214 | 0.81947 | 0.88687 | 0.77581 | 0.58322 | 0.95425 | 0.61259 | 0.668 | 0.94374 | 0.83093 | 0.83817 | 0.51273 | 0.67103 | 0.63827 | 0.86916 | 0.10238 | 0.80933 | 0.80963 | 0.91296 | 0.77659 | 0.58355 | 0.94589 | 0.58656 | 0.66 | 0.93055 | 0.82963 | 0.87191 | 0.50945 | 0.67103 | 0.63827 | 0.86922 | 0.10238 | 0
Jul | 24 | 19 | Weekday | Monday | 0.72339 | 0.83528 | 0.80656 | 0.93022 | 1 | 0.93022 | 0.93022 | 0.68558 | 0.93022 | 0.72339 | 0.72339 | 0.83806 | 0.75351 | 0.95917 | 0.71432 | 0.54629 | 1 | 0.60223 | 0.53158 | 0.82491 | 0.73417 | 0.95738 | 0.58784 | 0.68558 | 0.69763 | 0.81569 | 0.19432 | 0.85391 | 0.72827 | 1 | 0.71482 | 0.54655 | 1 | 0.55926 | 0.5245 | 0.81466 | 0.73285 | 1 | 0.58561 | 0.68558 | 0.69763 | 0.8156 | 0.19432 | 0
Jul | 24 | 20 | Weekday | Monday | 0.71611 | 0.79889 | 0.78611 | 0.89152 | 1 | 0.89152 | 0.89152 | 0.29069 | 0.89152 | 0.71611 | 0.71611 | 0.77934 | 0.73083 | 0.96936 | 0.70152 | 0.54275 | 0.87678 | 0.43319 | 0.30972 | 0.82084 | 0.17075 | 0.92438 | 0.59423 | 0.29069 | 0.34051 | 0.60197 | 0.20414 | 0.81498 | 0.70176 | 0.95123 | 0.70216 | 0.54332 | 0.88037 | 0.40544 | 0.30204 | 0.80737 | 0.16869 | 0.95628 | 0.59204 | 0.29069 | 0.34051 | 0.60238 | 0.20414 | 0
Jul | 24 | 21 | Weekday | Monday | 0.66727 | 0.7343 | 0.75528 | 0.85824 | 1 | 0.85824 | 0.85824 | 0.15476 | 0.85824 | 0.66727 | 0.66727 | 0.71345 | 0.69054 | 0.8101 | 0.22829 | 0.24925 | 0.71089 | 0.44046 | 0.30539 | 0.79476 | 0.17411 | 0.69251 | 0.32371 | 0.15476 | 0.21204 | 0.40041 | 0.20414 | 0.78296 | 0.6546 | 0.80475 | 0.22844 | 0.24953 | 0.7107 | 0.39183 | 0.30132 | 0.78756 | 0.17294 | 0.71556 | 0.32017 | 0.15476 | 0.21204 | 0.40007 | 0.20414 | 0
Jul | 24 | 22 | Weekday | Monday | 0.64114 | 0.68245 | 0.71767 | 0.77593 | 1 | 0.77593 | 0.77593 | 0.15476 | 0.77593 | 0.64114 | 0.64114 | 0.65102 | 0.69472 | 0.63049 | 0.21416 | 0.2385 | 0.55185 | 0.35409 | 0.30833 | 0.80378 | 0.15123 | 0.48841 | 0.30671 | 0.15476 | 0.21204 | 0.49002 | 0.20414 | 0.76744 | 0.65698 | 0.65621 | 0.2143 | 0.23839 | 0.561 | 0.32135 | 0.30572 | 0.80568 | 0.15058 | 0.50801 | 0.30344 | 0.15476 | 0.21204 | 0.4904 | 0.20414 | 0
Jul | 24 | 23 | Weekday | Monday | 0.58873 | 0.66177 | 0.69822 | 0.67765 | 1 | 0.67765 | 0.67765 | 0.15618 | 0.67765 | 0.58873 | 0.58873 | 0.36493 | 0.69222 | 0.52363 | 0.19393 | 0.23146 | 0.43355 | 0.44353 | 0.30155 | 0.45673 | 0.13982 | 0.42994 | 0.30079 | 0.15618 | 0.21325 | 0.42171 | 0.20414 | 0.42582 | 0.65045 | 0.55607 | 0.194 | 0.23115 | 0.45215 | 0.38682 | 0.3013 | 0.45514 | 0.13906 | 0.44572 | 0.29748 | 0.15618 | 0.21325 | 0.42192 | 0.20414 | 0
Jul | 25 | 24 | Weekday | Tuesday | 0.5529 | 0.62726 | 0.669 | 0.60376 | 1 | 0.60376 | 0.60376 | 0.15476 | 0.60376 | 0.5529 | 0.5529 | 0.22175 | 0.69619 | 0.48412 | 0.19294 | 0.23775 | 0.40175 | 0.35206 | 0.30317 | 0.30052 | 0.13038 | 0.40049 | 0.31113 | 0.15476 | 0.21204 | 0.3883 | 0.20414 | 0.26733 | 0.65407 | 0.52551 | 0.193 | 0.23816 | 0.42159 | 0.31608 | 0.30125 | 0.30546 | 0.13009 | 0.41705 | 0.30752 | 0.15476 | 0.21204 | 0.38829 | 0.20414 | 0
Jul | 25 | 1 | Weekday | Tuesday | 0.5425 | 0.58323 | 0.65741 | 0.5579 | 1 | 0.5579 | 0.5579 | 0.15476 | 0.5579 | 0.5425 | 0.5425 | 0.22195 | 0.69722 | 0.46219 | 0.1904 | 0.23453 | 0.38104 | 0.43499 | 0.30167 | 0.30012 | 0.12749 | 0.37111 | 0.31037 | 0.15476 | 0.21204 | 0.38534 | 0.20414 | 0.26773 | 0.65393 | 0.49944 | 0.1905 | 0.23415 | 0.402 | 0.37584 | 0.30119 | 0.30599 | 0.12719 | 0.38911 | 0.3075 | 0.15476 | 0.21204 | 0.38541 | 0.20414 | 0
Jul | 25 | 2 | Weekday | Tuesday | 0.52873 | 0.56982 | 0.65066 | 0.52432 | 1 | 0.52432 | 0.52432 | 0.15476 | 0.52432 | 0.52873 | 0.52873 | 0.22186 | 0.69734 | 0.46531 | 0.19805 | 0.23539 | 0.36741 | 0.33168 | 0.30281 | 0.30167 | 0.12276 | 0.36684 | 0.30959 | 0.15476 | 0.21204 | 0.38257 | 0.20414 | 0.26789 | 0.65376 | 0.5032 | 0.19811 | 0.23563 | 0.38754 | 0.29457 | 0.30114 | 0.30616 | 0.12234 | 0.38126 | 0.30596 | 0.15476 | 0.21204 | 0.38288 | 0.20414 | 0
Jul | 25 | 3 | Weekday | Tuesday | 0.51985 | 0.5694 | 0.65102 | 0.4926 | 1 | 0.4926 | 0.4926 | 0.15476 | 0.4926 | 0.51985 | 0.51985 | 0.22763 | 0.75356 | 0.47603 | 0.19547 | 0.23586 | 0.39946 | 0.55975 | 0.30558 | 0.31164 | 0.12241 | 0.37207 | 0.30787 | 0.15476 | 0.21204 | 0.42528 | 0.20414 | 0.27477 | 0.71619 | 0.49966 | 0.1955 | 0.23584 | 0.41916 | 0.49374 | 0.30487 | 0.31805 | 0.12166 | 0.38816 | 0.30498 | 0.15476 | 0.21204 | 0.42535 | 0.20414 | 0
Jul | 25 | 4 | Weekday | Tuesday | 0.5215 | 0.57482 | 0.66459 | 0.47467 | 1 | 0.47467 | 0.47467 | 0.089402 | 0.47467 | 0.5215 | 0.5215 | 0.32412 | 0.77583 | 0.55038 | 0.21047 | 0.19272 | 0.44102 | 0.58787 | 0.27136 | 0.39276 | 0.11148 | 0.40275 | 0.23083 | 0.089402 | 0.10896 | 0.39444 | 0.12724 | 0.3713 | 0.70826 | 0.54145 | 0.2104 | 0.19237 | 0.44498 | 0.47342 | 0.26977 | 0.39888 | 0.11124 | 0.41207 | 0.22633 | 0.089402 | 0.10896 | 0.39438 | 0.12724 | 0
Jul | 25 | 5 | Weekday | Tuesday | 0.50087 | 0.59537 | 0.70905 | 0.49439 | 0.0044583 | 0.49439 | 0.49439 | 0.20614 | 0.49439 | 0.50087 | 0.50087 | 0.57763 | 0.88779 | 0.79761 | 0.58335 | 0.35252 | 0.57956 | 0.74768 | 0.44492 | 0.82526 | 0.62039 | 0.67042 | 0.42451 | 0.20614 | 0.15847 | 0.55846 | 0.22133 | 0.64176 | 0.85966 | 0.7554 | 0.58395 | 0.35263 | 0.53875 | 0.67988 | 0.44484 | 0.83558 | 0.62095 | 0.686 | 0.42198 | 0.20614 | 0.15847 | 0.55279 | 0.22133 | 0
Jul | 25 | 6 | Weekday | Tuesday | 0.52296 | 0.63775 | 0.77105 | 0.51763 | 0.0044583 | 0.51763 | 0.51763 | 0.30744 | 0.51763 | 0.52296 | 0.52296 | 0.79671 | 0.95673 | 0.98555 | 0.66013 | 0.48056 | 0.66322 | 0.8743 | 0.47083 | 0.87332 | 0.66842 | 0.87247 | 0.47997 | 0.30744 | 0.25993 | 0.62189 | 0.4858 | 0.8334 | 0.94122 | 0.90368 | 0.65999 | 0.48083 | 0.62276 | 0.82699 | 0.46756 | 0.86 | 0.66674 | 0.89014 | 0.47585 | 0.30744 | 0.25993 | 0.60882 | 0.4858 | 0
Jul | 25 | 7 | Weekday | Tuesday | 0.60102 | 0.70648 | 0.82191 | 0.54888 | 0.0044583 | 0.54888 | 0.54888 | 0.51691 | 0.54888 | 0.60102 | 0.60102 | 0.85329 | 0.98078 | 0.87216 | 1 | 0.94479 | 0.66497 | 0.92516 | 0.78857 | 0.73001 | 0.85901 | 0.82335 | 0.92836 | 0.51691 | 0.46835 | 0.83793 | 0.74012 | 0.86956 | 0.97092 | 0.82565 | 1 | 0.94505 | 0.62779 | 0.88887 | 0.78768 | 0.71492 | 0.85719 | 0.8152 | 0.92753 | 0.51691 | 0.46835 | 0.83313 | 0.74012 | 0
Jul | 25 | 8 | Weekday | Tuesday | 0.70019 | 0.76238 | 0.85726 | 0.60145 | 0.0044583 | 0.60145 | 0.60145 | 0.78911 | 0.60145 | 0.70019 | 0.70019 | 0.71398 | 0.99645 | 0.77299 | 0.98653 | 0.92643 | 0.62636 | 0.9784 | 0.82809 | 0.73759 | 0.91033 | 0.79884 | 0.95638 | 0.78911 | 0.75416 | 0.93562 | 0.90742 | 0.7438 | 0.99074 | 0.76238 | 0.9864 | 0.92654 | 0.59636 | 0.95871 | 0.82776 | 0.72844 | 0.90965 | 0.79404 | 0.95461 | 0.78911 | 0.75416 | 0.93518 | 0.90742 | 0
Jul | 25 | 9 | Weekday | Tuesday | 0.80888 | 0.8208 | 0.88258 | 0.64582 | 0.0044583 | 0.64582 | 0.64582 | 0.87429 | 0.64582 | 0.80888 | 0.80888 | 0.90068 | 1 | 0.65535 | 0.95653 | 0.93074 | 0.59794 | 0.98846 | 0.88285 | 0.91973 | 0.94366 | 0.64017 | 0.97264 | 0.87429 | 0.85057 | 0.93373 | 0.93116 | 0.90283 | 0.99667 | 0.65555 | 0.9562 | 0.9313 | 0.57256 | 0.97517 | 0.88231 | 0.91742 | 0.94376 | 0.6308 | 0.97097 | 0.87429 | 0.85057 | 0.93405 | 0.93116 | 0
Jul | 25 | 10 | Weekday | Tuesday | 0.89153 | 0.88268 | 0.90301 | 0.70588 | 0.0044583 | 0.70588 | 0.70588 | 0.92776 | 0.70588 | 0.89153 | 0.89153 | 0.95499 | 0.99963 | 0.63112 | 0.95938 | 0.95715 | 0.61425 | 0.99274 | 0.92348 | 0.99786 | 0.98718 | 0.64169 | 0.98255 | 0.92776 | 0.91416 | 1 | 0.95576 | 0.96707 | 0.99919 | 0.65772 | 0.9586 | 0.95683 | 0.60179 | 0.98631 | 0.92289 | 0.99445 | 0.98673 | 0.63788 | 0.9802 | 0.92776 | 0.91416 | 1 | 0.95576 | 0
Jul | 25 | 11 | Weekday | Tuesday | 0.93274 | 0.92628 | 0.91368 | 0.76109 | 0.0044583 | 0.76109 | 0.76109 | 0.96195 | 0.76109 | 0.93274 | 0.93274 | 0.97535 | 0.9708 | 0.62853 | 0.93778 | 0.95307 | 0.62082 | 0.96026 | 0.95691 | 1 | 0.99069 | 0.65279 | 0.93773 | 0.96195 | 0.95492 | 0.98578 | 0.88604 | 1 | 0.97178 | 0.65662 | 0.93632 | 0.95185 | 0.61512 | 0.95441 | 0.95673 | 1 | 0.99004 | 0.64769 | 0.93473 | 0.96195 | 0.95492 | 0.98564 | 0.88604 | 0
Jul | 25 | 12 | Weekday | Tuesday | 0.93237 | 0.94033 | 0.91398 | 0.81387 | 0.0044583 | 0.81387 | 0.81387 | 0.97843 | 0.81387 | 0.93237 | 0.93237 | 0.81416 | 0.99277 | 0.61042 | 0.96658 | 0.99047 | 0.62341 | 0.995 | 0.97167 | 0.98702 | 0.99482 | 0.65997 | 0.99194 | 0.97843 | 0.97613 | 0.99694 | 0.98403 | 0.83944 | 0.99478 | 0.63618 | 0.96536 | 0.9899 | 0.62263 | 0.99452 | 0.97177 | 0.98908 | 0.99434 | 0.6573 | 0.98928 | 0.97843 | 0.97613 | 0.99697 | 0.98403 | 0
Jul | 25 | 13 | Weekday | Tuesday | 0.92199 | 0.95191 | 0.91872 | 0.85292 | 0.0044583 | 0.85292 | 0.85292 | 0.98954 | 0.85292 | 0.92199 | 0.92199 | 0.75197 | 0.99291 | 0.6111 | 0.95476 | 0.97096 | 0.62744 | 1 | 0.9997 | 0.79848 | 1 | 0.66697 | 0.99738 | 0.98954 | 0.98937 | 0.9757 | 0.99556 | 0.80726 | 0.99644 | 0.63786 | 0.95481 | 0.97129 | 0.63168 | 1 | 0.99997 | 0.79862 | 1 | 0.66214 | 0.99549 | 0.98954 | 0.98937 | 0.97576 | 0.99556 | 0
Jul | 25 | 14 | Weekday | Tuesday | 0.90658 | 0.95856 | 0.91124 | 0.88552 | 0.0044583 | 0.88552 | 0.88552 | 1 | 0.88552 | 0.90658 | 0.90658 | 0.76831 | 0.9912 | 0.61223 | 0.95886 | 0.97684 | 0.66575 | 0.97154 | 1 | 0.78221 | 0.99047 | 0.66041 | 1 | 1 | 1 | 0.9607 | 1 | 0.7861 | 0.99697 | 0.63846 | 0.95888 | 0.97766 | 0.66757 | 0.98156 | 1 | 0.78252 | 0.99021 | 0.65915 | 1 | 1 | 1 | 0.96088 | 1 | 0
Jul | 25 | 15 | Weekday | Tuesday | 0.86846 | 0.95722 | 0.89437 | 0.9212 | 0.0044583 | 0.9212 | 0.9212 | 0.98359 | 0.9212 | 0.86846 | 0.86846 | 0.94713 | 0.99266 | 0.64699 | 0.98685 | 1 | 0.81338 | 0.96677 | 0.98242 | 0.7701 | 0.96941 | 0.6575 | 0.99619 | 0.98359 | 0.98118 | 0.9516 | 0.98938 | 0.93217 | 1 | 0.70154 | 0.98635 | 1 | 0.81787 | 0.97359 | 0.98236 | 0.76993 | 0.96931 | 0.68755 | 0.9943 | 0.98359 | 0.98118 | 0.95188 | 0.98938 | 0
Jul | 25 | 16 | Weekday | Tuesday | 0.82444 | 0.93521 | 0.87444 | 0.96472 | 0.0044583 | 0.96472 | 0.96472 | 0.94726 | 0.96472 | 0.82444 | 0.82444 | 0.96722 | 0.98962 | 0.7443 | 0.91473 | 0.90932 | 0.936 | 0.94734 | 0.81541 | 0.94121 | 0.91703 | 0.75161 | 0.66682 | 0.94726 | 0.93825 | 0.93668 | 0.30136 | 0.94733 | 0.99762 | 0.78157 | 0.91517 | 0.91025 | 0.93367 | 0.94976 | 0.81477 | 0.93922 | 0.91769 | 0.7855 | 0.66321 | 0.94726 | 0.93825 | 0.9367 | 0.30136 | 0
Jul | 25 | 17 | Weekday | Tuesday | 0.78253 | 0.89752 | 0.85198 | 0.9988 | 0.0044583 | 0.9988 | 0.9988 | 0.74543 | 0.9988 | 0.78253 | 0.78253 | 1 | 0.81378 | 0.91024 | 0.79034 | 0.61836 | 0.99108 | 0.61857 | 0.66846 | 0.94589 | 0.84155 | 0.81803 | 0.52961 | 0.74543 | 0.71961 | 0.9122 | 0.11056 | 0.97324 | 0.80889 | 0.89872 | 0.79069 | 0.61866 | 0.98179 | 0.59923 | 0.6639 | 0.93587 | 0.84063 | 0.84645 | 0.5272 | 0.74543 | 0.71961 | 0.91242 | 0.11056 | 0
Jul | 25 | 18 | Weekday | Tuesday | 0.73902 | 0.85719 | 0.82681 | 0.98303 | 0.0044583 | 0.98303 | 0.98303 | 0.67103 | 0.98303 | 0.73902 | 0.73902 | 0.81214 | 0.81947 | 0.88687 | 0.77581 | 0.58322 | 0.95425 | 0.61259 | 0.668 | 0.94374 | 0.83093 | 0.83817 | 0.51273 | 0.67103 | 0.63827 | 0.86916 | 0.10238 | 0.80933 | 0.80963 | 0.91296 | 0.77659 | 0.58355 | 0.94589 | 0.58656 | 0.66 | 0.93055 | 0.82963 | 0.87191 | 0.50945 | 0.67103 | 0.63827 | 0.86922 | 0.10238 | 0
Jul | 25 | 19 | Weekday | Tuesday | 0.72339 | 0.83528 | 0.80656 | 0.93022 | 1 | 0.93022 | 0.93022 | 0.68558 | 0.93022 | 0.72339 | 0.72339 | 0.83806 | 0.75351 | 0.95917 | 0.71432 | 0.54629 | 1 | 0.60223 | 0.53158 | 0.82491 | 0.73417 | 0.95738 | 0.58784 | 0.68558 | 0.69763 | 0.81569 | 0.19432 | 0.85391 | 0.72827 | 1 | 0.71482 | 0.54655 | 1 | 0.55926 | 0.5245 | 0.81466 | 0.73285 | 1 | 0.58561 | 0.68558 | 0.69763 | 0.8156 | 0.19432 | 0
Jul | 25 | 20 | Weekday | Tuesday | 0.71611 | 0.79889 | 0.78611 | 0.89152 | 1 | 0.89152 | 0.89152 | 0.29069 | 0.89152 | 0.71611 | 0.71611 | 0.77934 | 0.73083 | 0.96936 | 0.70152 | 0.54275 | 0.87678 | 0.43319 | 0.30972 | 0.82084 | 0.17075 | 0.92438 | 0.59423 | 0.29069 | 0.34051 | 0.60197 | 0.20414 | 0.81498 | 0.70176 | 0.95123 | 0.70216 | 0.54332 | 0.88037 | 0.40544 | 0.30204 | 0.80737 | 0.16869 | 0.95628 | 0.59204 | 0.29069 | 0.34051 | 0.60238 | 0.20414 | 0
Jul | 25 | 21 | Weekday | Tuesday | 0.66727 | 0.7343 | 0.75528 | 0.85824 | 1 | 0.85824 | 0.85824 | 0.15476 | 0.85824 | 0.66727 | 0.66727 | 0.71345 | 0.69054 | 0.8101 | 0.22829 | 0.24925 | 0.71089 | 0.44046 | 0.30539 | 0.79476 | 0.17411 | 0.69251 | 0.32371 | 0.15476 | 0.21204 | 0.40041 | 0.20414 | 0.78296 | 0.6546 | 0.80475 | 0.22844 | 0.24953 | 0.7107 | 0.39183 | 0.30132 | 0.78756 | 0.17294 | 0.71556 | 0.32017 | 0.15476 | 0.21204 | 0.40007 | 0.20414 | 0
Jul | 25 | 22 | Weekday | Tuesday | 0.64114 | 0.68245 | 0.71767 | 0.77593 | 1 | 0.77593 | 0.77593 | 0.15476 | 0.77593 | 0.64114 | 0.64114 | 0.65102 | 0.69472 | 0.63049 | 0.21416 | 0.2385 | 0.55185 | 0.35409 | 0.30833 | 0.80378 | 0.15123 | 0.48841 | 0.30671 | 0.15476 | 0.21204 | 0.49002 | 0.20414 | 0.76744 | 0.65698 | 0.65621 | 0.2143 | 0.23839 | 0.561 | 0.32135 | 0.30572 | 0.80568 | 0.15058 | 0.50801 | 0.30344 | 0.15476 | 0.21204 | 0.4904 | 0.20414 | 0
Jul | 25 | 23 | Weekday | Tuesday | 0.58873 | 0.66177 | 0.69822 | 0.67765 | 1 | 0.67765 | 0.67765 | 0.15618 | 0.67765 | 0.58873 | 0.58873 | 0.36493 | 0.69222 | 0.52363 | 0.19393 | 0.23146 | 0.43355 | 0.44353 | 0.30155 | 0.45673 | 0.13982 | 0.42994 | 0.30079 | 0.15618 | 0.21325 | 0.42171 | 0.20414 | 0.42582 | 0.65045 | 0.55607 | 0.194 | 0.23115 | 0.45215 | 0.38682 | 0.3013 | 0.45514 | 0.13906 | 0.44572 | 0.29748 | 0.15618 | 0.21325 | 0.42192 | 0.20414 | 0
Jul | 26 | 24 | Weekday | Wednesday | 0.5529 | 0.62726 | 0.669 | 0.60376 | 1 | 0.60376 | 0.60376 | 0.15476 | 0.60376 | 0.5529 | 0.5529 | 0.22175 | 0.69619 | 0.48412 | 0.19294 | 0.23775 | 0.40175 | 0.35206 | 0.30317 | 0.30052 | 0.13038 | 0.40049 | 0.31113 | 0.15476 | 0.21204 | 0.3883 | 0.20414 | 0.26733 | 0.65407 | 0.52551 | 0.193 | 0.23816 | 0.42159 | 0.31608 | 0.30125 | 0.30546 | 0.13009 | 0.41705 | 0.30752 | 0.15476 | 0.21204 | 0.38829 | 0.20414 | 0
Jul | 26 | 1 | Weekday | Wednesday | 0.5425 | 0.58323 | 0.65741 | 0.5579 | 1 | 0.5579 | 0.5579 | 0.15476 | 0.5579 | 0.5425 | 0.5425 | 0.22195 | 0.69722 | 0.46219 | 0.1904 | 0.23453 | 0.38104 | 0.43499 | 0.30167 | 0.30012 | 0.12749 | 0.37111 | 0.31037 | 0.15476 | 0.21204 | 0.38534 | 0.20414 | 0.26773 | 0.65393 | 0.49944 | 0.1905 | 0.23415 | 0.402 | 0.37584 | 0.30119 | 0.30599 | 0.12719 | 0.38911 | 0.3075 | 0.15476 | 0.21204 | 0.38541 | 0.20414 | 0
Jul | 26 | 2 | Weekday | Wednesday | 0.52873 | 0.56982 | 0.65066 | 0.52432 | 1 | 0.52432 | 0.52432 | 0.15476 | 0.52432 | 0.52873 | 0.52873 | 0.22186 | 0.69734 | 0.46531 | 0.19805 | 0.23539 | 0.36741 | 0.33168 | 0.30281 | 0.30167 | 0.12276 | 0.36684 | 0.30959 | 0.15476 | 0.21204 | 0.38257 | 0.20414 | 0.26789 | 0.65376 | 0.5032 | 0.19811 | 0.23563 | 0.38754 | 0.29457 | 0.30114 | 0.30616 | 0.12234 | 0.38126 | 0.30596 | 0.15476 | 0.21204 | 0.38288 | 0.20414 | 0
Jul | 26 | 3 | Weekday | Wednesday | 0.51985 | 0.5694 | 0.65102 | 0.4926 | 1 | 0.4926 | 0.4926 | 0.15476 | 0.4926 | 0.51985 | 0.51985 | 0.22763 | 0.75356 | 0.47603 | 0.19547 | 0.23586 | 0.39946 | 0.55975 | 0.30558 | 0.31164 | 0.12241 | 0.37207 | 0.30787 | 0.15476 | 0.21204 | 0.42528 | 0.20414 | 0.27477 | 0.71619 | 0.49966 | 0.1955 | 0.23584 | 0.41916 | 0.49374 | 0.30487 | 0.31805 | 0.12166 | 0.38816 | 0.30498 | 0.15476 | 0.21204 | 0.42535 | 0.20414 | 0
Jul | 26 | 4 | Weekday | Wednesday | 0.5215 | 0.57482 | 0.66459 | 0.47467 | 1 | 0.47467 | 0.47467 | 0.089402 | 0.47467 | 0.5215 | 0.5215 | 0.32412 | 0.77583 | 0.55038 | 0.21047 | 0.19272 | 0.44102 | 0.58787 | 0.27136 | 0.39276 | 0.11148 | 0.40275 | 0.23083 | 0.089402 | 0.10896 | 0.39444 | 0.12724 | 0.3713 | 0.70826 | 0.54145 | 0.2104 | 0.19237 | 0.44498 | 0.47342 | 0.26977 | 0.39888 | 0.11124 | 0.41207 | 0.22633 | 0.089402 | 0.10896 | 0.39438 | 0.12724 | 0
Jul | 26 | 5 | Weekday | Wednesday | 0.50087 | 0.59537 | 0.70905 | 0.49439 | 0.0044583 | 0.49439 | 0.49439 | 0.20614 | 0.49439 | 0.50087 | 0.50087 | 0.57763 | 0.88779 | 0.79761 | 0.58335 | 0.35252 | 0.57956 | 0.74768 | 0.44492 | 0.82526 | 0.62039 | 0.67042 | 0.42451 | 0.20614 | 0.15847 | 0.55846 | 0.22133 | 0.64176 | 0.85966 | 0.7554 | 0.58395 | 0.35263 | 0.53875 | 0.67988 | 0.44484 | 0.83558 | 0.62095 | 0.686 | 0.42198 | 0.20614 | 0.15847 | 0.55279 | 0.22133 | 0
Jul | 26 | 6 | Weekday | Wednesday | 0.52296 | 0.63775 | 0.77105 | 0.51763 | 0.0044583 | 0.51763 | 0.51763 | 0.30744 | 0.51763 | 0.52296 | 0.52296 | 0.79671 | 0.95673 | 0.98555 | 0.66013 | 0.48056 | 0.66322 | 0.8743 | 0.47083 | 0.87332 | 0.66842 | 0.87247 | 0.47997 | 0.30744 | 0.25993 | 0.62189 | 0.4858 | 0.8334 | 0.94122 | 0.90368 | 0.65999 | 0.48083 | 0.62276 | 0.82699 | 0.46756 | 0.86 | 0.66674 | 0.89014 | 0.47585 | 0.30744 | 0.25993 | 0.60882 | 0.4858 | 0
Jul | 26 | 7 | Weekday | Wednesday | 0.60102 | 0.70648 | 0.82191 | 0.54888 | 0.0044583 | 0.54888 | 0.54888 | 0.51691 | 0.54888 | 0.60102 | 0.60102 | 0.85329 | 0.98078 | 0.87216 | 1 | 0.94479 | 0.66497 | 0.92516 | 0.78857 | 0.73001 | 0.85901 | 0.82335 | 0.92836 | 0.51691 | 0.46835 | 0.83793 | 0.74012 | 0.86956 | 0.97092 | 0.82565 | 1 | 0.94505 | 0.62779 | 0.88887 | 0.78768 | 0.71492 | 0.85719 | 0.8152 | 0.92753 | 0.51691 | 0.46835 | 0.83313 | 0.74012 | 0
Jul | 26 | 8 | Weekday | Wednesday | 0.70019 | 0.76238 | 0.85726 | 0.60145 | 0.0044583 | 0.60145 | 0.60145 | 0.78911 | 0.60145 | 0.70019 | 0.70019 | 0.71398 | 0.99645 | 0.77299 | 0.98653 | 0.92643 | 0.62636 | 0.9784 | 0.82809 | 0.73759 | 0.91033 | 0.79884 | 0.95638 | 0.78911 | 0.75416 | 0.93562 | 0.90742 | 0.7438 | 0.99074 | 0.76238 | 0.9864 | 0.92654 | 0.59636 | 0.95871 | 0.82776 | 0.72844 | 0.90965 | 0.79404 | 0.95461 | 0.78911 | 0.75416 | 0.93518 | 0.90742 | 0
Jul | 26 | 9 | Weekday | Wednesday | 0.80888 | 0.8208 | 0.88258 | 0.64582 | 0.0044583 | 0.64582 | 0.64582 | 0.87429 | 0.64582 | 0.80888 | 0.80888 | 0.90068 | 1 | 0.65535 | 0.95653 | 0.93074 | 0.59794 | 0.98846 | 0.88285 | 0.91973 | 0.94366 | 0.64017 | 0.97264 | 0.87429 | 0.85057 | 0.93373 | 0.93116 | 0.90283 | 0.99667 | 0.65555 | 0.9562 | 0.9313 | 0.57256 | 0.97517 | 0.88231 | 0.91742 | 0.94376 | 0.6308 | 0.97097 | 0.87429 | 0.85057 | 0.93405 | 0.93116 | 0
Jul | 26 | 10 | Weekday | Wednesday | 0.89153 | 0.88268 | 0.90301 | 0.70588 | 0.0044583 | 0.70588 | 0.70588 | 0.92776 | 0.70588 | 0.89153 | 0.89153 | 0.95499 | 0.99963 | 0.63112 | 0.95938 | 0.95715 | 0.61425 | 0.99274 | 0.92348 | 0.99786 | 0.98718 | 0.64169 | 0.98255 | 0.92776 | 0.91416 | 1 | 0.95576 | 0.96707 | 0.99919 | 0.65772 | 0.9586 | 0.95683 | 0.60179 | 0.98631 | 0.92289 | 0.99445 | 0.98673 | 0.63788 | 0.9802 | 0.92776 | 0.91416 | 1 | 0.95576 | 0
Jul | 26 | 11 | Weekday | Wednesday | 0.93274 | 0.92628 | 0.91368 | 0.76109 | 0.0044583 | 0.76109 | 0.76109 | 0.96195 | 0.76109 | 0.93274 | 0.93274 | 0.97535 | 0.9708 | 0.62853 | 0.93778 | 0.95307 | 0.62082 | 0.96026 | 0.95691 | 1 | 0.99069 | 0.65279 | 0.93773 | 0.96195 | 0.95492 | 0.98578 | 0.88604 | 1 | 0.97178 | 0.65662 | 0.93632 | 0.95185 | 0.61512 | 0.95441 | 0.95673 | 1 | 0.99004 | 0.64769 | 0.93473 | 0.96195 | 0.95492 | 0.98564 | 0.88604 | 0
Jul | 26 | 12 | Weekday | Wednesday | 0.93237 | 0.94033 | 0.91398 | 0.81387 | 0.0044583 | 0.81387 | 0.81387 | 0.97843 | 0.81387 | 0.93237 | 0.93237 | 0.81416 | 0.99277 | 0.61042 | 0.96658 | 0.99047 | 0.62341 | 0.995 | 0.97167 | 0.98702 | 0.99482 | 0.65997 | 0.99194 | 0.97843 | 0.97613 | 0.99694 | 0.98403 | 0.83944 | 0.99478 | 0.63618 | 0.96536 | 0.9899 | 0.62263 | 0.99452 | 0.97177 | 0.98908 | 0.99434 | 0.6573 | 0.98928 | 0.97843 | 0.97613 | 0.99697 | 0.98403 | 0
Jul | 26 | 13 | Weekday | Wednesday | 0.92199 | 0.95191 | 0.91872 | 0.85292 | 0.0044583 | 0.85292 | 0.85292 | 0.98954 | 0.85292 | 0.92199 | 0.92199 | 0.75197 | 0.99291 | 0.6111 | 0.95476 | 0.97096 | 0.62744 | 1 | 0.9997 | 0.79848 | 1 | 0.66697 | 0.99738 | 0.98954 | 0.98937 | 0.9757 | 0.99556 | 0.80726 | 0.99644 | 0.63786 | 0.95481 | 0.97129 | 0.63168 | 1 | 0.99997 | 0.79862 | 1 | 0.66214 | 0.99549 | 0.98954 | 0.98937 | 0.97576 | 0.99556 | 0
Jul | 26 | 14 | Weekday | Wednesday | 0.90658 | 0.95856 | 0.91124 | 0.88552 | 0.0044583 | 0.88552 | 0.88552 | 1 | 0.88552 | 0.90658 | 0.90658 | 0.76831 | 0.9912 | 0.61223 | 0.95886 | 0.97684 | 0.66575 | 0.97154 | 1 | 0.78221 | 0.99047 | 0.66041 | 1 | 1 | 1 | 0.9607 | 1 | 0.7861 | 0.99697 | 0.63846 | 0.95888 | 0.97766 | 0.66757 | 0.98156 | 1 | 0.78252 | 0.99021 | 0.65915 | 1 | 1 | 1 | 0.96088 | 1 | 0
Jul | 26 | 15 | Weekday | Wednesday | 0.86846 | 0.95722 | 0.89437 | 0.9212 | 0.0044583 | 0.9212 | 0.9212 | 0.98359 | 0.9212 | 0.86846 | 0.86846 | 0.94713 | 0.99266 | 0.64699 | 0.98685 | 1 | 0.81338 | 0.96677 | 0.98242 | 0.7701 | 0.96941 | 0.6575 | 0.99619 | 0.98359 | 0.98118 | 0.9516 | 0.98938 | 0.93217 | 1 | 0.70154 | 0.98635 | 1 | 0.81787 | 0.97359 | 0.98236 | 0.76993 | 0.96931 | 0.68755 | 0.9943 | 0.98359 | 0.98118 | 0.95188 | 0.98938 | 0
Jul | 26 | 16 | Weekday | Wednesday | 0.82444 | 0.93521 | 0.87444 | 0.96472 | 0.0044583 | 0.96472 | 0.96472 | 0.94726 | 0.96472 | 0.82444 | 0.82444 | 0.96722 | 0.98962 | 0.7443 | 0.91473 | 0.90932 | 0.936 | 0.94734 | 0.81541 | 0.94121 | 0.91703 | 0.75161 | 0.66682 | 0.94726 | 0.93825 | 0.93668 | 0.30136 | 0.94733 | 0.99762 | 0.78157 | 0.91517 | 0.91025 | 0.93367 | 0.94976 | 0.81477 | 0.93922 | 0.91769 | 0.7855 | 0.66321 | 0.94726 | 0.93825 | 0.9367 | 0.30136 | 0
Jul | 26 | 17 | Weekday | Wednesday | 0.78253 | 0.89752 | 0.85198 | 0.9988 | 0.0044583 | 0.9988 | 0.9988 | 0.74543 | 0.9988 | 0.78253 | 0.78253 | 1 | 0.81378 | 0.91024 | 0.79034 | 0.61836 | 0.99108 | 0.61857 | 0.66846 | 0.94589 | 0.84155 | 0.81803 | 0.52961 | 0.74543 | 0.71961 | 0.9122 | 0.11056 | 0.97324 | 0.80889 | 0.89872 | 0.79069 | 0.61866 | 0.98179 | 0.59923 | 0.6639 | 0.93587 | 0.84063 | 0.84645 | 0.5272 | 0.74543 | 0.71961 | 0.91242 | 0.11056 | 0
Jul | 26 | 18 | Weekday | Wednesday | 0.73902 | 0.85719 | 0.82681 | 0.98303 | 0.0044583 | 0.98303 | 0.98303 | 0.67103 | 0.98303 | 0.73902 | 0.73902 | 0.81214 | 0.81947 | 0.88687 | 0.77581 | 0.58322 | 0.95425 | 0.61259 | 0.668 | 0.94374 | 0.83093 | 0.83817 | 0.51273 | 0.67103 | 0.63827 | 0.86916 | 0.10238 | 0.80933 | 0.80963 | 0.91296 | 0.77659 | 0.58355 | 0.94589 | 0.58656 | 0.66 | 0.93055 | 0.82963 | 0.87191 | 0.50945 | 0.67103 | 0.63827 | 0.86922 | 0.10238 | 0
Jul | 26 | 19 | Weekday | Wednesday | 0.72339 | 0.83528 | 0.80656 | 0.93022 | 1 | 0.93022 | 0.93022 | 0.68558 | 0.93022 | 0.72339 | 0.72339 | 0.83806 | 0.75351 | 0.95917 | 0.71432 | 0.54629 | 1 | 0.60223 | 0.53158 | 0.82491 | 0.73417 | 0.95738 | 0.58784 | 0.68558 | 0.69763 | 0.81569 | 0.19432 | 0.85391 | 0.72827 | 1 | 0.71482 | 0.54655 | 1 | 0.55926 | 0.5245 | 0.81466 | 0.73285 | 1 | 0.58561 | 0.68558 | 0.69763 | 0.8156 | 0.19432 | 0
Jul | 26 | 20 | Weekday | Wednesday | 0.71611 | 0.79889 | 0.78611 | 0.89152 | 1 | 0.89152 | 0.89152 | 0.29069 | 0.89152 | 0.71611 | 0.71611 | 0.77934 | 0.73083 | 0.96936 | 0.70152 | 0.54275 | 0.87678 | 0.43319 | 0.30972 | 0.82084 | 0.17075 | 0.92438 | 0.59423 | 0.29069 | 0.34051 | 0.60197 | 0.20414 | 0.81498 | 0.70176 | 0.95123 | 0.70216 | 0.54332 | 0.88037 | 0.40544 | 0.30204 | 0.80737 | 0.16869 | 0.95628 | 0.59204 | 0.29069 | 0.34051 | 0.60238 | 0.20414 | 0
Jul | 26 | 21 | Weekday | Wednesday | 0.66727 | 0.7343 | 0.75528 | 0.85824 | 1 | 0.85824 | 0.85824 | 0.15476 | 0.85824 | 0.66727 | 0.66727 | 0.71345 | 0.69054 | 0.8101 | 0.22829 | 0.24925 | 0.71089 | 0.44046 | 0.30539 | 0.79476 | 0.17411 | 0.69251 | 0.32371 | 0.15476 | 0.21204 | 0.40041 | 0.20414 | 0.78296 | 0.6546 | 0.80475 | 0.22844 | 0.24953 | 0.7107 | 0.39183 | 0.30132 | 0.78756 | 0.17294 | 0.71556 | 0.32017 | 0.15476 | 0.21204 | 0.40007 | 0.20414 | 0
Jul | 26 | 22 | Weekday | Wednesday | 0.64114 | 0.68245 | 0.71767 | 0.77593 | 1 | 0.77593 | 0.77593 | 0.15476 | 0.77593 | 0.64114 | 0.64114 | 0.65102 | 0.69472 | 0.63049 | 0.21416 | 0.2385 | 0.55185 | 0.35409 | 0.30833 | 0.80378 | 0.15123 | 0.48841 | 0.30671 | 0.15476 | 0.21204 | 0.49002 | 0.20414 | 0.76744 | 0.65698 | 0.65621 | 0.2143 | 0.23839 | 0.561 | 0.32135 | 0.30572 | 0.80568 | 0.15058 | 0.50801 | 0.30344 | 0.15476 | 0.21204 | 0.4904 | 0.20414 | 0
Jul | 26 | 23 | Weekday | Wednesday | 0.58873 | 0.66177 | 0.69822 | 0.67765 | 1 | 0.67765 | 0.67765 | 0.15618 | 0.67765 | 0.58873 | 0.58873 | 0.36493 | 0.69222 | 0.52363 | 0.19393 | 0.23146 | 0.43355 | 0.44353 | 0.30155 | 0.45673 | 0.13982 | 0.42994 | 0.30079 | 0.15618 | 0.21325 | 0.42171 | 0.20414 | 0.42582 | 0.65045 | 0.55607 | 0.194 | 0.23115 | 0.45215 | 0.38682 | 0.3013 | 0.45514 | 0.13906 | 0.44572 | 0.29748 | 0.15618 | 0.21325 | 0.42192 | 0.20414 | 0
Jul | 27 | 24 | Weekday | Thursday | 0.5529 | 0.62726 | 0.669 | 0.60376 | 1 | 0.60376 | 0.60376 | 0.15476 | 0.60376 | 0.5529 | 0.5529 | 0.22175 | 0.69619 | 0.48412 | 0.19294 | 0.23775 | 0.40175 | 0.35206 | 0.30317 | 0.30052 | 0.13038 | 0.40049 | 0.31113 | 0.15476 | 0.21204 | 0.3883 | 0.20414 | 0.26733 | 0.65407 | 0.52551 | 0.193 | 0.23816 | 0.42159 | 0.31608 | 0.30125 | 0.30546 | 0.13009 | 0.41705 | 0.30752 | 0.15476 | 0.21204 | 0.38829 | 0.20414 | 0
Jul | 27 | 1 | Weekday | Thursday | 0.5425 | 0.58323 | 0.65741 | 0.5579 | 1 | 0.5579 | 0.5579 | 0.15476 | 0.5579 | 0.5425 | 0.5425 | 0.22195 | 0.69722 | 0.46219 | 0.1904 | 0.23453 | 0.38104 | 0.43499 | 0.30167 | 0.30012 | 0.12749 | 0.37111 | 0.31037 | 0.15476 | 0.21204 | 0.38534 | 0.20414 | 0.26773 | 0.65393 | 0.49944 | 0.1905 | 0.23415 | 0.402 | 0.37584 | 0.30119 | 0.30599 | 0.12719 | 0.38911 | 0.3075 | 0.15476 | 0.21204 | 0.38541 | 0.20414 | 0
Jul | 27 | 2 | Weekday | Thursday | 0.52873 | 0.56982 | 0.65066 | 0.52432 | 1 | 0.52432 | 0.52432 | 0.15476 | 0.52432 | 0.52873 | 0.52873 | 0.22186 | 0.69734 | 0.46531 | 0.19805 | 0.23539 | 0.36741 | 0.33168 | 0.30281 | 0.30167 | 0.12276 | 0.36684 | 0.30959 | 0.15476 | 0.21204 | 0.38257 | 0.20414 | 0.26789 | 0.65376 | 0.5032 | 0.19811 | 0.23563 | 0.38754 | 0.29457 | 0.30114 | 0.30616 | 0.12234 | 0.38126 | 0.30596 | 0.15476 | 0.21204 | 0.38288 | 0.20414 | 0
Jul | 27 | 3 | Weekday | Thursday | 0.51985 | 0.5694 | 0.65102 | 0.4926 | 1 | 0.4926 | 0.4926 | 0.15476 | 0.4926 | 0.51985 | 0.51985 | 0.22763 | 0.75356 | 0.47603 | 0.19547 | 0.23586 | 0.39946 | 0.55975 | 0.30558 | 0.31164 | 0.12241 | 0.37207 | 0.30787 | 0.15476 | 0.21204 | 0.42528 | 0.20414 | 0.27477 | 0.71619 | 0.49966 | 0.1955 | 0.23584 | 0.41916 | 0.49374 | 0.30487 | 0.31805 | 0.12166 | 0.38816 | 0.30498 | 0.15476 | 0.21204 | 0.42535 | 0.20414 | 0
Jul | 27 | 4 | Weekday | Thursday | 0.5215 | 0.57482 | 0.66459 | 0.47467 | 1 | 0.47467 | 0.47467 | 0.089402 | 0.47467 | 0.5215 | 0.5215 | 0.32412 | 0.77583 | 0.55038 | 0.21047 | 0.19272 | 0.44102 | 0.58787 | 0.27136 | 0.39276 | 0.11148 | 0.40275 | 0.23083 | 0.089402 | 0.10896 | 0.39444 | 0.12724 | 0.3713 | 0.70826 | 0.54145 | 0.2104 | 0.19237 | 0.44498 | 0.47342 | 0.26977 | 0.39888 | 0.11124 | 0.41207 | 0.22633 | 0.089402 | 0.10896 | 0.39438 | 0.12724 | 0
Jul | 27 | 5 | Weekday | Thursday | 0.50087 | 0.59537 | 0.70905 | 0.49439 | 0.0044583 | 0.49439 | 0.49439 | 0.20614 | 0.49439 | 0.50087 | 0.50087 | 0.57763 | 0.88779 | 0.79761 | 0.58335 | 0.35252 | 0.57956 | 0.74768 | 0.44492 | 0.82526 | 0.62039 | 0.67042 | 0.42451 | 0.20614 | 0.15847 | 0.55846 | 0.22133 | 0.64176 | 0.85966 | 0.7554 | 0.58395 | 0.35263 | 0.53875 | 0.67988 | 0.44484 | 0.83558 | 0.62095 | 0.686 | 0.42198 | 0.20614 | 0.15847 | 0.55279 | 0.22133 | 0
Jul | 27 | 6 | Weekday | Thursday | 0.52296 | 0.63775 | 0.77105 | 0.51763 | 0.0044583 | 0.51763 | 0.51763 | 0.30744 | 0.51763 | 0.52296 | 0.52296 | 0.79671 | 0.95673 | 0.98555 | 0.66013 | 0.48056 | 0.66322 | 0.8743 | 0.47083 | 0.87332 | 0.66842 | 0.87247 | 0.47997 | 0.30744 | 0.25993 | 0.62189 | 0.4858 | 0.8334 | 0.94122 | 0.90368 | 0.65999 | 0.48083 | 0.62276 | 0.82699 | 0.46756 | 0.86 | 0.66674 | 0.89014 | 0.47585 | 0.30744 | 0.25993 | 0.60882 | 0.4858 | 0
Jul | 27 | 7 | Weekday | Thursday | 0.60102 | 0.70648 | 0.82191 | 0.54888 | 0.0044583 | 0.54888 | 0.54888 | 0.51691 | 0.54888 | 0.60102 | 0.60102 | 0.85329 | 0.98078 | 0.87216 | 1 | 0.94479 | 0.66497 | 0.92516 | 0.78857 | 0.73001 | 0.85901 | 0.82335 | 0.92836 | 0.51691 | 0.46835 | 0.83793 | 0.74012 | 0.86956 | 0.97092 | 0.82565 | 1 | 0.94505 | 0.62779 | 0.88887 | 0.78768 | 0.71492 | 0.85719 | 0.8152 | 0.92753 | 0.51691 | 0.46835 | 0.83313 | 0.74012 | 0
Jul | 27 | 8 | Weekday | Thursday | 0.70019 | 0.76238 | 0.85726 | 0.60145 | 0.0044583 | 0.60145 | 0.60145 | 0.78911 | 0.60145 | 0.70019 | 0.70019 | 0.71398 | 0.99645 | 0.77299 | 0.98653 | 0.92643 | 0.62636 | 0.9784 | 0.82809 | 0.73759 | 0.91033 | 0.79884 | 0.95638 | 0.78911 | 0.75416 | 0.93562 | 0.90742 | 0.7438 | 0.99074 | 0.76238 | 0.9864 | 0.92654 | 0.59636 | 0.95871 | 0.82776 | 0.72844 | 0.90965 | 0.79404 | 0.95461 | 0.78911 | 0.75416 | 0.93518 | 0.90742 | 0
Jul | 27 | 9 | Weekday | Thursday | 0.80888 | 0.8208 | 0.88258 | 0.64582 | 0.0044583 | 0.64582 | 0.64582 | 0.87429 | 0.64582 | 0.80888 | 0.80888 | 0.90068 | 1 | 0.65535 | 0.95653 | 0.93074 | 0.59794 | 0.98846 | 0.88285 | 0.91973 | 0.94366 | 0.64017 | 0.97264 | 0.87429 | 0.85057 | 0.93373 | 0.93116 | 0.90283 | 0.99667 | 0.65555 | 0.9562 | 0.9313 | 0.57256 | 0.97517 | 0.88231 | 0.91742 | 0.94376 | 0.6308 | 0.97097 | 0.87429 | 0.85057 | 0.93405 | 0.93116 | 0
Jul | 27 | 10 | Weekday | Thursday | 0.89153 | 0.88268 | 0.90301 | 0.70588 | 0.0044583 | 0.70588 | 0.70588 | 0.92776 | 0.70588 | 0.89153 | 0.89153 | 0.95499 | 0.99963 | 0.63112 | 0.95938 | 0.95715 | 0.61425 | 0.99274 | 0.92348 | 0.99786 | 0.98718 | 0.64169 | 0.98255 | 0.92776 | 0.91416 | 1 | 0.95576 | 0.96707 | 0.99919 | 0.65772 | 0.9586 | 0.95683 | 0.60179 | 0.98631 | 0.92289 | 0.99445 | 0.98673 | 0.63788 | 0.9802 | 0.92776 | 0.91416 | 1 | 0.95576 | 0
Jul | 27 | 11 | Weekday | Thursday | 0.93274 | 0.92628 | 0.91368 | 0.76109 | 0.0044583 | 0.76109 | 0.76109 | 0.96195 | 0.76109 | 0.93274 | 0.93274 | 0.97535 | 0.9708 | 0.62853 | 0.93778 | 0.95307 | 0.62082 | 0.96026 | 0.95691 | 1 | 0.99069 | 0.65279 | 0.93773 | 0.96195 | 0.95492 | 0.98578 | 0.88604 | 1 | 0.97178 | 0.65662 | 0.93632 | 0.95185 | 0.61512 | 0.95441 | 0.95673 | 1 | 0.99004 | 0.64769 | 0.93473 | 0.96195 | 0.95492 | 0.98564 | 0.88604 | 0
Jul | 27 | 12 | Weekday | Thursday | 0.93237 | 0.94033 | 0.91398 | 0.81387 | 0.0044583 | 0.81387 | 0.81387 | 0.97843 | 0.81387 | 0.93237 | 0.93237 | 0.81416 | 0.99277 | 0.61042 | 0.96658 | 0.99047 | 0.62341 | 0.995 | 0.97167 | 0.98702 | 0.99482 | 0.65997 | 0.99194 | 0.97843 | 0.97613 | 0.99694 | 0.98403 | 0.83944 | 0.99478 | 0.63618 | 0.96536 | 0.9899 | 0.62263 | 0.99452 | 0.97177 | 0.98908 | 0.99434 | 0.6573 | 0.98928 | 0.97843 | 0.97613 | 0.99697 | 0.98403 | 0
Jul | 27 | 13 | Weekday | Thursday | 0.92199 | 0.95191 | 0.91872 | 0.85292 | 0.0044583 | 0.85292 | 0.85292 | 0.98954 | 0.85292 | 0.92199 | 0.92199 | 0.75197 | 0.99291 | 0.6111 | 0.95476 | 0.97096 | 0.62744 | 1 | 0.9997 | 0.79848 | 1 | 0.66697 | 0.99738 | 0.98954 | 0.98937 | 0.9757 | 0.99556 | 0.80726 | 0.99644 | 0.63786 | 0.95481 | 0.97129 | 0.63168 | 1 | 0.99997 | 0.79862 | 1 | 0.66214 | 0.99549 | 0.98954 | 0.98937 | 0.97576 | 0.99556 | 0
Jul | 27 | 14 | Weekday | Thursday | 0.90658 | 0.95856 | 0.91124 | 0.88552 | 0.0044583 | 0.88552 | 0.88552 | 1 | 0.88552 | 0.90658 | 0.90658 | 0.76831 | 0.9912 | 0.61223 | 0.95886 | 0.97684 | 0.66575 | 0.97154 | 1 | 0.78221 | 0.99047 | 0.66041 | 1 | 1 | 1 | 0.9607 | 1 | 0.7861 | 0.99697 | 0.63846 | 0.95888 | 0.97766 | 0.66757 | 0.98156 | 1 | 0.78252 | 0.99021 | 0.65915 | 1 | 1 | 1 | 0.96088 | 1 | 0
Jul | 27 | 15 | Weekday | Thursday | 0.86846 | 0.95722 | 0.89437 | 0.9212 | 0.0044583 | 0.9212 | 0.9212 | 0.98359 | 0.9212 | 0.86846 | 0.86846 | 0.94713 | 0.99266 | 0.64699 | 0.98685 | 1 | 0.81338 | 0.96677 | 0.98242 | 0.7701 | 0.96941 | 0.6575 | 0.99619 | 0.98359 | 0.98118 | 0.9516 | 0.98938 | 0.93217 | 1 | 0.70154 | 0.98635 | 1 | 0.81787 | 0.97359 | 0.98236 | 0.76993 | 0.96931 | 0.68755 | 0.9943 | 0.98359 | 0.98118 | 0.95188 | 0.98938 | 0
Jul | 27 | 16 | Weekday | Thursday | 0.82444 | 0.93521 | 0.87444 | 0.96472 | 0.0044583 | 0.96472 | 0.96472 | 0.94726 | 0.96472 | 0.82444 | 0.82444 | 0.96722 | 0.98962 | 0.7443 | 0.91473 | 0.90932 | 0.936 | 0.94734 | 0.81541 | 0.94121 | 0.91703 | 0.75161 | 0.66682 | 0.94726 | 0.93825 | 0.93668 | 0.30136 | 0.94733 | 0.99762 | 0.78157 | 0.91517 | 0.91025 | 0.93367 | 0.94976 | 0.81477 | 0.93922 | 0.91769 | 0.7855 | 0.66321 | 0.94726 | 0.93825 | 0.9367 | 0.30136 | 0
Jul | 27 | 17 | Weekday | Thursday | 0.78253 | 0.89752 | 0.85198 | 0.9988 | 0.0044583 | 0.9988 | 0.9988 | 0.74543 | 0.9988 | 0.78253 | 0.78253 | 1 | 0.81378 | 0.91024 | 0.79034 | 0.61836 | 0.99108 | 0.61857 | 0.66846 | 0.94589 | 0.84155 | 0.81803 | 0.52961 | 0.74543 | 0.71961 | 0.9122 | 0.11056 | 0.97324 | 0.80889 | 0.89872 | 0.79069 | 0.61866 | 0.98179 | 0.59923 | 0.6639 | 0.93587 | 0.84063 | 0.84645 | 0.5272 | 0.74543 | 0.71961 | 0.91242 | 0.11056 | 0
Jul | 27 | 18 | Weekday | Thursday | 0.73902 | 0.85719 | 0.82681 | 0.98303 | 0.0044583 | 0.98303 | 0.98303 | 0.67103 | 0.98303 | 0.73902 | 0.73902 | 0.81214 | 0.81947 | 0.88687 | 0.77581 | 0.58322 | 0.95425 | 0.61259 | 0.668 | 0.94374 | 0.83093 | 0.83817 | 0.51273 | 0.67103 | 0.63827 | 0.86916 | 0.10238 | 0.80933 | 0.80963 | 0.91296 | 0.77659 | 0.58355 | 0.94589 | 0.58656 | 0.66 | 0.93055 | 0.82963 | 0.87191 | 0.50945 | 0.67103 | 0.63827 | 0.86922 | 0.10238 | 0
Jul | 27 | 19 | Weekday | Thursday | 0.72339 | 0.83528 | 0.80656 | 0.93022 | 1 | 0.93022 | 0.93022 | 0.68558 | 0.93022 | 0.72339 | 0.72339 | 0.83806 | 0.75351 | 0.95917 | 0.71432 | 0.54629 | 1 | 0.60223 | 0.53158 | 0.82491 | 0.73417 | 0.95738 | 0.58784 | 0.68558 | 0.69763 | 0.81569 | 0.19432 | 0.85391 | 0.72827 | 1 | 0.71482 | 0.54655 | 1 | 0.55926 | 0.5245 | 0.81466 | 0.73285 | 1 | 0.58561 | 0.68558 | 0.69763 | 0.8156 | 0.19432 | 0
Jul | 27 | 20 | Weekday | Thursday | 0.71611 | 0.79889 | 0.78611 | 0.89152 | 1 | 0.89152 | 0.89152 | 0.29069 | 0.89152 | 0.71611 | 0.71611 | 0.77934 | 0.73083 | 0.96936 | 0.70152 | 0.54275 | 0.87678 | 0.43319 | 0.30972 | 0.82084 | 0.17075 | 0.92438 | 0.59423 | 0.29069 | 0.34051 | 0.60197 | 0.20414 | 0.81498 | 0.70176 | 0.95123 | 0.70216 | 0.54332 | 0.88037 | 0.40544 | 0.30204 | 0.80737 | 0.16869 | 0.95628 | 0.59204 | 0.29069 | 0.34051 | 0.60238 | 0.20414 | 0
Jul | 27 | 21 | Weekday | Thursday | 0.66727 | 0.7343 | 0.75528 | 0.85824 | 1 | 0.85824 | 0.85824 | 0.15476 | 0.85824 | 0.66727 | 0.66727 | 0.71345 | 0.69054 | 0.8101 | 0.22829 | 0.24925 | 0.71089 | 0.44046 | 0.30539 | 0.79476 | 0.17411 | 0.69251 | 0.32371 | 0.15476 | 0.21204 | 0.40041 | 0.20414 | 0.78296 | 0.6546 | 0.80475 | 0.22844 | 0.24953 | 0.7107 | 0.39183 | 0.30132 | 0.78756 | 0.17294 | 0.71556 | 0.32017 | 0.15476 | 0.21204 | 0.40007 | 0.20414 | 0
Jul | 27 | 22 | Weekday | Thursday | 0.64114 | 0.68245 | 0.71767 | 0.77593 | 1 | 0.77593 | 0.77593 | 0.15476 | 0.77593 | 0.64114 | 0.64114 | 0.65102 | 0.69472 | 0.63049 | 0.21416 | 0.2385 | 0.55185 | 0.35409 | 0.30833 | 0.80378 | 0.15123 | 0.48841 | 0.30671 | 0.15476 | 0.21204 | 0.49002 | 0.20414 | 0.76744 | 0.65698 | 0.65621 | 0.2143 | 0.23839 | 0.561 | 0.32135 | 0.30572 | 0.80568 | 0.15058 | 0.50801 | 0.30344 | 0.15476 | 0.21204 | 0.4904 | 0.20414 | 0
Jul | 27 | 23 | Weekday | Thursday | 0.58873 | 0.66177 | 0.69822 | 0.67765 | 1 | 0.67765 | 0.67765 | 0.15618 | 0.67765 | 0.58873 | 0.58873 | 0.36493 | 0.69222 | 0.52363 | 0.19393 | 0.23146 | 0.43355 | 0.44353 | 0.30155 | 0.45673 | 0.13982 | 0.42994 | 0.30079 | 0.15618 | 0.21325 | 0.42171 | 0.20414 | 0.42582 | 0.65045 | 0.55607 | 0.194 | 0.23115 | 0.45215 | 0.38682 | 0.3013 | 0.45514 | 0.13906 | 0.44572 | 0.29748 | 0.15618 | 0.21325 | 0.42192 | 0.20414 | 0
Jul | 28 | 24 | Weekday | Friday | 0.5529 | 0.62726 | 0.669 | 0.60376 | 1 | 0.60376 | 0.60376 | 0.15476 | 0.60376 | 0.5529 | 0.5529 | 0.22175 | 0.69619 | 0.48412 | 0.19294 | 0.23775 | 0.40175 | 0.35206 | 0.30317 | 0.30052 | 0.13038 | 0.40049 | 0.31113 | 0.15476 | 0.21204 | 0.3883 | 0.20414 | 0.26733 | 0.65407 | 0.52551 | 0.193 | 0.23816 | 0.42159 | 0.31608 | 0.30125 | 0.30546 | 0.13009 | 0.41705 | 0.30752 | 0.15476 | 0.21204 | 0.38829 | 0.20414 | 0
Jul | 28 | 1 | Weekday | Friday | 0.5425 | 0.58323 | 0.65741 | 0.5579 | 1 | 0.5579 | 0.5579 | 0.15476 | 0.5579 | 0.5425 | 0.5425 | 0.22195 | 0.69722 | 0.46219 | 0.1904 | 0.23453 | 0.38104 | 0.43499 | 0.30167 | 0.30012 | 0.12749 | 0.37111 | 0.31037 | 0.15476 | 0.21204 | 0.38534 | 0.20414 | 0.26773 | 0.65393 | 0.49944 | 0.1905 | 0.23415 | 0.402 | 0.37584 | 0.30119 | 0.30599 | 0.12719 | 0.38911 | 0.3075 | 0.15476 | 0.21204 | 0.38541 | 0.20414 | 0
Jul | 28 | 2 | Weekday | Friday | 0.52873 | 0.56982 | 0.65066 | 0.52432 | 1 | 0.52432 | 0.52432 | 0.15476 | 0.52432 | 0.52873 | 0.52873 | 0.22186 | 0.69734 | 0.46531 | 0.19805 | 0.23539 | 0.36741 | 0.33168 | 0.30281 | 0.30167 | 0.12276 | 0.36684 | 0.30959 | 0.15476 | 0.21204 | 0.38257 | 0.20414 | 0.26789 | 0.65376 | 0.5032 | 0.19811 | 0.23563 | 0.38754 | 0.29457 | 0.30114 | 0.30616 | 0.12234 | 0.38126 | 0.30596 | 0.15476 | 0.21204 | 0.38288 | 0.20414 | 0
Jul | 28 | 3 | Weekday | Friday | 0.51985 | 0.5694 | 0.65102 | 0.4926 | 1 | 0.4926 | 0.4926 | 0.15476 | 0.4926 | 0.51985 | 0.51985 | 0.22763 | 0.75356 | 0.47603 | 0.19547 | 0.23586 | 0.39946 | 0.55975 | 0.30558 | 0.31164 | 0.12241 | 0.37207 | 0.30787 | 0.15476 | 0.21204 | 0.42528 | 0.20414 | 0.27477 | 0.71619 | 0.49966 | 0.1955 | 0.23584 | 0.41916 | 0.49374 | 0.30487 | 0.31805 | 0.12166 | 0.38816 | 0.30498 | 0.15476 | 0.21204 | 0.42535 | 0.20414 | 0
Jul | 28 | 4 | Weekday | Friday | 0.5215 | 0.57482 | 0.66459 | 0.47467 | 1 | 0.47467 | 0.47467 | 0.089402 | 0.47467 | 0.5215 | 0.5215 | 0.32412 | 0.77583 | 0.55038 | 0.21047 | 0.19272 | 0.44102 | 0.58787 | 0.27136 | 0.39276 | 0.11148 | 0.40275 | 0.23083 | 0.089402 | 0.10896 | 0.39444 | 0.12724 | 0.3713 | 0.70826 | 0.54145 | 0.2104 | 0.19237 | 0.44498 | 0.47342 | 0.26977 | 0.39888 | 0.11124 | 0.41207 | 0.22633 | 0.089402 | 0.10896 | 0.39438 | 0.12724 | 0
Jul | 28 | 5 | Weekday | Friday | 0.50087 | 0.59537 | 0.70905 | 0.49439 | 0.0044583 | 0.49439 | 0.49439 | 0.20614 | 0.49439 | 0.50087 | 0.50087 | 0.57763 | 0.88779 | 0.79761 | 0.58335 | 0.35252 | 0.57956 | 0.74768 | 0.44492 | 0.82526 | 0.62039 | 0.67042 | 0.42451 | 0.20614 | 0.15847 | 0.55846 | 0.22133 | 0.64176 | 0.85966 | 0.7554 | 0.58395 | 0.35263 | 0.53875 | 0.67988 | 0.44484 | 0.83558 | 0.62095 | 0.686 | 0.42198 | 0.20614 | 0.15847 | 0.55279 | 0.22133 | 0
Jul | 28 | 6 | Weekday | Friday | 0.52296 | 0.63775 | 0.77105 | 0.51763 | 0.0044583 | 0.51763 | 0.51763 | 0.30744 | 0.51763 | 0.52296 | 0.52296 | 0.79671 | 0.95673 | 0.98555 | 0.66013 | 0.48056 | 0.66322 | 0.8743 | 0.47083 | 0.87332 | 0.66842 | 0.87247 | 0.47997 | 0.30744 | 0.25993 | 0.62189 | 0.4858 | 0.8334 | 0.94122 | 0.90368 | 0.65999 | 0.48083 | 0.62276 | 0.82699 | 0.46756 | 0.86 | 0.66674 | 0.89014 | 0.47585 | 0.30744 | 0.25993 | 0.60882 | 0.4858 | 0
Jul | 28 | 7 | Weekday | Friday | 0.60102 | 0.70648 | 0.82191 | 0.54888 | 0.0044583 | 0.54888 | 0.54888 | 0.51691 | 0.54888 | 0.60102 | 0.60102 | 0.85329 | 0.98078 | 0.87216 | 1 | 0.94479 | 0.66497 | 0.92516 | 0.78857 | 0.73001 | 0.85901 | 0.82335 | 0.92836 | 0.51691 | 0.46835 | 0.83793 | 0.74012 | 0.86956 | 0.97092 | 0.82565 | 1 | 0.94505 | 0.62779 | 0.88887 | 0.78768 | 0.71492 | 0.85719 | 0.8152 | 0.92753 | 0.51691 | 0.46835 | 0.83313 | 0.74012 | 0
Jul | 28 | 8 | Weekday | Friday | 0.70019 | 0.76238 | 0.85726 | 0.60145 | 0.0044583 | 0.60145 | 0.60145 | 0.78911 | 0.60145 | 0.70019 | 0.70019 | 0.71398 | 0.99645 | 0.77299 | 0.98653 | 0.92643 | 0.62636 | 0.9784 | 0.82809 | 0.73759 | 0.91033 | 0.79884 | 0.95638 | 0.78911 | 0.75416 | 0.93562 | 0.90742 | 0.7438 | 0.99074 | 0.76238 | 0.9864 | 0.92654 | 0.59636 | 0.95871 | 0.82776 | 0.72844 | 0.90965 | 0.79404 | 0.95461 | 0.78911 | 0.75416 | 0.93518 | 0.90742 | 0
Jul | 28 | 9 | Weekday | Friday | 0.80888 | 0.8208 | 0.88258 | 0.64582 | 0.0044583 | 0.64582 | 0.64582 | 0.87429 | 0.64582 | 0.80888 | 0.80888 | 0.90068 | 1 | 0.65535 | 0.95653 | 0.93074 | 0.59794 | 0.98846 | 0.88285 | 0.91973 | 0.94366 | 0.64017 | 0.97264 | 0.87429 | 0.85057 | 0.93373 | 0.93116 | 0.90283 | 0.99667 | 0.65555 | 0.9562 | 0.9313 | 0.57256 | 0.97517 | 0.88231 | 0.91742 | 0.94376 | 0.6308 | 0.97097 | 0.87429 | 0.85057 | 0.93405 | 0.93116 | 0
Jul | 28 | 10 | Weekday | Friday | 0.89153 | 0.88268 | 0.90301 | 0.70588 | 0.0044583 | 0.70588 | 0.70588 | 0.92776 | 0.70588 | 0.89153 | 0.89153 | 0.95499 | 0.99963 | 0.63112 | 0.95938 | 0.95715 | 0.61425 | 0.99274 | 0.92348 | 0.99786 | 0.98718 | 0.64169 | 0.98255 | 0.92776 | 0.91416 | 1 | 0.95576 | 0.96707 | 0.99919 | 0.65772 | 0.9586 | 0.95683 | 0.60179 | 0.98631 | 0.92289 | 0.99445 | 0.98673 | 0.63788 | 0.9802 | 0.92776 | 0.91416 | 1 | 0.95576 | 0
Jul | 28 | 11 | Weekday | Friday | 0.93274 | 0.92628 | 0.91368 | 0.76109 | 0.0044583 | 0.76109 | 0.76109 | 0.96195 | 0.76109 | 0.93274 | 0.93274 | 0.97535 | 0.9708 | 0.62853 | 0.93778 | 0.95307 | 0.62082 | 0.96026 | 0.95691 | 1 | 0.99069 | 0.65279 | 0.93773 | 0.96195 | 0.95492 | 0.98578 | 0.88604 | 1 | 0.97178 | 0.65662 | 0.93632 | 0.95185 | 0.61512 | 0.95441 | 0.95673 | 1 | 0.99004 | 0.64769 | 0.93473 | 0.96195 | 0.95492 | 0.98564 | 0.88604 | 0
Jul | 28 | 12 | Weekday | Friday | 0.93237 | 0.94033 | 0.91398 | 0.81387 | 0.0044583 | 0.81387 | 0.81387 | 0.97843 | 0.81387 | 0.93237 | 0.93237 | 0.81416 | 0.99277 | 0.61042 | 0.96658 | 0.99047 | 0.62341 | 0.995 | 0.97167 | 0.98702 | 0.99482 | 0.65997 | 0.99194 | 0.97843 | 0.97613 | 0.99694 | 0.98403 | 0.83944 | 0.99478 | 0.63618 | 0.96536 | 0.9899 | 0.62263 | 0.99452 | 0.97177 | 0.98908 | 0.99434 | 0.6573 | 0.98928 | 0.97843 | 0.97613 | 0.99697 | 0.98403 | 0
Jul | 28 | 13 | Weekday | Friday | 0.92199 | 0.95191 | 0.91872 | 0.85292 | 0.0044583 | 0.85292 | 0.85292 | 0.98954 | 0.85292 | 0.92199 | 0.92199 | 0.75197 | 0.99291 | 0.6111 | 0.95476 | 0.97096 | 0.62744 | 1 | 0.9997 | 0.79848 | 1 | 0.66697 | 0.99738 | 0.98954 | 0.98937 | 0.9757 | 0.99556 | 0.80726 | 0.99644 | 0.63786 | 0.95481 | 0.97129 | 0.63168 | 1 | 0.99997 | 0.79862 | 1 | 0.66214 | 0.99549 | 0.98954 | 0.98937 | 0.97576 | 0.99556 | 0
Jul | 28 | 14 | Weekday | Friday | 0.90658 | 0.95856 | 0.91124 | 0.88552 | 0.0044583 | 0.88552 | 0.88552 | 1 | 0.88552 | 0.90658 | 0.90658 | 0.76831 | 0.9912 | 0.61223 | 0.95886 | 0.97684 | 0.66575 | 0.97154 | 1 | 0.78221 | 0.99047 | 0.66041 | 1 | 1 | 1 | 0.9607 | 1 | 0.7861 | 0.99697 | 0.63846 | 0.95888 | 0.97766 | 0.66757 | 0.98156 | 1 | 0.78252 | 0.99021 | 0.65915 | 1 | 1 | 1 | 0.96088 | 1 | 0
Jul | 28 | 15 | Weekday | Friday | 0.86846 | 0.95722 | 0.89437 | 0.9212 | 0.0044583 | 0.9212 | 0.9212 | 0.98359 | 0.9212 | 0.86846 | 0.86846 | 0.94713 | 0.99266 | 0.64699 | 0.98685 | 1 | 0.81338 | 0.96677 | 0.98242 | 0.7701 | 0.96941 | 0.6575 | 0.99619 | 0.98359 | 0.98118 | 0.9516 | 0.98938 | 0.93217 | 1 | 0.70154 | 0.98635 | 1 | 0.81787 | 0.97359 | 0.98236 | 0.76993 | 0.96931 | 0.68755 | 0.9943 | 0.98359 | 0.98118 | 0.95188 | 0.98938 | 0
Jul | 28 | 16 | Weekday | Friday | 0.82444 | 0.93521 | 0.87444 | 0.96472 | 0.0044583 | 0.96472 | 0.96472 | 0.94726 | 0.96472 | 0.82444 | 0.82444 | 0.96722 | 0.98962 | 0.7443 | 0.91473 | 0.90932 | 0.936 | 0.94734 | 0.81541 | 0.94121 | 0.91703 | 0.75161 | 0.66682 | 0.94726 | 0.93825 | 0.93668 | 0.30136 | 0.94733 | 0.99762 | 0.78157 | 0.91517 | 0.91025 | 0.93367 | 0.94976 | 0.81477 | 0.93922 | 0.91769 | 0.7855 | 0.66321 | 0.94726 | 0.93825 | 0.9367 | 0.30136 | 0
Jul | 28 | 17 | Weekday | Friday | 0.78253 | 0.89752 | 0.85198 | 0.9988 | 0.0044583 | 0.9988 | 0.9988 | 0.74543 | 0.9988 | 0.78253 | 0.78253 | 1 | 0.81378 | 0.91024 | 0.79034 | 0.61836 | 0.99108 | 0.61857 | 0.66846 | 0.94589 | 0.84155 | 0.81803 | 0.52961 | 0.74543 | 0.71961 | 0.9122 | 0.11056 | 0.97324 | 0.80889 | 0.89872 | 0.79069 | 0.61866 | 0.98179 | 0.59923 | 0.6639 | 0.93587 | 0.84063 | 0.84645 | 0.5272 | 0.74543 | 0.71961 | 0.91242 | 0.11056 | 0
Jul | 28 | 18 | Weekday | Friday | 0.73902 | 0.85719 | 0.82681 | 0.98303 | 0.0044583 | 0.98303 | 0.98303 | 0.67103 | 0.98303 | 0.73902 | 0.73902 | 0.81214 | 0.81947 | 0.88687 | 0.77581 | 0.58322 | 0.95425 | 0.61259 | 0.668 | 0.94374 | 0.83093 | 0.83817 | 0.51273 | 0.67103 | 0.63827 | 0.86916 | 0.10238 | 0.80933 | 0.80963 | 0.91296 | 0.77659 | 0.58355 | 0.94589 | 0.58656 | 0.66 | 0.93055 | 0.82963 | 0.87191 | 0.50945 | 0.67103 | 0.63827 | 0.86922 | 0.10238 | 0
Jul | 28 | 19 | Weekday | Friday | 0.72339 | 0.83528 | 0.80656 | 0.93022 | 1 | 0.93022 | 0.93022 | 0.68558 | 0.93022 | 0.72339 | 0.72339 | 0.83806 | 0.75351 | 0.95917 | 0.71432 | 0.54629 | 1 | 0.60223 | 0.53158 | 0.82491 | 0.73417 | 0.95738 | 0.58784 | 0.68558 | 0.69763 | 0.81569 | 0.19432 | 0.85391 | 0.72827 | 1 | 0.71482 | 0.54655 | 1 | 0.55926 | 0.5245 | 0.81466 | 0.73285 | 1 | 0.58561 | 0.68558 | 0.69763 | 0.8156 | 0.19432 | 0
Jul | 28 | 20 | Weekday | Friday | 0.71611 | 0.79889 | 0.78611 | 0.89152 | 1 | 0.89152 | 0.89152 | 0.29069 | 0.89152 | 0.71611 | 0.71611 | 0.77934 | 0.73083 | 0.96936 | 0.70152 | 0.54275 | 0.87678 | 0.43319 | 0.30972 | 0.82084 | 0.17075 | 0.92438 | 0.59423 | 0.29069 | 0.34051 | 0.60197 | 0.20414 | 0.81498 | 0.70176 | 0.95123 | 0.70216 | 0.54332 | 0.88037 | 0.40544 | 0.30204 | 0.80737 | 0.16869 | 0.95628 | 0.59204 | 0.29069 | 0.34051 | 0.60238 | 0.20414 | 0
Jul | 28 | 21 | Weekday | Friday | 0.66727 | 0.7343 | 0.75528 | 0.85824 | 1 | 0.85824 | 0.85824 | 0.15476 | 0.85824 | 0.66727 | 0.66727 | 0.71345 | 0.69054 | 0.8101 | 0.22829 | 0.24925 | 0.71089 | 0.44046 | 0.30539 | 0.79476 | 0.17411 | 0.69251 | 0.32371 | 0.15476 | 0.21204 | 0.40041 | 0.20414 | 0.78296 | 0.6546 | 0.80475 | 0.22844 | 0.24953 | 0.7107 | 0.39183 | 0.30132 | 0.78756 | 0.17294 | 0.71556 | 0.32017 | 0.15476 | 0.21204 | 0.40007 | 0.20414 | 0
Jul | 28 | 22 | Weekday | Friday | 0.64114 | 0.68245 | 0.71767 | 0.77593 | 1 | 0.77593 | 0.77593 | 0.15476 | 0.77593 | 0.64114 | 0.64114 | 0.65102 | 0.69472 | 0.63049 | 0.21416 | 0.2385 | 0.55185 | 0.35409 | 0.30833 | 0.80378 | 0.15123 | 0.48841 | 0.30671 | 0.15476 | 0.21204 | 0.49002 | 0.20414 | 0.76744 | 0.65698 | 0.65621 | 0.2143 | 0.23839 | 0.561 | 0.32135 | 0.30572 | 0.80568 | 0.15058 | 0.50801 | 0.30344 | 0.15476 | 0.21204 | 0.4904 | 0.20414 | 0
Jul | 28 | 23 | Weekday | Friday | 0.58873 | 0.66177 | 0.69822 | 0.67765 | 1 | 0.67765 | 0.67765 | 0.14908 | 0.67765 | 0.58873 | 0.58873 | 0.37298 | 0.70585 | 0.50056 | 0.18878 | 0.22267 | 0.42563 | 0.38574 | 0.30703 | 0.46442 | 0.14053 | 0.42908 | 0.29333 | 0.14908 | 0.2072 | 0.41337 | 0.20414 | 0.43468 | 0.66481 | 0.52785 | 0.18888 | 0.22302 | 0.44373 | 0.33394 | 0.30648 | 0.46012 | 0.14023 | 0.44447 | 0.29013 | 0.14908 | 0.2072 | 0.4134 | 0.20414 | 0
Jul | 29 | 24 | Weekend | Saturday | 0.5564 | 0.6372 | 0.69917 | 0.62708 | 1 | 0.62708 | 0.62708 | 0.15281 | 0.62708 | 0.5564 | 0.5564 | 0.22084 | 0.70236 | 0.49444 | 0.16933 | 0.21061 | 0.39171 | 0.32924 | 0.30367 | 0.29922 | 0.15746 | 0.41962 | 0.276 | 0.15281 | 0.21038 | 0.37297 | 0.20414 | 0.26696 | 0.6601 | 0.53742 | 0.16937 | 0.21055 | 0.41093 | 0.29054 | 0.3026 | 0.30474 | 0.15744 | 0.43721 | 0.2719 | 0.15281 | 0.21038 | 0.37296 | 0.20414 | 0
Jul | 29 | 1 | Weekend | Saturday | 0.55306 | 0.5953 | 0.68452 | 0.58171 | 1 | 0.58171 | 0.58171 | 0.15281 | 0.58171 | 0.55306 | 0.55306 | 0.22247 | 0.70181 | 0.44916 | 0.16273 | 0.20313 | 0.36823 | 0.36376 | 0.30066 | 0.3002 | 0.14449 | 0.36567 | 0.27471 | 0.15281 | 0.21038 | 0.36808 | 0.20414 | 0.26733 | 0.65802 | 0.48382 | 0.16271 | 0.20267 | 0.38841 | 0.31269 | 0.30109 | 0.30524 | 0.14343 | 0.38262 | 0.2706 | 0.15281 | 0.21038 | 0.36827 | 0.20414 | 0
Jul | 29 | 2 | Weekend | Saturday | 0.53688 | 0.5832 | 0.67616 | 0.54308 | 1 | 0.54308 | 0.54308 | 0.15281 | 0.54308 | 0.53688 | 0.53688 | 0.22122 | 0.70517 | 0.4487 | 0.15534 | 0.20257 | 0.35242 | 0.32536 | 0.30159 | 0.2998 | 0.14125 | 0.35898 | 0.27333 | 0.15281 | 0.21038 | 0.36481 | 0.20414 | 0.26744 | 0.65974 | 0.48239 | 0.15533 | 0.20267 | 0.37163 | 0.28544 | 0.30101 | 0.30534 | 0.14146 | 0.37248 | 0.26999 | 0.15281 | 0.21038 | 0.36489 | 0.20414 | 0
Jul | 29 | 3 | Weekend | Saturday | 0.52766 | 0.5819 | 0.67584 | 0.51 | 1 | 0.51 | 0.51 | 0.15281 | 0.51 | 0.52766 | 0.52766 | 0.22475 | 0.71516 | 0.44963 | 0.16322 | 0.20276 | 0.38488 | 0.46721 | 0.30312 | 0.30547 | 0.13165 | 0.36591 | 0.27333 | 0.15281 | 0.21038 | 0.38724 | 0.20414 | 0.27055 | 0.67129 | 0.46722 | 0.16331 | 0.20267 | 0.40368 | 0.40608 | 0.30255 | 0.31065 | 0.13134 | 0.37959 | 0.26999 | 0.15281 | 0.21038 | 0.38714 | 0.20414 | 0
Jul | 29 | 4 | Weekend | Saturday | 0.52885 | 0.59333 | 0.69278 | 0.49121 | 1 | 0.49121 | 0.49121 | 0.087614 | 0.49121 | 0.52885 | 0.52885 | 0.33205 | 0.71017 | 0.47693 | 0.17069 | 0.15079 | 0.42558 | 0.46988 | 0.2676 | 0.38724 | 0.12461 | 0.36068 | 0.17911 | 0.087614 | 0.10755 | 0.35609 | 0.12734 | 0.36816 | 0.66641 | 0.48206 | 0.1705 | 0.15053 | 0.42855 | 0.37551 | 0.26786 | 0.39144 | 0.1248 | 0.37113 | 0.1744 | 0.087614 | 0.10755 | 0.35627 | 0.12734 | 0
Jul | 29 | 5 | Weekend | Saturday | 0.50907 | 0.62355 | 0.75112 | 0.51851 | 0.0044583 | 0.51851 | 0.51851 | 0.13726 | 0.51851 | 0.50907 | 0.50907 | 0.57551 | 0.74297 | 0.65219 | 0.42387 | 0.24304 | 0.56226 | 0.57435 | 0.25063 | 0.8134 | 0.12002 | 0.52379 | 0.27963 | 0.13726 | 0.11082 | 0.49103 | 0.08598 | 0.63273 | 0.71455 | 0.65612 | 0.42412 | 0.24291 | 0.52021 | 0.49869 | 0.2493 | 0.82312 | 0.11994 | 0.53912 | 0.27555 | 0.13726 | 0.11065 | 0.47522 | 0.08598 | 0
Jul | 29 | 6 | Weekend | Saturday | 0.5392 | 0.67505 | 0.82971 | 0.54891 | 0.0044583 | 0.54891 | 0.54891 | 0.19054 | 0.54891 | 0.5392 | 0.5392 | 0.74312 | 0.78604 | 0.85905 | 0.49004 | 0.27917 | 0.64011 | 0.63477 | 0.25522 | 0.83341 | 0.13591 | 0.70096 | 0.26881 | 0.19054 | 0.16604 | 0.56698 | 0.15704 | 0.8124 | 0.75249 | 0.81356 | 0.48988 | 0.27898 | 0.59804 | 0.57647 | 0.25491 | 0.84365 | 0.13586 | 0.71944 | 0.26545 | 0.19054 | 0.16604 | 0.5371 | 0.15704 | 0
Jul | 29 | 7 | Weekend | Saturday | 0.63634 | 0.75377 | 0.8903 | 0.57318 | 0.0044583 | 0.57318 | 0.57318 | 0.41505 | 0.57318 | 0.63634 | 0.63634 | 0.79811 | 0.8069 | 1 | 0.5737 | 0.3735 | 0.60164 | 0.72245 | 0.25642 | 0.69238 | 0.18761 | 1 | 0.34181 | 0.41505 | 0.36836 | 0.71086 | 0.1667 | 0.84148 | 0.78005 | 0.90313 | 0.57413 | 0.3738 | 0.5604 | 0.67739 | 0.25612 | 0.6975 | 0.18662 | 0.99112 | 0.33813 | 0.41505 | 0.36793 | 0.69059 | 0.1667 | 0
Jul | 29 | 8 | Weekend | Saturday | 0.74282 | 0.81415 | 0.9282 | 0.60942 | 0.0044583 | 0.60942 | 0.60942 | 0.5602 | 0.60942 | 0.74282 | 0.74282 | 0.67742 | 0.83268 | 0.83678 | 0.55926 | 0.39677 | 0.56031 | 0.74945 | 0.26553 | 0.7151 | 0.19423 | 0.88259 | 0.35289 | 0.5602 | 0.51969 | 0.72023 | 0.23687 | 0.70814 | 0.81099 | 0.79155 | 0.55962 | 0.39678 | 0.52611 | 0.711 | 0.26326 | 0.71326 | 0.19376 | 0.87386 | 0.35006 | 0.5602 | 0.51968 | 0.70817 | 0.23687 | 0
Jul | 29 | 9 | Weekend | Saturday | 0.8543 | 0.87039 | 0.95529 | 0.6315 | 0.0044583 | 0.6315 | 0.6315 | 0.68894 | 0.6315 | 0.8543 | 0.8543 | 0.88167 | 0.8351 | 0.70615 | 0.52954 | 0.39129 | 0.52755 | 0.76447 | 0.27146 | 0.90094 | 0.22943 | 0.65774 | 0.36347 | 0.68894 | 0.65674 | 0.8141 | 0.2518 | 0.87055 | 0.8161 | 0.68475 | 0.52995 | 0.39128 | 0.49772 | 0.72973 | 0.27052 | 0.89334 | 0.22977 | 0.64627 | 0.35914 | 0.68894 | 0.65674 | 0.80895 | 0.2518 | 0
Jul | 29 | 10 | Weekend | Saturday | 0.94602 | 0.93167 | 0.97682 | 0.68368 | 0.0044583 | 0.68368 | 0.68368 | 0.71179 | 0.68368 | 0.94602 | 0.94602 | 0.92444 | 0.83371 | 0.66937 | 0.53273 | 0.40122 | 0.54323 | 0.75778 | 0.28754 | 0.97188 | 0.27639 | 0.64022 | 0.36237 | 0.71179 | 0.68869 | 0.8916 | 0.25747 | 0.92241 | 0.81707 | 0.67268 | 0.53296 | 0.40144 | 0.5263 | 0.72726 | 0.2861 | 0.96459 | 0.27655 | 0.63095 | 0.3596 | 0.71179 | 0.68869 | 0.88905 | 0.25747 | 0
Jul | 29 | 11 | Weekend | Saturday | 0.99487 | 0.97075 | 0.98942 | 0.74036 | 0.0044583 | 0.74036 | 0.74036 | 0.80427 | 0.74036 | 0.99487 | 0.99487 | 0.93107 | 0.82125 | 0.64227 | 0.54073 | 0.39411 | 0.55518 | 0.74666 | 0.29769 | 0.96515 | 0.32536 | 0.64279 | 0.3075 | 0.80427 | 0.78935 | 0.91247 | 0.1994 | 0.93741 | 0.80532 | 0.67178 | 0.54106 | 0.39374 | 0.54536 | 0.71566 | 0.29659 | 0.96172 | 0.32432 | 0.63914 | 0.30204 | 0.80427 | 0.78935 | 0.91219 | 0.1994 | 0
Jul | 29 | 12 | Weekend | Saturday | 1 | 0.98306 | 0.99286 | 0.7953 | 0.0044583 | 0.7953 | 0.7953 | 0.83211 | 0.7953 | 1 | 1 | 0.78417 | 0.81398 | 0.61718 | 0.54471 | 0.39565 | 0.55895 | 0.76833 | 0.3059 | 0.95783 | 0.39497 | 0.65606 | 0.30625 | 0.83211 | 0.82073 | 0.91873 | 0.20772 | 0.79173 | 0.79907 | 0.64292 | 0.54497 | 0.39584 | 0.55414 | 0.74179 | 0.30484 | 0.95521 | 0.39531 | 0.64955 | 0.30312 | 0.83211 | 0.82073 | 0.91902 | 0.20772 | 0
Jul | 29 | 13 | Weekend | Saturday | 0.99792 | 0.99375 | 1 | 0.82788 | 0.0044583 | 0.82788 | 0.82788 | 0.84873 | 0.82788 | 0.99792 | 0.99792 | 0.72613 | 0.81257 | 0.61822 | 0.46171 | 0.3024 | 0.56174 | 0.77398 | 0.33002 | 0.78042 | 0.43996 | 0.65504 | 0.30765 | 0.84873 | 0.84061 | 0.89799 | 0.22114 | 0.76869 | 0.79876 | 0.64466 | 0.46193 | 0.30172 | 0.56188 | 0.75145 | 0.33058 | 0.77726 | 0.44011 | 0.6527 | 0.30375 | 0.84873 | 0.84061 | 0.89806 | 0.22114 | 0
Jul | 29 | 14 | Weekend | Saturday | 0.98854 | 1 | 0.98998 | 0.86238 | 0.0044583 | 0.86238 | 0.86238 | 0.86115 | 0.86238 | 0.98854 | 0.98854 | 0.75625 | 0.78201 | 0.61922 | 0.49757 | 0.31472 | 0.60354 | 0.77151 | 0.35221 | 0.77585 | 0.44825 | 0.65453 | 0.31241 | 0.86115 | 0.85498 | 0.88388 | 0.2198 | 0.76514 | 0.77343 | 0.64619 | 0.4976 | 0.31519 | 0.60146 | 0.74625 | 0.35179 | 0.77257 | 0.44893 | 0.65074 | 0.30854 | 0.86115 | 0.85498 | 0.88393 | 0.2198 | 0
Jul | 29 | 15 | Weekend | Saturday | 0.94967 | 0.99715 | 0.96773 | 0.89772 | 0.0044583 | 0.89772 | 0.89772 | 0.86254 | 0.89772 | 0.94967 | 0.94967 | 0.94003 | 0.77786 | 0.65572 | 0.51497 | 0.31728 | 0.76207 | 0.74443 | 0.3565 | 0.77063 | 0.47093 | 0.65047 | 0.31549 | 0.86254 | 0.85478 | 0.88476 | 0.13892 | 0.92067 | 0.76925 | 0.71106 | 0.51465 | 0.31702 | 0.76331 | 0.72034 | 0.35605 | 0.76973 | 0.47139 | 0.68187 | 0.31164 | 0.86254 | 0.85478 | 0.88471 | 0.13892 | 0
Jul | 29 | 16 | Weekend | Saturday | 0.88556 | 0.96753 | 0.94058 | 0.9519 | 0.0044583 | 0.9519 | 0.9519 | 0.77901 | 0.9519 | 0.88556 | 0.88556 | 0.94509 | 0.75016 | 0.72385 | 0.5154 | 0.29417 | 0.92302 | 0.70737 | 0.3594 | 0.92768 | 0.44424 | 0.71404 | 0.28 | 0.77901 | 0.76328 | 0.83278 | 0.12605 | 0.91811 | 0.7392 | 0.77027 | 0.51467 | 0.29421 | 0.91976 | 0.68146 | 0.35952 | 0.92579 | 0.44441 | 0.74807 | 0.27671 | 0.77901 | 0.76328 | 0.8324 | 0.12605 | 0
Jul | 29 | 17 | Weekend | Saturday | 0.82002 | 0.9239 | 0.91085 | 1 | 0.0044583 | 1 | 1 | 0.61208 | 1 | 0.82002 | 0.82002 | 0.96746 | 0.73466 | 0.85171 | 0.3986 | 0.20637 | 0.97982 | 0.51072 | 0.34376 | 0.93939 | 0.40741 | 0.8409 | 0.15537 | 0.61208 | 0.58595 | 0.80151 | 0.13267 | 0.93369 | 0.71756 | 0.90384 | 0.39918 | 0.20667 | 0.96967 | 0.47841 | 0.34384 | 0.92976 | 0.40726 | 0.88012 | 0.15051 | 0.61208 | 0.58595 | 0.798 | 0.13267 | 0
Jul | 29 | 18 | Weekend | Saturday | 0.77333 | 0.88077 | 0.87885 | 0.98799 | 0.0044583 | 0.98799 | 0.98799 | 0.39491 | 0.98799 | 0.77333 | 0.77333 | 0.7871 | 0.73551 | 0.87308 | 0.34982 | 0.1882 | 0.94416 | 0.50429 | 0.32966 | 0.93524 | 0.39155 | 0.8552 | 0.15248 | 0.39491 | 0.37852 | 0.71988 | 0.11191 | 0.78461 | 0.71532 | 0.89665 | 0.35012 | 0.18733 | 0.93502 | 0.4691 | 0.32912 | 0.925 | 0.39163 | 0.88958 | 0.14838 | 0.39491 | 0.37852 | 0.71337 | 0.11191 | 0
Jul | 29 | 19 | Weekend | Saturday | 0.74909 | 0.85999 | 0.8545 | 0.9416 | 1 | 0.9416 | 0.9416 | 0.4453 | 0.9416 | 0.74909 | 0.74909 | 0.81062 | 0.70644 | 0.92556 | 0.30058 | 0.22716 | 0.99053 | 0.51587 | 0.34993 | 0.8201 | 0.35257 | 0.95466 | 0.27805 | 0.4453 | 0.47734 | 0.70627 | 0.21325 | 0.82431 | 0.67431 | 0.96074 | 0.30085 | 0.22771 | 0.9898 | 0.47297 | 0.35009 | 0.81294 | 0.35259 | 0.99656 | 0.27396 | 0.4453 | 0.47734 | 0.69789 | 0.21325 | 0
Jul | 29 | 20 | Weekend | Saturday | 0.73368 | 0.82052 | 0.82886 | 0.90494 | 1 | 0.90494 | 0.90494 | 0.20339 | 0.90494 | 0.73368 | 0.73368 | 0.76339 | 0.71308 | 0.89577 | 0.2545 | 0.22294 | 0.86264 | 0.41693 | 0.33641 | 0.81358 | 0.2983 | 0.92952 | 0.2918 | 0.20339 | 0.26177 | 0.58051 | 0.21147 | 0.79612 | 0.67805 | 0.92218 | 0.25455 | 0.22218 | 0.86525 | 0.38125 | 0.336 | 0.80122 | 0.29875 | 0.97237 | 0.2878 | 0.20339 | 0.26177 | 0.57846 | 0.21147 | 0
Jul | 29 | 21 | Weekend | Saturday | 0.68012 | 0.75012 | 0.79412 | 0.86971 | 1 | 0.86971 | 0.86971 | 0.15281 | 0.86971 | 0.68012 | 0.68012 | 0.6953 | 0.71606 | 0.84964 | 0.22348 | 0.21658 | 0.68922 | 0.41496 | 0.3234 | 0.783 | 0.23159 | 0.72984 | 0.2852 | 0.15281 | 0.21038 | 0.38165 | 0.20618 | 0.76511 | 0.67528 | 0.8048 | 0.22366 | 0.21691 | 0.6876 | 0.36555 | 0.32342 | 0.77689 | 0.23194 | 0.74715 | 0.28272 | 0.15281 | 0.21038 | 0.38166 | 0.20618 | 0
Jul | 29 | 22 | Weekend | Saturday | 0.65364 | 0.69424 | 0.75074 | 0.78304 | 1 | 0.78304 | 0.78304 | 0.15281 | 0.78304 | 0.65364 | 0.65364 | 0.64459 | 0.71766 | 0.65501 | 0.18622 | 0.2099 | 0.52833 | 0.35506 | 0.31341 | 0.79374 | 0.21666 | 0.49977 | 0.28227 | 0.15281 | 0.21038 | 0.47283 | 0.20414 | 0.75829 | 0.6755 | 0.6529 | 0.18628 | 0.20984 | 0.53599 | 0.31543 | 0.31289 | 0.79645 | 0.21673 | 0.51658 | 0.27821 | 0.15281 | 0.21038 | 0.47304 | 0.20414 | 0
Jul | 29 | 23 | Weekend | Saturday | 0.59986 | 0.66972 | 0.73652 | 0.68701 | 1 | 0.68701 | 0.68701 | 0.14908 | 0.68701 | 0.59986 | 0.59986 | 0.37298 | 0.70585 | 0.50056 | 0.18878 | 0.22267 | 0.42563 | 0.38574 | 0.30703 | 0.46442 | 0.14053 | 0.42908 | 0.29333 | 0.14908 | 0.2072 | 0.41337 | 0.20414 | 0.43468 | 0.66481 | 0.52785 | 0.18888 | 0.22302 | 0.44373 | 0.33394 | 0.30648 | 0.46012 | 0.14023 | 0.44447 | 0.29013 | 0.14908 | 0.2072 | 0.4134 | 0.20414 | 0
Jul | 30 | 24 | Weekend | Sunday | 0.5564 | 0.6372 | 0.69917 | 0.62708 | 1 | 0.62708 | 0.62708 | 0.15281 | 0.62708 | 0.5564 | 0.5564 | 0.22084 | 0.70236 | 0.49444 | 0.16933 | 0.21061 | 0.39171 | 0.32924 | 0.30367 | 0.29922 | 0.15746 | 0.41962 | 0.276 | 0.15281 | 0.21038 | 0.37297 | 0.20414 | 0.26696 | 0.6601 | 0.53742 | 0.16937 | 0.21055 | 0.41093 | 0.29054 | 0.3026 | 0.30474 | 0.15744 | 0.43721 | 0.2719 | 0.15281 | 0.21038 | 0.37296 | 0.20414 | 0
Jul | 30 | 1 | Weekend | Sunday | 0.55306 | 0.5953 | 0.68452 | 0.58171 | 1 | 0.58171 | 0.58171 | 0.15281 | 0.58171 | 0.55306 | 0.55306 | 0.22247 | 0.70181 | 0.44916 | 0.16273 | 0.20313 | 0.36823 | 0.36376 | 0.30066 | 0.3002 | 0.14449 | 0.36567 | 0.27471 | 0.15281 | 0.21038 | 0.36808 | 0.20414 | 0.26733 | 0.65802 | 0.48382 | 0.16271 | 0.20267 | 0.38841 | 0.31269 | 0.30109 | 0.30524 | 0.14343 | 0.38262 | 0.2706 | 0.15281 | 0.21038 | 0.36827 | 0.20414 | 0
Jul | 30 | 2 | Weekend | Sunday | 0.53688 | 0.5832 | 0.67616 | 0.54308 | 1 | 0.54308 | 0.54308 | 0.15281 | 0.54308 | 0.53688 | 0.53688 | 0.22122 | 0.70517 | 0.4487 | 0.15534 | 0.20257 | 0.35242 | 0.32536 | 0.30159 | 0.2998 | 0.14125 | 0.35898 | 0.27333 | 0.15281 | 0.21038 | 0.36481 | 0.20414 | 0.26744 | 0.65974 | 0.48239 | 0.15533 | 0.20267 | 0.37163 | 0.28544 | 0.30101 | 0.30534 | 0.14146 | 0.37248 | 0.26999 | 0.15281 | 0.21038 | 0.36489 | 0.20414 | 0
Jul | 30 | 3 | Weekend | Sunday | 0.52766 | 0.5819 | 0.67584 | 0.51 | 1 | 0.51 | 0.51 | 0.15281 | 0.51 | 0.52766 | 0.52766 | 0.22475 | 0.71516 | 0.44963 | 0.16322 | 0.20276 | 0.38488 | 0.46721 | 0.30312 | 0.30547 | 0.13165 | 0.36591 | 0.27333 | 0.15281 | 0.21038 | 0.38724 | 0.20414 | 0.27055 | 0.67129 | 0.46722 | 0.16331 | 0.20267 | 0.40368 | 0.40608 | 0.30255 | 0.31065 | 0.13134 | 0.37959 | 0.26999 | 0.15281 | 0.21038 | 0.38714 | 0.20414 | 0
Jul | 30 | 4 | Weekend | Sunday | 0.52885 | 0.59333 | 0.69278 | 0.49121 | 1 | 0.49121 | 0.49121 | 0.087614 | 0.49121 | 0.52885 | 0.52885 | 0.33205 | 0.71017 | 0.47693 | 0.17069 | 0.15079 | 0.42558 | 0.46988 | 0.2676 | 0.38724 | 0.12461 | 0.36068 | 0.17911 | 0.087614 | 0.10755 | 0.35609 | 0.12734 | 0.36816 | 0.66641 | 0.48206 | 0.1705 | 0.15053 | 0.42855 | 0.37551 | 0.26786 | 0.39144 | 0.1248 | 0.37113 | 0.1744 | 0.087614 | 0.10755 | 0.35627 | 0.12734 | 0
Jul | 30 | 5 | Weekend | Sunday | 0.50907 | 0.62355 | 0.75112 | 0.51851 | 0.0044583 | 0.51851 | 0.51851 | 0.13726 | 0.51851 | 0.50907 | 0.50907 | 0.57551 | 0.74297 | 0.65219 | 0.42387 | 0.24304 | 0.56226 | 0.57435 | 0.25063 | 0.8134 | 0.12002 | 0.52379 | 0.27963 | 0.13726 | 0.11082 | 0.49103 | 0.08598 | 0.63273 | 0.71455 | 0.65612 | 0.42412 | 0.24291 | 0.52021 | 0.49869 | 0.2493 | 0.82312 | 0.11994 | 0.53912 | 0.27555 | 0.13726 | 0.11065 | 0.47522 | 0.08598 | 0
Jul | 30 | 6 | Weekend | Sunday | 0.5392 | 0.67505 | 0.82971 | 0.54891 | 0.0044583 | 0.54891 | 0.54891 | 0.19054 | 0.54891 | 0.5392 | 0.5392 | 0.74312 | 0.78604 | 0.85905 | 0.49004 | 0.27917 | 0.64011 | 0.63477 | 0.25522 | 0.83341 | 0.13591 | 0.70096 | 0.26881 | 0.19054 | 0.16604 | 0.56698 | 0.15704 | 0.8124 | 0.75249 | 0.81356 | 0.48988 | 0.27898 | 0.59804 | 0.57647 | 0.25491 | 0.84365 | 0.13586 | 0.71944 | 0.26545 | 0.19054 | 0.16604 | 0.5371 | 0.15704 | 0
Jul | 30 | 7 | Weekend | Sunday | 0.63634 | 0.75377 | 0.8903 | 0.57318 | 0.0044583 | 0.57318 | 0.57318 | 0.41505 | 0.57318 | 0.63634 | 0.63634 | 0.79811 | 0.8069 | 1 | 0.5737 | 0.3735 | 0.60164 | 0.72245 | 0.25642 | 0.69238 | 0.18761 | 1 | 0.34181 | 0.41505 | 0.36836 | 0.71086 | 0.1667 | 0.84148 | 0.78005 | 0.90313 | 0.57413 | 0.3738 | 0.5604 | 0.67739 | 0.25612 | 0.6975 | 0.18662 | 0.99112 | 0.33813 | 0.41505 | 0.36793 | 0.69059 | 0.1667 | 0
Jul | 30 | 8 | Weekend | Sunday | 0.74282 | 0.81415 | 0.9282 | 0.60942 | 0.0044583 | 0.60942 | 0.60942 | 0.5602 | 0.60942 | 0.74282 | 0.74282 | 0.67742 | 0.83268 | 0.83678 | 0.55926 | 0.39677 | 0.56031 | 0.74945 | 0.26553 | 0.7151 | 0.19423 | 0.88259 | 0.35289 | 0.5602 | 0.51969 | 0.72023 | 0.23687 | 0.70814 | 0.81099 | 0.79155 | 0.55962 | 0.39678 | 0.52611 | 0.711 | 0.26326 | 0.71326 | 0.19376 | 0.87386 | 0.35006 | 0.5602 | 0.51968 | 0.70817 | 0.23687 | 0
Jul | 30 | 9 | Weekend | Sunday | 0.8543 | 0.87039 | 0.95529 | 0.6315 | 0.0044583 | 0.6315 | 0.6315 | 0.68894 | 0.6315 | 0.8543 | 0.8543 | 0.88167 | 0.8351 | 0.70615 | 0.52954 | 0.39129 | 0.52755 | 0.76447 | 0.27146 | 0.90094 | 0.22943 | 0.65774 | 0.36347 | 0.68894 | 0.65674 | 0.8141 | 0.2518 | 0.87055 | 0.8161 | 0.68475 | 0.52995 | 0.39128 | 0.49772 | 0.72973 | 0.27052 | 0.89334 | 0.22977 | 0.64627 | 0.35914 | 0.68894 | 0.65674 | 0.80895 | 0.2518 | 0
Jul | 30 | 10 | Weekend | Sunday | 0.94602 | 0.93167 | 0.97682 | 0.68368 | 0.0044583 | 0.68368 | 0.68368 | 0.71179 | 0.68368 | 0.94602 | 0.94602 | 0.92444 | 0.83371 | 0.66937 | 0.53273 | 0.40122 | 0.54323 | 0.75778 | 0.28754 | 0.97188 | 0.27639 | 0.64022 | 0.36237 | 0.71179 | 0.68869 | 0.8916 | 0.25747 | 0.92241 | 0.81707 | 0.67268 | 0.53296 | 0.40144 | 0.5263 | 0.72726 | 0.2861 | 0.96459 | 0.27655 | 0.63095 | 0.3596 | 0.71179 | 0.68869 | 0.88905 | 0.25747 | 0
Jul | 30 | 11 | Weekend | Sunday | 0.99487 | 0.97075 | 0.98942 | 0.74036 | 0.0044583 | 0.74036 | 0.74036 | 0.80427 | 0.74036 | 0.99487 | 0.99487 | 0.93107 | 0.82125 | 0.64227 | 0.54073 | 0.39411 | 0.55518 | 0.74666 | 0.29769 | 0.96515 | 0.32536 | 0.64279 | 0.3075 | 0.80427 | 0.78935 | 0.91247 | 0.1994 | 0.93741 | 0.80532 | 0.67178 | 0.54106 | 0.39374 | 0.54536 | 0.71566 | 0.29659 | 0.96172 | 0.32432 | 0.63914 | 0.30204 | 0.80427 | 0.78935 | 0.91219 | 0.1994 | 0
Jul | 30 | 12 | Weekend | Sunday | 1 | 0.98306 | 0.99286 | 0.7953 | 0.0044583 | 0.7953 | 0.7953 | 0.83211 | 0.7953 | 1 | 1 | 0.78417 | 0.81398 | 0.61718 | 0.54471 | 0.39565 | 0.55895 | 0.76833 | 0.3059 | 0.95783 | 0.39497 | 0.65606 | 0.30625 | 0.83211 | 0.82073 | 0.91873 | 0.20772 | 0.79173 | 0.79907 | 0.64292 | 0.54497 | 0.39584 | 0.55414 | 0.74179 | 0.30484 | 0.95521 | 0.39531 | 0.64955 | 0.30312 | 0.83211 | 0.82073 | 0.91902 | 0.20772 | 0
Jul | 30 | 13 | Weekend | Sunday | 0.99792 | 0.99375 | 1 | 0.82788 | 0.0044583 | 0.82788 | 0.82788 | 0.84873 | 0.82788 | 0.99792 | 0.99792 | 0.72613 | 0.81257 | 0.61822 | 0.46171 | 0.3024 | 0.56174 | 0.77398 | 0.33002 | 0.78042 | 0.43996 | 0.65504 | 0.30765 | 0.84873 | 0.84061 | 0.89799 | 0.22114 | 0.76869 | 0.79876 | 0.64466 | 0.46193 | 0.30172 | 0.56188 | 0.75145 | 0.33058 | 0.77726 | 0.44011 | 0.6527 | 0.30375 | 0.84873 | 0.84061 | 0.89806 | 0.22114 | 0
Jul | 30 | 14 | Weekend | Sunday | 0.98854 | 1 | 0.98998 | 0.86238 | 0.0044583 | 0.86238 | 0.86238 | 0.86115 | 0.86238 | 0.98854 | 0.98854 | 0.75625 | 0.78201 | 0.61922 | 0.49757 | 0.31472 | 0.60354 | 0.77151 | 0.35221 | 0.77585 | 0.44825 | 0.65453 | 0.31241 | 0.86115 | 0.85498 | 0.88388 | 0.2198 | 0.76514 | 0.77343 | 0.64619 | 0.4976 | 0.31519 | 0.60146 | 0.74625 | 0.35179 | 0.77257 | 0.44893 | 0.65074 | 0.30854 | 0.86115 | 0.85498 | 0.88393 | 0.2198 | 0
Jul | 30 | 15 | Weekend | Sunday | 0.94967 | 0.99715 | 0.96773 | 0.89772 | 0.0044583 | 0.89772 | 0.89772 | 0.86254 | 0.89772 | 0.94967 | 0.94967 | 0.94003 | 0.77786 | 0.65572 | 0.51497 | 0.31728 | 0.76207 | 0.74443 | 0.3565 | 0.77063 | 0.47093 | 0.65047 | 0.31549 | 0.86254 | 0.85478 | 0.88476 | 0.13892 | 0.92067 | 0.76925 | 0.71106 | 0.51465 | 0.31702 | 0.76331 | 0.72034 | 0.35605 | 0.76973 | 0.47139 | 0.68187 | 0.31164 | 0.86254 | 0.85478 | 0.88471 | 0.13892 | 0
Jul | 30 | 16 | Weekend | Sunday | 0.88556 | 0.96753 | 0.94058 | 0.9519 | 0.0044583 | 0.9519 | 0.9519 | 0.77901 | 0.9519 | 0.88556 | 0.88556 | 0.94509 | 0.75016 | 0.72385 | 0.5154 | 0.29417 | 0.92302 | 0.70737 | 0.3594 | 0.92768 | 0.44424 | 0.71404 | 0.28 | 0.77901 | 0.76328 | 0.83278 | 0.12605 | 0.91811 | 0.7392 | 0.77027 | 0.51467 | 0.29421 | 0.91976 | 0.68146 | 0.35952 | 0.92579 | 0.44441 | 0.74807 | 0.27671 | 0.77901 | 0.76328 | 0.8324 | 0.12605 | 0
Jul | 30 | 17 | Weekend | Sunday | 0.82002 | 0.9239 | 0.91085 | 1 | 0.0044583 | 1 | 1 | 0.61208 | 1 | 0.82002 | 0.82002 | 0.96746 | 0.73466 | 0.85171 | 0.3986 | 0.20637 | 0.97982 | 0.51072 | 0.34376 | 0.93939 | 0.40741 | 0.8409 | 0.15537 | 0.61208 | 0.58595 | 0.80151 | 0.13267 | 0.93369 | 0.71756 | 0.90384 | 0.39918 | 0.20667 | 0.96967 | 0.47841 | 0.34384 | 0.92976 | 0.40726 | 0.88012 | 0.15051 | 0.61208 | 0.58595 | 0.798 | 0.13267 | 0
Jul | 30 | 18 | Weekend | Sunday | 0.77333 | 0.88077 | 0.87885 | 0.98799 | 0.0044583 | 0.98799 | 0.98799 | 0.39491 | 0.98799 | 0.77333 | 0.77333 | 0.7871 | 0.73551 | 0.87308 | 0.34982 | 0.1882 | 0.94416 | 0.50429 | 0.32966 | 0.93524 | 0.39155 | 0.8552 | 0.15248 | 0.39491 | 0.37852 | 0.71988 | 0.11191 | 0.78461 | 0.71532 | 0.89665 | 0.35012 | 0.18733 | 0.93502 | 0.4691 | 0.32912 | 0.925 | 0.39163 | 0.88958 | 0.14838 | 0.39491 | 0.37852 | 0.71337 | 0.11191 | 0
Jul | 30 | 19 | Weekend | Sunday | 0.74909 | 0.85999 | 0.8545 | 0.9416 | 1 | 0.9416 | 0.9416 | 0.4453 | 0.9416 | 0.74909 | 0.74909 | 0.81062 | 0.70644 | 0.92556 | 0.30058 | 0.22716 | 0.99053 | 0.51587 | 0.34993 | 0.8201 | 0.35257 | 0.95466 | 0.27805 | 0.4453 | 0.47734 | 0.70627 | 0.21325 | 0.82431 | 0.67431 | 0.96074 | 0.30085 | 0.22771 | 0.9898 | 0.47297 | 0.35009 | 0.81294 | 0.35259 | 0.99656 | 0.27396 | 0.4453 | 0.47734 | 0.69789 | 0.21325 | 0
Jul | 30 | 20 | Weekend | Sunday | 0.73368 | 0.82052 | 0.82886 | 0.90494 | 1 | 0.90494 | 0.90494 | 0.20339 | 0.90494 | 0.73368 | 0.73368 | 0.76339 | 0.71308 | 0.89577 | 0.2545 | 0.22294 | 0.86264 | 0.41693 | 0.33641 | 0.81358 | 0.2983 | 0.92952 | 0.2918 | 0.20339 | 0.26177 | 0.58051 | 0.21147 | 0.79612 | 0.67805 | 0.92218 | 0.25455 | 0.22218 | 0.86525 | 0.38125 | 0.336 | 0.80122 | 0.29875 | 0.97237 | 0.2878 | 0.20339 | 0.26177 | 0.57846 | 0.21147 | 0
Jul | 30 | 21 | Weekend | Sunday | 0.68012 | 0.75012 | 0.79412 | 0.86971 | 1 | 0.86971 | 0.86971 | 0.15281 | 0.86971 | 0.68012 | 0.68012 | 0.6953 | 0.71606 | 0.84964 | 0.22348 | 0.21658 | 0.68922 | 0.41496 | 0.3234 | 0.783 | 0.23159 | 0.72984 | 0.2852 | 0.15281 | 0.21038 | 0.38165 | 0.20618 | 0.76511 | 0.67528 | 0.8048 | 0.22366 | 0.21691 | 0.6876 | 0.36555 | 0.32342 | 0.77689 | 0.23194 | 0.74715 | 0.28272 | 0.15281 | 0.21038 | 0.38166 | 0.20618 | 0
Jul | 30 | 22 | Weekend | Sunday | 0.65364 | 0.69424 | 0.75074 | 0.78304 | 1 | 0.78304 | 0.78304 | 0.15281 | 0.78304 | 0.65364 | 0.65364 | 0.64459 | 0.71766 | 0.65501 | 0.18622 | 0.2099 | 0.52833 | 0.35506 | 0.31341 | 0.79374 | 0.21666 | 0.49977 | 0.28227 | 0.15281 | 0.21038 | 0.47283 | 0.20414 | 0.75829 | 0.6755 | 0.6529 | 0.18628 | 0.20984 | 0.53599 | 0.31543 | 0.31289 | 0.79645 | 0.21673 | 0.51658 | 0.27821 | 0.15281 | 0.21038 | 0.47304 | 0.20414 | 0
Jul | 30 | 23 | Weekend | Sunday | 0.59986 | 0.66972 | 0.73652 | 0.68701 | 1 | 0.68701 | 0.68701 | 0.15618 | 0.68701 | 0.59986 | 0.59986 | 0.36493 | 0.69222 | 0.52363 | 0.19393 | 0.23146 | 0.43355 | 0.44353 | 0.30155 | 0.45673 | 0.13982 | 0.42994 | 0.30079 | 0.15618 | 0.21325 | 0.42171 | 0.20414 | 0.42582 | 0.65045 | 0.55607 | 0.194 | 0.23115 | 0.45215 | 0.38682 | 0.3013 | 0.45514 | 0.13906 | 0.44572 | 0.29748 | 0.15618 | 0.21325 | 0.42192 | 0.20414 | 0
Jul | 31 | 24 | Weekday | Monday | 0.5529 | 0.62726 | 0.669 | 0.60376 | 1 | 0.60376 | 0.60376 | 0.15476 | 0.60376 | 0.5529 | 0.5529 | 0.22175 | 0.69619 | 0.48412 | 0.19294 | 0.23775 | 0.40175 | 0.35206 | 0.30317 | 0.30052 | 0.13038 | 0.40049 | 0.31113 | 0.15476 | 0.21204 | 0.3883 | 0.20414 | 0.26733 | 0.65407 | 0.52551 | 0.193 | 0.23816 | 0.42159 | 0.31608 | 0.30125 | 0.30546 | 0.13009 | 0.41705 | 0.30752 | 0.15476 | 0.21204 | 0.38829 | 0.20414 | 0
Jul | 31 | 1 | Weekday | Monday | 0.5425 | 0.58323 | 0.65741 | 0.5579 | 1 | 0.5579 | 0.5579 | 0.15476 | 0.5579 | 0.5425 | 0.5425 | 0.22195 | 0.69722 | 0.46219 | 0.1904 | 0.23453 | 0.38104 | 0.43499 | 0.30167 | 0.30012 | 0.12749 | 0.37111 | 0.31037 | 0.15476 | 0.21204 | 0.38534 | 0.20414 | 0.26773 | 0.65393 | 0.49944 | 0.1905 | 0.23415 | 0.402 | 0.37584 | 0.30119 | 0.30599 | 0.12719 | 0.38911 | 0.3075 | 0.15476 | 0.21204 | 0.38541 | 0.20414 | 0
Jul | 31 | 2 | Weekday | Monday | 0.52873 | 0.56982 | 0.65066 | 0.52432 | 1 | 0.52432 | 0.52432 | 0.15476 | 0.52432 | 0.52873 | 0.52873 | 0.22186 | 0.69734 | 0.46531 | 0.19805 | 0.23539 | 0.36741 | 0.33168 | 0.30281 | 0.30167 | 0.12276 | 0.36684 | 0.30959 | 0.15476 | 0.21204 | 0.38257 | 0.20414 | 0.26789 | 0.65376 | 0.5032 | 0.19811 | 0.23563 | 0.38754 | 0.29457 | 0.30114 | 0.30616 | 0.12234 | 0.38126 | 0.30596 | 0.15476 | 0.21204 | 0.38288 | 0.20414 | 0
Jul | 31 | 3 | Weekday | Monday | 0.51985 | 0.5694 | 0.65102 | 0.4926 | 1 | 0.4926 | 0.4926 | 0.15476 | 0.4926 | 0.51985 | 0.51985 | 0.22763 | 0.75356 | 0.47603 | 0.19547 | 0.23586 | 0.39946 | 0.55975 | 0.30558 | 0.31164 | 0.12241 | 0.37207 | 0.30787 | 0.15476 | 0.21204 | 0.42528 | 0.20414 | 0.27477 | 0.71619 | 0.49966 | 0.1955 | 0.23584 | 0.41916 | 0.49374 | 0.30487 | 0.31805 | 0.12166 | 0.38816 | 0.30498 | 0.15476 | 0.21204 | 0.42535 | 0.20414 | 0
Jul | 31 | 4 | Weekday | Monday | 0.5215 | 0.57482 | 0.66459 | 0.47467 | 1 | 0.47467 | 0.47467 | 0.089402 | 0.47467 | 0.5215 | 0.5215 | 0.32412 | 0.77583 | 0.55038 | 0.21047 | 0.19272 | 0.44102 | 0.58787 | 0.27136 | 0.39276 | 0.11148 | 0.40275 | 0.23083 | 0.089402 | 0.10896 | 0.39444 | 0.12724 | 0.3713 | 0.70826 | 0.54145 | 0.2104 | 0.19237 | 0.44498 | 0.47342 | 0.26977 | 0.39888 | 0.11124 | 0.41207 | 0.22633 | 0.089402 | 0.10896 | 0.39438 | 0.12724 | 0
Jul | 31 | 5 | Weekday | Monday | 0.50087 | 0.59537 | 0.70905 | 0.49439 | 0.0044583 | 0.49439 | 0.49439 | 0.20614 | 0.49439 | 0.50087 | 0.50087 | 0.57763 | 0.88779 | 0.79761 | 0.58335 | 0.35252 | 0.57956 | 0.74768 | 0.44492 | 0.82526 | 0.62039 | 0.67042 | 0.42451 | 0.20614 | 0.15847 | 0.55846 | 0.22133 | 0.64176 | 0.85966 | 0.7554 | 0.58395 | 0.35263 | 0.53875 | 0.67988 | 0.44484 | 0.83558 | 0.62095 | 0.686 | 0.42198 | 0.20614 | 0.15847 | 0.55279 | 0.22133 | 0
Jul | 31 | 6 | Weekday | Monday | 0.52296 | 0.63775 | 0.77105 | 0.51763 | 0.0044583 | 0.51763 | 0.51763 | 0.30744 | 0.51763 | 0.52296 | 0.52296 | 0.79671 | 0.95673 | 0.98555 | 0.66013 | 0.48056 | 0.66322 | 0.8743 | 0.47083 | 0.87332 | 0.66842 | 0.87247 | 0.47997 | 0.30744 | 0.25993 | 0.62189 | 0.4858 | 0.8334 | 0.94122 | 0.90368 | 0.65999 | 0.48083 | 0.62276 | 0.82699 | 0.46756 | 0.86 | 0.66674 | 0.89014 | 0.47585 | 0.30744 | 0.25993 | 0.60882 | 0.4858 | 0
Jul | 31 | 7 | Weekday | Monday | 0.60102 | 0.70648 | 0.82191 | 0.54888 | 0.0044583 | 0.54888 | 0.54888 | 0.51691 | 0.54888 | 0.60102 | 0.60102 | 0.85329 | 0.98078 | 0.87216 | 1 | 0.94479 | 0.66497 | 0.92516 | 0.78857 | 0.73001 | 0.85901 | 0.82335 | 0.92836 | 0.51691 | 0.46835 | 0.83793 | 0.74012 | 0.86956 | 0.97092 | 0.82565 | 1 | 0.94505 | 0.62779 | 0.88887 | 0.78768 | 0.71492 | 0.85719 | 0.8152 | 0.92753 | 0.51691 | 0.46835 | 0.83313 | 0.74012 | 0
Jul | 31 | 8 | Weekday | Monday | 0.70019 | 0.76238 | 0.85726 | 0.60145 | 0.0044583 | 0.60145 | 0.60145 | 0.78911 | 0.60145 | 0.70019 | 0.70019 | 0.71398 | 0.99645 | 0.77299 | 0.98653 | 0.92643 | 0.62636 | 0.9784 | 0.82809 | 0.73759 | 0.91033 | 0.79884 | 0.95638 | 0.78911 | 0.75416 | 0.93562 | 0.90742 | 0.7438 | 0.99074 | 0.76238 | 0.9864 | 0.92654 | 0.59636 | 0.95871 | 0.82776 | 0.72844 | 0.90965 | 0.79404 | 0.95461 | 0.78911 | 0.75416 | 0.93518 | 0.90742 | 0
Jul | 31 | 9 | Weekday | Monday | 0.80888 | 0.8208 | 0.88258 | 0.64582 | 0.0044583 | 0.64582 | 0.64582 | 0.87429 | 0.64582 | 0.80888 | 0.80888 | 0.90068 | 1 | 0.65535 | 0.95653 | 0.93074 | 0.59794 | 0.98846 | 0.88285 | 0.91973 | 0.94366 | 0.64017 | 0.97264 | 0.87429 | 0.85057 | 0.93373 | 0.93116 | 0.90283 | 0.99667 | 0.65555 | 0.9562 | 0.9313 | 0.57256 | 0.97517 | 0.88231 | 0.91742 | 0.94376 | 0.6308 | 0.97097 | 0.87429 | 0.85057 | 0.93405 | 0.93116 | 0
Jul | 31 | 10 | Weekday | Monday | 0.89153 | 0.88268 | 0.90301 | 0.70588 | 0.0044583 | 0.70588 | 0.70588 | 0.92776 | 0.70588 | 0.89153 | 0.89153 | 0.95499 | 0.99963 | 0.63112 | 0.95938 | 0.95715 | 0.61425 | 0.99274 | 0.92348 | 0.99786 | 0.98718 | 0.64169 | 0.98255 | 0.92776 | 0.91416 | 1 | 0.95576 | 0.96707 | 0.99919 | 0.65772 | 0.9586 | 0.95683 | 0.60179 | 0.98631 | 0.92289 | 0.99445 | 0.98673 | 0.63788 | 0.9802 | 0.92776 | 0.91416 | 1 | 0.95576 | 0
Jul | 31 | 11 | Weekday | Monday | 0.93274 | 0.92628 | 0.91368 | 0.76109 | 0.0044583 | 0.76109 | 0.76109 | 0.96195 | 0.76109 | 0.93274 | 0.93274 | 0.97535 | 0.9708 | 0.62853 | 0.93778 | 0.95307 | 0.62082 | 0.96026 | 0.95691 | 1 | 0.99069 | 0.65279 | 0.93773 | 0.96195 | 0.95492 | 0.98578 | 0.88604 | 1 | 0.97178 | 0.65662 | 0.93632 | 0.95185 | 0.61512 | 0.95441 | 0.95673 | 1 | 0.99004 | 0.64769 | 0.93473 | 0.96195 | 0.95492 | 0.98564 | 0.88604 | 0
Jul | 31 | 12 | Weekday | Monday | 0.93237 | 0.94033 | 0.91398 | 0.81387 | 0.0044583 | 0.81387 | 0.81387 | 0.97843 | 0.81387 | 0.93237 | 0.93237 | 0.81416 | 0.99277 | 0.61042 | 0.96658 | 0.99047 | 0.62341 | 0.995 | 0.97167 | 0.98702 | 0.99482 | 0.65997 | 0.99194 | 0.97843 | 0.97613 | 0.99694 | 0.98403 | 0.83944 | 0.99478 | 0.63618 | 0.96536 | 0.9899 | 0.62263 | 0.99452 | 0.97177 | 0.98908 | 0.99434 | 0.6573 | 0.98928 | 0.97843 | 0.97613 | 0.99697 | 0.98403 | 0
Jul | 31 | 13 | Weekday | Monday | 0.92199 | 0.95191 | 0.91872 | 0.85292 | 0.0044583 | 0.85292 | 0.85292 | 0.98954 | 0.85292 | 0.92199 | 0.92199 | 0.75197 | 0.99291 | 0.6111 | 0.95476 | 0.97096 | 0.62744 | 1 | 0.9997 | 0.79848 | 1 | 0.66697 | 0.99738 | 0.98954 | 0.98937 | 0.9757 | 0.99556 | 0.80726 | 0.99644 | 0.63786 | 0.95481 | 0.97129 | 0.63168 | 1 | 0.99997 | 0.79862 | 1 | 0.66214 | 0.99549 | 0.98954 | 0.98937 | 0.97576 | 0.99556 | 0
Jul | 31 | 14 | Weekday | Monday | 0.90658 | 0.95856 | 0.91124 | 0.88552 | 0.0044583 | 0.88552 | 0.88552 | 1 | 0.88552 | 0.90658 | 0.90658 | 0.76831 | 0.9912 | 0.61223 | 0.95886 | 0.97684 | 0.66575 | 0.97154 | 1 | 0.78221 | 0.99047 | 0.66041 | 1 | 1 | 1 | 0.9607 | 1 | 0.7861 | 0.99697 | 0.63846 | 0.95888 | 0.97766 | 0.66757 | 0.98156 | 1 | 0.78252 | 0.99021 | 0.65915 | 1 | 1 | 1 | 0.96088 | 1 | 0
Jul | 31 | 15 | Weekday | Monday | 0.86846 | 0.95722 | 0.89437 | 0.9212 | 0.0044583 | 0.9212 | 0.9212 | 0.98359 | 0.9212 | 0.86846 | 0.86846 | 0.94713 | 0.99266 | 0.64699 | 0.98685 | 1 | 0.81338 | 0.96677 | 0.98242 | 0.7701 | 0.96941 | 0.6575 | 0.99619 | 0.98359 | 0.98118 | 0.9516 | 0.98938 | 0.93217 | 1 | 0.70154 | 0.98635 | 1 | 0.81787 | 0.97359 | 0.98236 | 0.76993 | 0.96931 | 0.68755 | 0.9943 | 0.98359 | 0.98118 | 0.95188 | 0.98938 | 0
Jul | 31 | 16 | Weekday | Monday | 0.82444 | 0.93521 | 0.87444 | 0.96472 | 0.0044583 | 0.96472 | 0.96472 | 0.94726 | 0.96472 | 0.82444 | 0.82444 | 0.96722 | 0.98962 | 0.7443 | 0.91473 | 0.90932 | 0.936 | 0.94734 | 0.81541 | 0.94121 | 0.91703 | 0.75161 | 0.66682 | 0.94726 | 0.93825 | 0.93668 | 0.30136 | 0.94733 | 0.99762 | 0.78157 | 0.91517 | 0.91025 | 0.93367 | 0.94976 | 0.81477 | 0.93922 | 0.91769 | 0.7855 | 0.66321 | 0.94726 | 0.93825 | 0.9367 | 0.30136 | 0
Jul | 31 | 17 | Weekday | Monday | 0.78253 | 0.89752 | 0.85198 | 0.9988 | 0.0044583 | 0.9988 | 0.9988 | 0.74543 | 0.9988 | 0.78253 | 0.78253 | 1 | 0.81378 | 0.91024 | 0.79034 | 0.61836 | 0.99108 | 0.61857 | 0.66846 | 0.94589 | 0.84155 | 0.81803 | 0.52961 | 0.74543 | 0.71961 | 0.9122 | 0.11056 | 0.97324 | 0.80889 | 0.89872 | 0.79069 | 0.61866 | 0.98179 | 0.59923 | 0.6639 | 0.93587 | 0.84063 | 0.84645 | 0.5272 | 0.74543 | 0.71961 | 0.91242 | 0.11056 | 0
Jul | 31 | 18 | Weekday | Monday | 0.73902 | 0.85719 | 0.82681 | 0.98303 | 0.0044583 | 0.98303 | 0.98303 | 0.67103 | 0.98303 | 0.73902 | 0.73902 | 0.81214 | 0.81947 | 0.88687 | 0.77581 | 0.58322 | 0.95425 | 0.61259 | 0.668 | 0.94374 | 0.83093 | 0.83817 | 0.51273 | 0.67103 | 0.63827 | 0.86916 | 0.10238 | 0.80933 | 0.80963 | 0.91296 | 0.77659 | 0.58355 | 0.94589 | 0.58656 | 0.66 | 0.93055 | 0.82963 | 0.87191 | 0.50945 | 0.67103 | 0.63827 | 0.86922 | 0.10238 | 0
Jul | 31 | 19 | Weekday | Monday | 0.72339 | 0.83528 | 0.80656 | 0.93022 | 1 | 0.93022 | 0.93022 | 0.68558 | 0.93022 | 0.72339 | 0.72339 | 0.83806 | 0.75351 | 0.95917 | 0.71432 | 0.54629 | 1 | 0.60223 | 0.53158 | 0.82491 | 0.73417 | 0.95738 | 0.58784 | 0.68558 | 0.69763 | 0.81569 | 0.19432 | 0.85391 | 0.72827 | 1 | 0.71482 | 0.54655 | 1 | 0.55926 | 0.5245 | 0.81466 | 0.73285 | 1 | 0.58561 | 0.68558 | 0.69763 | 0.8156 | 0.19432 | 0
Jul | 31 | 20 | Weekday | Monday | 0.71611 | 0.79889 | 0.78611 | 0.89152 | 1 | 0.89152 | 0.89152 | 0.29069 | 0.89152 | 0.71611 | 0.71611 | 0.77934 | 0.73083 | 0.96936 | 0.70152 | 0.54275 | 0.87678 | 0.43319 | 0.30972 | 0.82084 | 0.17075 | 0.92438 | 0.59423 | 0.29069 | 0.34051 | 0.60197 | 0.20414 | 0.81498 | 0.70176 | 0.95123 | 0.70216 | 0.54332 | 0.88037 | 0.40544 | 0.30204 | 0.80737 | 0.16869 | 0.95628 | 0.59204 | 0.29069 | 0.34051 | 0.60238 | 0.20414 | 0
Jul | 31 | 21 | Weekday | Monday | 0.66727 | 0.7343 | 0.75528 | 0.85824 | 1 | 0.85824 | 0.85824 | 0.15476 | 0.85824 | 0.66727 | 0.66727 | 0.71345 | 0.69054 | 0.8101 | 0.22829 | 0.24925 | 0.71089 | 0.44046 | 0.30539 | 0.79476 | 0.17411 | 0.69251 | 0.32371 | 0.15476 | 0.21204 | 0.40041 | 0.20414 | 0.78296 | 0.6546 | 0.80475 | 0.22844 | 0.24953 | 0.7107 | 0.39183 | 0.30132 | 0.78756 | 0.17294 | 0.71556 | 0.32017 | 0.15476 | 0.21204 | 0.40007 | 0.20414 | 0
Jul | 31 | 22 | Weekday | Monday | 0.64114 | 0.68245 | 0.71767 | 0.77593 | 1 | 0.77593 | 0.77593 | 0.15476 | 0.77593 | 0.64114 | 0.64114 | 0.65102 | 0.69472 | 0.63049 | 0.21416 | 0.2385 | 0.55185 | 0.35409 | 0.30833 | 0.80378 | 0.15123 | 0.48841 | 0.30671 | 0.15476 | 0.21204 | 0.49002 | 0.20414 | 0.76744 | 0.65698 | 0.65621 | 0.2143 | 0.23839 | 0.561 | 0.32135 | 0.30572 | 0.80568 | 0.15058 | 0.50801 | 0.30344 | 0.15476 | 0.21204 | 0.4904 | 0.20414 | 0
Jul | 31 | 23 | Weekday | Monday | 0.58873 | 0.66177 | 0.69822 | 0.67765 | 1 | 0.67765 | 0.67765 | 0.16585 | 0.67765 | 0.58873 | 0.58873 | 0.36514 | 0.6807 | 0.48571 | 0.17747 | 0.23009 | 0.41928 | 0.42673 | 0.3051 | 0.4629 | 0.11629 | 0.41591 | 0.29752 | 0.16585 | 0.22472 | 0.42003 | 0.19836 | 0.42889 | 0.64192 | 0.50557 | 0.17754 | 0.22975 | 0.4369 | 0.36803 | 0.30414 | 0.45931 | 0.11596 | 0.43274 | 0.29423 | 0.16585 | 0.22472 | 0.42036 | 0.19836 | 0
Aug | 1 | 24 | Weekday | Tuesday | 0.50112 | 0.60104 | 0.63752 | 0.55417 | 1 | 0.55417 | 0.55417 | 0.16448 | 0.55417 | 0.50112 | 0.50112 | 0.22638 | 0.6835 | 0.45733 | 0.18299 | 0.23522 | 0.38758 | 0.32941 | 0.30504 | 0.30626 | 0.11422 | 0.38735 | 0.30349 | 0.16448 | 0.22356 | 0.38618 | 0.19836 | 0.27436 | 0.64421 | 0.48678 | 0.18305 | 0.23538 | 0.40644 | 0.29308 | 0.30409 | 0.31222 | 0.11365 | 0.40403 | 0.30024 | 0.16448 | 0.22356 | 0.38646 | 0.19836 | 0
Aug | 1 | 1 | Weekday | Tuesday | 0.49653 | 0.56547 | 0.62673 | 0.5118 | 1 | 0.5118 | 0.5118 | 0.16448 | 0.5118 | 0.49653 | 0.49653 | 0.22671 | 0.68501 | 0.43399 | 0.18299 | 0.23513 | 0.36751 | 0.41418 | 0.3052 | 0.30794 | 0.11387 | 0.36192 | 0.30282 | 0.16448 | 0.22356 | 0.38275 | 0.19836 | 0.27479 | 0.6449 | 0.46009 | 0.18305 | 0.23538 | 0.38752 | 0.35402 | 0.30403 | 0.31283 | 0.11364 | 0.37733 | 0.30024 | 0.16448 | 0.22356 | 0.38298 | 0.19836 | 0
Aug | 1 | 2 | Weekday | Tuesday | 0.48661 | 0.55157 | 0.62079 | 0.47843 | 1 | 0.47843 | 0.47843 | 0.16448 | 0.47843 | 0.48661 | 0.48661 | 0.22671 | 0.68645 | 0.43678 | 0.18297 | 0.23572 | 0.35448 | 0.31924 | 0.30515 | 0.30675 | 0.11419 | 0.35541 | 0.30349 | 0.16448 | 0.22356 | 0.37974 | 0.19836 | 0.27491 | 0.64615 | 0.46234 | 0.18305 | 0.23538 | 0.3737 | 0.28329 | 0.30397 | 0.31295 | 0.11362 | 0.36957 | 0.30024 | 0.16448 | 0.22356 | 0.38014 | 0.19836 | 0
Aug | 1 | 3 | Weekday | Tuesday | 0.47556 | 0.54998 | 0.62064 | 0.44959 | 1 | 0.44959 | 0.44959 | 0.16448 | 0.44959 | 0.47556 | 0.47556 | 0.23267 | 0.74526 | 0.45311 | 0.19078 | 0.23482 | 0.38901 | 0.54316 | 0.30891 | 0.32082 | 0.11535 | 0.36461 | 0.30382 | 0.16448 | 0.22356 | 0.42476 | 0.19836 | 0.28238 | 0.71093 | 0.46581 | 0.19082 | 0.23538 | 0.40795 | 0.47623 | 0.30798 | 0.32582 | 0.11501 | 0.37732 | 0.30024 | 0.16448 | 0.22356 | 0.42509 | 0.19836 | 0
Aug | 1 | 4 | Weekday | Tuesday | 0.47385 | 0.55573 | 0.63465 | 0.43239 | 1 | 0.43239 | 0.43239 | 0.14788 | 0.43239 | 0.47385 | 0.47385 | 0.36014 | 0.77346 | 0.53932 | 0.21713 | 0.23803 | 0.47759 | 0.61369 | 0.30026 | 0.43447 | 0.11218 | 0.4224 | 0.2974 | 0.14788 | 0.19756 | 0.41303 | 0.18006 | 0.409 | 0.70888 | 0.51921 | 0.21703 | 0.23732 | 0.48371 | 0.4942 | 0.29884 | 0.4405 | 0.11172 | 0.4325 | 0.29445 | 0.14788 | 0.19756 | 0.4133 | 0.18006 | 0
Aug | 1 | 5 | Weekday | Tuesday | 0.46371 | 0.57667 | 0.67741 | 0.45477 | 0.33631 | 0.45477 | 0.45477 | 0.22099 | 0.45477 | 0.46371 | 0.46371 | 0.58352 | 0.88671 | 0.80719 | 0.56686 | 0.34093 | 0.56393 | 0.74278 | 0.43419 | 0.83423 | 0.58646 | 0.66614 | 0.40881 | 0.22099 | 0.18209 | 0.56237 | 0.22331 | 0.64658 | 0.85974 | 0.75369 | 0.56615 | 0.3418 | 0.52227 | 0.67193 | 0.434 | 0.84368 | 0.5872 | 0.67943 | 0.40598 | 0.22072 | 0.17608 | 0.55071 | 0.22331 | 0
Aug | 1 | 6 | Weekday | Tuesday | 0.47654 | 0.60937 | 0.73189 | 0.47832 | 0.0044583 | 0.47832 | 0.47832 | 0.32158 | 0.47832 | 0.47654 | 0.47654 | 0.78977 | 0.95735 | 1 | 0.64605 | 0.47665 | 0.64268 | 0.87663 | 0.4565 | 0.87317 | 0.61912 | 0.86265 | 0.45726 | 0.32158 | 0.27532 | 0.62734 | 0.49265 | 0.8241 | 0.94258 | 0.90696 | 0.6443 | 0.47647 | 0.60106 | 0.82538 | 0.44729 | 0.85823 | 0.60989 | 0.88143 | 0.45405 | 0.32158 | 0.27287 | 0.60296 | 0.49265 | 0
Aug | 1 | 7 | Weekday | Tuesday | 0.53611 | 0.67309 | 0.77698 | 0.4959 | 0.0044583 | 0.4959 | 0.4959 | 0.53067 | 0.4959 | 0.53611 | 0.53611 | 0.84534 | 0.97911 | 0.86924 | 1 | 0.93883 | 0.64574 | 0.92263 | 0.78147 | 0.72545 | 0.80079 | 0.79527 | 0.92075 | 0.53067 | 0.48261 | 0.84678 | 0.74928 | 0.85828 | 0.97043 | 0.81789 | 1 | 0.9395 | 0.60747 | 0.88335 | 0.7794 | 0.7096 | 0.79752 | 0.78555 | 0.92019 | 0.53067 | 0.48258 | 0.83467 | 0.74928 | 0
Aug | 1 | 8 | Weekday | Tuesday | 0.61499 | 0.722 | 0.80726 | 0.55264 | 0.0044583 | 0.55264 | 0.55264 | 0.80777 | 0.55264 | 0.61499 | 0.61499 | 0.70794 | 0.99825 | 0.77557 | 0.98423 | 0.91273 | 0.60678 | 0.98274 | 0.8211 | 0.73639 | 0.85748 | 0.77398 | 0.95082 | 0.80777 | 0.76931 | 0.94455 | 0.92271 | 0.73491 | 0.99409 | 0.75942 | 0.98404 | 0.91307 | 0.57565 | 0.95864 | 0.82069 | 0.72554 | 0.85755 | 0.76929 | 0.9498 | 0.80777 | 0.76931 | 0.94227 | 0.92271 | 0
Aug | 1 | 9 | Weekday | Tuesday | 0.7212 | 0.77626 | 0.82986 | 0.58482 | 0.0044583 | 0.58482 | 0.58482 | 0.87402 | 0.58482 | 0.7212 | 0.7212 | 0.89773 | 1 | 0.65892 | 0.95762 | 0.92295 | 0.57919 | 0.98864 | 0.88032 | 0.91872 | 0.91314 | 0.62036 | 0.96915 | 0.87402 | 0.84407 | 0.93324 | 0.94483 | 0.90006 | 0.99858 | 0.65401 | 0.9573 | 0.92284 | 0.55271 | 0.97281 | 0.87978 | 0.91662 | 0.91307 | 0.61103 | 0.96859 | 0.87402 | 0.84407 | 0.93253 | 0.94483 | 0
Aug | 1 | 10 | Weekday | Tuesday | 0.79833 | 0.82836 | 0.84854 | 0.6382 | 0.0044583 | 0.6382 | 0.6382 | 0.91876 | 0.6382 | 0.79833 | 0.79833 | 0.95112 | 0.99914 | 0.63459 | 0.96115 | 0.95252 | 0.59673 | 0.99362 | 0.92209 | 0.99314 | 0.95848 | 0.62601 | 0.98079 | 0.91876 | 0.90099 | 1 | 0.96484 | 0.96336 | 0.99997 | 0.65573 | 0.96039 | 0.95243 | 0.5832 | 0.98281 | 0.92198 | 0.99072 | 0.9584 | 0.62022 | 0.97964 | 0.91876 | 0.90099 | 1 | 0.96484 | 0
Aug | 1 | 11 | Weekday | Tuesday | 0.84184 | 0.87181 | 0.85798 | 0.68932 | 0.0044583 | 0.68932 | 0.68932 | 0.94784 | 0.68932 | 0.84184 | 0.84184 | 0.97467 | 0.96791 | 0.63279 | 0.93126 | 0.95624 | 0.60772 | 0.95645 | 0.9629 | 1 | 0.99136 | 0.63772 | 0.93993 | 0.94784 | 0.94011 | 0.97924 | 0.89308 | 1 | 0.97092 | 0.65388 | 0.92981 | 0.95543 | 0.60119 | 0.94816 | 0.96299 | 1 | 0.99146 | 0.63329 | 0.93716 | 0.94784 | 0.94011 | 0.97941 | 0.89308 | 0
Aug | 1 | 12 | Weekday | Tuesday | 0.84504 | 0.88516 | 0.85993 | 0.73664 | 0.0044583 | 0.73664 | 0.73664 | 0.9673 | 0.73664 | 0.84504 | 0.84504 | 0.81057 | 0.98816 | 0.61342 | 0.96269 | 0.99678 | 0.61407 | 0.99655 | 0.97991 | 0.98691 | 0.99554 | 0.64643 | 0.99604 | 0.9673 | 0.96562 | 0.98679 | 0.99081 | 0.83544 | 0.9937 | 0.63213 | 0.96148 | 0.99653 | 0.61268 | 0.994 | 0.97999 | 0.98882 | 0.9958 | 0.64317 | 0.99433 | 0.9673 | 0.96562 | 0.98701 | 0.99081 | 0
Aug | 1 | 13 | Weekday | Tuesday | 0.83339 | 0.89403 | 0.86669 | 0.77026 | 0.0044583 | 0.77026 | 0.77026 | 0.98503 | 0.77026 | 0.83339 | 0.83339 | 0.74517 | 0.9863 | 0.61334 | 0.96188 | 0.97413 | 0.61532 | 1 | 1 | 0.79558 | 1 | 0.65137 | 0.99872 | 0.98503 | 0.98473 | 0.9689 | 0.99857 | 0.80048 | 0.99418 | 0.63274 | 0.96189 | 0.97444 | 0.61876 | 1 | 1 | 0.79632 | 1 | 0.64657 | 0.99837 | 0.98503 | 0.98473 | 0.96933 | 0.99857 | 0
Aug | 1 | 14 | Weekday | Tuesday | 0.81747 | 0.89872 | 0.85922 | 0.78991 | 0.0044583 | 0.78991 | 0.78991 | 1 | 0.78991 | 0.81747 | 0.81747 | 0.75996 | 0.98467 | 0.61392 | 0.96249 | 0.97857 | 0.65072 | 0.9803 | 0.98883 | 0.77703 | 0.98966 | 0.64616 | 1 | 1 | 1 | 0.95313 | 1 | 0.77601 | 0.99522 | 0.63356 | 0.96258 | 0.9797 | 0.65156 | 0.98821 | 0.9884 | 0.77774 | 0.98931 | 0.64226 | 1 | 1 | 1 | 0.95376 | 1 | 0
Aug | 1 | 15 | Weekday | Tuesday | 0.78671 | 0.8983 | 0.84375 | 0.81892 | 0.0044583 | 0.81892 | 0.81892 | 0.99653 | 0.81892 | 0.78671 | 0.78671 | 0.94758 | 0.98731 | 0.6514 | 0.9929 | 1 | 0.80179 | 0.97886 | 0.972 | 0.7688 | 0.97516 | 0.64069 | 0.99514 | 0.99653 | 0.99132 | 0.9468 | 0.98925 | 0.93239 | 1 | 0.69849 | 0.99236 | 1 | 0.8055 | 0.98589 | 0.97177 | 0.76842 | 0.97585 | 0.67242 | 0.99443 | 0.99653 | 0.99132 | 0.94725 | 0.98925 | 0
Aug | 1 | 16 | Weekday | Tuesday | 0.75171 | 0.8768 | 0.82509 | 0.86422 | 0.0044583 | 0.86422 | 0.86422 | 0.97243 | 0.86422 | 0.75171 | 0.75171 | 0.96707 | 0.98619 | 0.74772 | 0.92077 | 0.90079 | 0.91998 | 0.96459 | 0.79156 | 0.94045 | 0.92639 | 0.73808 | 0.65363 | 0.97243 | 0.95771 | 0.93563 | 0.28921 | 0.94653 | 0.99946 | 0.7762 | 0.92118 | 0.90197 | 0.91663 | 0.96891 | 0.78987 | 0.93869 | 0.92655 | 0.77104 | 0.65085 | 0.97243 | 0.95771 | 0.93578 | 0.28921 | 0
Aug | 1 | 17 | Weekday | Tuesday | 0.71595 | 0.83913 | 0.80413 | 0.89687 | 0.0044583 | 0.89687 | 0.89687 | 0.75318 | 0.89687 | 0.71595 | 0.71595 | 0.9956 | 0.80493 | 0.91583 | 0.7953 | 0.60568 | 0.96867 | 0.61455 | 0.67049 | 0.93972 | 0.82142 | 0.79998 | 0.5105 | 0.75318 | 0.71914 | 0.9088 | 0.093585 | 0.96666 | 0.8027 | 0.89182 | 0.79557 | 0.60597 | 0.958 | 0.59704 | 0.66557 | 0.92987 | 0.82116 | 0.82568 | 0.50805 | 0.75318 | 0.71914 | 0.90859 | 0.093585 | 0
Aug | 1 | 18 | Weekday | Tuesday | 0.67507 | 0.79921 | 0.77844 | 0.87772 | 1 | 0.87772 | 0.87772 | 0.73687 | 0.87772 | 0.67507 | 0.67507 | 0.82347 | 0.81555 | 0.90419 | 0.78967 | 0.61003 | 0.9655 | 0.63906 | 0.68564 | 0.96648 | 0.79342 | 0.84167 | 0.54957 | 0.73687 | 0.71959 | 0.87902 | 0.13223 | 0.82455 | 0.80806 | 0.92267 | 0.79011 | 0.61049 | 0.9578 | 0.61487 | 0.6779 | 0.95328 | 0.79241 | 0.87678 | 0.54706 | 0.73687 | 0.71959 | 0.87867 | 0.13223 | 0
Aug | 1 | 19 | Weekday | Tuesday | 0.66608 | 0.77598 | 0.76115 | 0.84088 | 1 | 0.84088 | 0.84088 | 0.71373 | 0.84088 | 0.66608 | 0.66608 | 0.83189 | 0.74694 | 0.96858 | 0.71152 | 0.55055 | 0.98779 | 0.60156 | 0.52618 | 0.82242 | 0.69244 | 0.946 | 0.58262 | 0.71373 | 0.72467 | 0.81455 | 0.19836 | 0.84657 | 0.72415 | 1 | 0.71112 | 0.55088 | 0.98699 | 0.55815 | 0.51862 | 0.81223 | 0.69122 | 0.98645 | 0.58068 | 0.71373 | 0.72467 | 0.81382 | 0.19836 | 0
Aug | 1 | 20 | Weekday | Tuesday | 0.6556 | 0.74608 | 0.74167 | 0.81832 | 1 | 0.81832 | 0.81832 | 0.30005 | 0.81832 | 0.6556 | 0.6556 | 0.76661 | 0.72635 | 0.97504 | 0.69446 | 0.53651 | 0.85254 | 0.42205 | 0.31257 | 0.8107 | 0.11571 | 0.90261 | 0.57268 | 0.30005 | 0.35196 | 0.58586 | 0.19836 | 0.80002 | 0.7002 | 0.94448 | 0.69397 | 0.53792 | 0.85458 | 0.39549 | 0.30467 | 0.79684 | 0.11387 | 0.93413 | 0.57167 | 0.30005 | 0.35196 | 0.58623 | 0.19836 | 0
Aug | 1 | 21 | Weekday | Tuesday | 0.60371 | 0.67539 | 0.7132 | 0.77423 | 1 | 0.77423 | 0.77423 | 0.16448 | 0.77423 | 0.60371 | 0.60371 | 0.70153 | 0.68693 | 0.80997 | 0.22211 | 0.25201 | 0.68384 | 0.42253 | 0.30833 | 0.78796 | 0.11514 | 0.66989 | 0.32098 | 0.16448 | 0.22356 | 0.39245 | 0.19836 | 0.77009 | 0.65347 | 0.79847 | 0.22222 | 0.25159 | 0.68195 | 0.37262 | 0.30408 | 0.77889 | 0.11365 | 0.69174 | 0.31752 | 0.16448 | 0.22356 | 0.39265 | 0.19836 | 0
Aug | 1 | 22 | Weekday | Tuesday | 0.57758 | 0.63881 | 0.68115 | 0.69277 | 1 | 0.69277 | 0.69277 | 0.16448 | 0.69277 | 0.57758 | 0.57758 | 0.64213 | 0.68992 | 0.63085 | 0.19073 | 0.23506 | 0.5231 | 0.33978 | 0.31101 | 0.79836 | 0.11528 | 0.46863 | 0.30349 | 0.16448 | 0.22356 | 0.48438 | 0.19836 | 0.75847 | 0.65457 | 0.65099 | 0.19082 | 0.23538 | 0.53042 | 0.30714 | 0.30852 | 0.80253 | 0.1146 | 0.48577 | 0.30024 | 0.16448 | 0.22356 | 0.48472 | 0.19836 | 0
Aug | 1 | 23 | Weekday | Tuesday | 0.52905 | 0.62299 | 0.67149 | 0.60711 | 1 | 0.60711 | 0.60711 | 0.16585 | 0.60711 | 0.52905 | 0.52905 | 0.36514 | 0.6807 | 0.48571 | 0.17747 | 0.23009 | 0.41928 | 0.42673 | 0.3051 | 0.4629 | 0.11629 | 0.41591 | 0.29752 | 0.16585 | 0.22472 | 0.42003 | 0.19836 | 0.42889 | 0.64192 | 0.50557 | 0.17754 | 0.22975 | 0.4369 | 0.36803 | 0.30414 | 0.45931 | 0.11596 | 0.43274 | 0.29423 | 0.16585 | 0.22472 | 0.42036 | 0.19836 | 0
Aug | 2 | 24 | Weekday | Wednesday | 0.50112 | 0.60104 | 0.63752 | 0.55417 | 1 | 0.55417 | 0.55417 | 0.16448 | 0.55417 | 0.50112 | 0.50112 | 0.22638 | 0.6835 | 0.45733 | 0.18299 | 0.23522 | 0.38758 | 0.32941 | 0.30504 | 0.30626 | 0.11422 | 0.38735 | 0.30349 | 0.16448 | 0.22356 | 0.38618 | 0.19836 | 0.27436 | 0.64421 | 0.48678 | 0.18305 | 0.23538 | 0.40644 | 0.29308 | 0.30409 | 0.31222 | 0.11365 | 0.40403 | 0.30024 | 0.16448 | 0.22356 | 0.38646 | 0.19836 | 0
Aug | 2 | 1 | Weekday | Wednesday | 0.49653 | 0.56547 | 0.62673 | 0.5118 | 1 | 0.5118 | 0.5118 | 0.16448 | 0.5118 | 0.49653 | 0.49653 | 0.22671 | 0.68501 | 0.43399 | 0.18299 | 0.23513 | 0.36751 | 0.41418 | 0.3052 | 0.30794 | 0.11387 | 0.36192 | 0.30282 | 0.16448 | 0.22356 | 0.38275 | 0.19836 | 0.27479 | 0.6449 | 0.46009 | 0.18305 | 0.23538 | 0.38752 | 0.35402 | 0.30403 | 0.31283 | 0.11364 | 0.37733 | 0.30024 | 0.16448 | 0.22356 | 0.38298 | 0.19836 | 0
Aug | 2 | 2 | Weekday | Wednesday | 0.48661 | 0.55157 | 0.62079 | 0.47843 | 1 | 0.47843 | 0.47843 | 0.16448 | 0.47843 | 0.48661 | 0.48661 | 0.22671 | 0.68645 | 0.43678 | 0.18297 | 0.23572 | 0.35448 | 0.31924 | 0.30515 | 0.30675 | 0.11419 | 0.35541 | 0.30349 | 0.16448 | 0.22356 | 0.37974 | 0.19836 | 0.27491 | 0.64615 | 0.46234 | 0.18305 | 0.23538 | 0.3737 | 0.28329 | 0.30397 | 0.31295 | 0.11362 | 0.36957 | 0.30024 | 0.16448 | 0.22356 | 0.38014 | 0.19836 | 0
Aug | 2 | 3 | Weekday | Wednesday | 0.47556 | 0.54998 | 0.62064 | 0.44959 | 1 | 0.44959 | 0.44959 | 0.16448 | 0.44959 | 0.47556 | 0.47556 | 0.23267 | 0.74526 | 0.45311 | 0.19078 | 0.23482 | 0.38901 | 0.54316 | 0.30891 | 0.32082 | 0.11535 | 0.36461 | 0.30382 | 0.16448 | 0.22356 | 0.42476 | 0.19836 | 0.28238 | 0.71093 | 0.46581 | 0.19082 | 0.23538 | 0.40795 | 0.47623 | 0.30798 | 0.32582 | 0.11501 | 0.37732 | 0.30024 | 0.16448 | 0.22356 | 0.42509 | 0.19836 | 0
Aug | 2 | 4 | Weekday | Wednesday | 0.47385 | 0.55573 | 0.63465 | 0.43239 | 1 | 0.43239 | 0.43239 | 0.14788 | 0.43239 | 0.47385 | 0.47385 | 0.36014 | 0.77346 | 0.53932 | 0.21713 | 0.23803 | 0.47759 | 0.61369 | 0.30026 | 0.43447 | 0.11218 | 0.4224 | 0.2974 | 0.14788 | 0.19756 | 0.41303 | 0.18006 | 0.409 | 0.70888 | 0.51921 | 0.21703 | 0.23732 | 0.48371 | 0.4942 | 0.29884 | 0.4405 | 0.11172 | 0.4325 | 0.29445 | 0.14788 | 0.19756 | 0.4133 | 0.18006 | 0
Aug | 2 | 5 | Weekday | Wednesday | 0.46371 | 0.57667 | 0.67741 | 0.45477 | 0.33631 | 0.45477 | 0.45477 | 0.22099 | 0.45477 | 0.46371 | 0.46371 | 0.58352 | 0.88671 | 0.80719 | 0.56686 | 0.34093 | 0.56393 | 0.74278 | 0.43419 | 0.83423 | 0.58646 | 0.66614 | 0.40881 | 0.22099 | 0.18209 | 0.56237 | 0.22331 | 0.64658 | 0.85974 | 0.75369 | 0.56615 | 0.3418 | 0.52227 | 0.67193 | 0.434 | 0.84368 | 0.5872 | 0.67943 | 0.40598 | 0.22072 | 0.17608 | 0.55071 | 0.22331 | 0
Aug | 2 | 6 | Weekday | Wednesday | 0.47654 | 0.60937 | 0.73189 | 0.47832 | 0.0044583 | 0.47832 | 0.47832 | 0.32158 | 0.47832 | 0.47654 | 0.47654 | 0.78977 | 0.95735 | 1 | 0.64605 | 0.47665 | 0.64268 | 0.87663 | 0.4565 | 0.87317 | 0.61912 | 0.86265 | 0.45726 | 0.32158 | 0.27532 | 0.62734 | 0.49265 | 0.8241 | 0.94258 | 0.90696 | 0.6443 | 0.47647 | 0.60106 | 0.82538 | 0.44729 | 0.85823 | 0.60989 | 0.88143 | 0.45405 | 0.32158 | 0.27287 | 0.60296 | 0.49265 | 0
Aug | 2 | 7 | Weekday | Wednesday | 0.53611 | 0.67309 | 0.77698 | 0.4959 | 0.0044583 | 0.4959 | 0.4959 | 0.53067 | 0.4959 | 0.53611 | 0.53611 | 0.84534 | 0.97911 | 0.86924 | 1 | 0.93883 | 0.64574 | 0.92263 | 0.78147 | 0.72545 | 0.80079 | 0.79527 | 0.92075 | 0.53067 | 0.48261 | 0.84678 | 0.74928 | 0.85828 | 0.97043 | 0.81789 | 1 | 0.9395 | 0.60747 | 0.88335 | 0.7794 | 0.7096 | 0.79752 | 0.78555 | 0.92019 | 0.53067 | 0.48258 | 0.83467 | 0.74928 | 0
Aug | 2 | 8 | Weekday | Wednesday | 0.61499 | 0.722 | 0.80726 | 0.55264 | 0.0044583 | 0.55264 | 0.55264 | 0.80777 | 0.55264 | 0.61499 | 0.61499 | 0.70794 | 0.99825 | 0.77557 | 0.98423 | 0.91273 | 0.60678 | 0.98274 | 0.8211 | 0.73639 | 0.85748 | 0.77398 | 0.95082 | 0.80777 | 0.76931 | 0.94455 | 0.92271 | 0.73491 | 0.99409 | 0.75942 | 0.98404 | 0.91307 | 0.57565 | 0.95864 | 0.82069 | 0.72554 | 0.85755 | 0.76929 | 0.9498 | 0.80777 | 0.76931 | 0.94227 | 0.92271 | 0
Aug | 2 | 9 | Weekday | Wednesday | 0.7212 | 0.77626 | 0.82986 | 0.58482 | 0.0044583 | 0.58482 | 0.58482 | 0.87402 | 0.58482 | 0.7212 | 0.7212 | 0.89773 | 1 | 0.65892 | 0.95762 | 0.92295 | 0.57919 | 0.98864 | 0.88032 | 0.91872 | 0.91314 | 0.62036 | 0.96915 | 0.87402 | 0.84407 | 0.93324 | 0.94483 | 0.90006 | 0.99858 | 0.65401 | 0.9573 | 0.92284 | 0.55271 | 0.97281 | 0.87978 | 0.91662 | 0.91307 | 0.61103 | 0.96859 | 0.87402 | 0.84407 | 0.93253 | 0.94483 | 0
Aug | 2 | 10 | Weekday | Wednesday | 0.79833 | 0.82836 | 0.84854 | 0.6382 | 0.0044583 | 0.6382 | 0.6382 | 0.91876 | 0.6382 | 0.79833 | 0.79833 | 0.95112 | 0.99914 | 0.63459 | 0.96115 | 0.95252 | 0.59673 | 0.99362 | 0.92209 | 0.99314 | 0.95848 | 0.62601 | 0.98079 | 0.91876 | 0.90099 | 1 | 0.96484 | 0.96336 | 0.99997 | 0.65573 | 0.96039 | 0.95243 | 0.5832 | 0.98281 | 0.92198 | 0.99072 | 0.9584 | 0.62022 | 0.97964 | 0.91876 | 0.90099 | 1 | 0.96484 | 0
Aug | 2 | 11 | Weekday | Wednesday | 0.84184 | 0.87181 | 0.85798 | 0.68932 | 0.0044583 | 0.68932 | 0.68932 | 0.94784 | 0.68932 | 0.84184 | 0.84184 | 0.97467 | 0.96791 | 0.63279 | 0.93126 | 0.95624 | 0.60772 | 0.95645 | 0.9629 | 1 | 0.99136 | 0.63772 | 0.93993 | 0.94784 | 0.94011 | 0.97924 | 0.89308 | 1 | 0.97092 | 0.65388 | 0.92981 | 0.95543 | 0.60119 | 0.94816 | 0.96299 | 1 | 0.99146 | 0.63329 | 0.93716 | 0.94784 | 0.94011 | 0.97941 | 0.89308 | 0
Aug | 2 | 12 | Weekday | Wednesday | 0.84504 | 0.88516 | 0.85993 | 0.73664 | 0.0044583 | 0.73664 | 0.73664 | 0.9673 | 0.73664 | 0.84504 | 0.84504 | 0.81057 | 0.98816 | 0.61342 | 0.96269 | 0.99678 | 0.61407 | 0.99655 | 0.97991 | 0.98691 | 0.99554 | 0.64643 | 0.99604 | 0.9673 | 0.96562 | 0.98679 | 0.99081 | 0.83544 | 0.9937 | 0.63213 | 0.96148 | 0.99653 | 0.61268 | 0.994 | 0.97999 | 0.98882 | 0.9958 | 0.64317 | 0.99433 | 0.9673 | 0.96562 | 0.98701 | 0.99081 | 0
Aug | 2 | 13 | Weekday | Wednesday | 0.83339 | 0.89403 | 0.86669 | 0.77026 | 0.0044583 | 0.77026 | 0.77026 | 0.98503 | 0.77026 | 0.83339 | 0.83339 | 0.74517 | 0.9863 | 0.61334 | 0.96188 | 0.97413 | 0.61532 | 1 | 1 | 0.79558 | 1 | 0.65137 | 0.99872 | 0.98503 | 0.98473 | 0.9689 | 0.99857 | 0.80048 | 0.99418 | 0.63274 | 0.96189 | 0.97444 | 0.61876 | 1 | 1 | 0.79632 | 1 | 0.64657 | 0.99837 | 0.98503 | 0.98473 | 0.96933 | 0.99857 | 0
Aug | 2 | 14 | Weekday | Wednesday | 0.81747 | 0.89872 | 0.85922 | 0.78991 | 0.0044583 | 0.78991 | 0.78991 | 1 | 0.78991 | 0.81747 | 0.81747 | 0.75996 | 0.98467 | 0.61392 | 0.96249 | 0.97857 | 0.65072 | 0.9803 | 0.98883 | 0.77703 | 0.98966 | 0.64616 | 1 | 1 | 1 | 0.95313 | 1 | 0.77601 | 0.99522 | 0.63356 | 0.96258 | 0.9797 | 0.65156 | 0.98821 | 0.9884 | 0.77774 | 0.98931 | 0.64226 | 1 | 1 | 1 | 0.95376 | 1 | 0
Aug | 2 | 15 | Weekday | Wednesday | 0.78671 | 0.8983 | 0.84375 | 0.81892 | 0.0044583 | 0.81892 | 0.81892 | 0.99653 | 0.81892 | 0.78671 | 0.78671 | 0.94758 | 0.98731 | 0.6514 | 0.9929 | 1 | 0.80179 | 0.97886 | 0.972 | 0.7688 | 0.97516 | 0.64069 | 0.99514 | 0.99653 | 0.99132 | 0.9468 | 0.98925 | 0.93239 | 1 | 0.69849 | 0.99236 | 1 | 0.8055 | 0.98589 | 0.97177 | 0.76842 | 0.97585 | 0.67242 | 0.99443 | 0.99653 | 0.99132 | 0.94725 | 0.98925 | 0
Aug | 2 | 16 | Weekday | Wednesday | 0.75171 | 0.8768 | 0.82509 | 0.86422 | 0.0044583 | 0.86422 | 0.86422 | 0.97243 | 0.86422 | 0.75171 | 0.75171 | 0.96707 | 0.98619 | 0.74772 | 0.92077 | 0.90079 | 0.91998 | 0.96459 | 0.79156 | 0.94045 | 0.92639 | 0.73808 | 0.65363 | 0.97243 | 0.95771 | 0.93563 | 0.28921 | 0.94653 | 0.99946 | 0.7762 | 0.92118 | 0.90197 | 0.91663 | 0.96891 | 0.78987 | 0.93869 | 0.92655 | 0.77104 | 0.65085 | 0.97243 | 0.95771 | 0.93578 | 0.28921 | 0
Aug | 2 | 17 | Weekday | Wednesday | 0.71595 | 0.83913 | 0.80413 | 0.89687 | 0.0044583 | 0.89687 | 0.89687 | 0.75318 | 0.89687 | 0.71595 | 0.71595 | 0.9956 | 0.80493 | 0.91583 | 0.7953 | 0.60568 | 0.96867 | 0.61455 | 0.67049 | 0.93972 | 0.82142 | 0.79998 | 0.5105 | 0.75318 | 0.71914 | 0.9088 | 0.093585 | 0.96666 | 0.8027 | 0.89182 | 0.79557 | 0.60597 | 0.958 | 0.59704 | 0.66557 | 0.92987 | 0.82116 | 0.82568 | 0.50805 | 0.75318 | 0.71914 | 0.90859 | 0.093585 | 0
Aug | 2 | 18 | Weekday | Wednesday | 0.67507 | 0.79921 | 0.77844 | 0.87772 | 1 | 0.87772 | 0.87772 | 0.73687 | 0.87772 | 0.67507 | 0.67507 | 0.82347 | 0.81555 | 0.90419 | 0.78967 | 0.61003 | 0.9655 | 0.63906 | 0.68564 | 0.96648 | 0.79342 | 0.84167 | 0.54957 | 0.73687 | 0.71959 | 0.87902 | 0.13223 | 0.82455 | 0.80806 | 0.92267 | 0.79011 | 0.61049 | 0.9578 | 0.61487 | 0.6779 | 0.95328 | 0.79241 | 0.87678 | 0.54706 | 0.73687 | 0.71959 | 0.87867 | 0.13223 | 0
Aug | 2 | 19 | Weekday | Wednesday | 0.66608 | 0.77598 | 0.76115 | 0.84088 | 1 | 0.84088 | 0.84088 | 0.71373 | 0.84088 | 0.66608 | 0.66608 | 0.83189 | 0.74694 | 0.96858 | 0.71152 | 0.55055 | 0.98779 | 0.60156 | 0.52618 | 0.82242 | 0.69244 | 0.946 | 0.58262 | 0.71373 | 0.72467 | 0.81455 | 0.19836 | 0.84657 | 0.72415 | 1 | 0.71112 | 0.55088 | 0.98699 | 0.55815 | 0.51862 | 0.81223 | 0.69122 | 0.98645 | 0.58068 | 0.71373 | 0.72467 | 0.81382 | 0.19836 | 0
Aug | 2 | 20 | Weekday | Wednesday | 0.6556 | 0.74608 | 0.74167 | 0.81832 | 1 | 0.81832 | 0.81832 | 0.30005 | 0.81832 | 0.6556 | 0.6556 | 0.76661 | 0.72635 | 0.97504 | 0.69446 | 0.53651 | 0.85254 | 0.42205 | 0.31257 | 0.8107 | 0.11571 | 0.90261 | 0.57268 | 0.30005 | 0.35196 | 0.58586 | 0.19836 | 0.80002 | 0.7002 | 0.94448 | 0.69397 | 0.53792 | 0.85458 | 0.39549 | 0.30467 | 0.79684 | 0.11387 | 0.93413 | 0.57167 | 0.30005 | 0.35196 | 0.58623 | 0.19836 | 0
Aug | 2 | 21 | Weekday | Wednesday | 0.60371 | 0.67539 | 0.7132 | 0.77423 | 1 | 0.77423 | 0.77423 | 0.16448 | 0.77423 | 0.60371 | 0.60371 | 0.70153 | 0.68693 | 0.80997 | 0.22211 | 0.25201 | 0.68384 | 0.42253 | 0.30833 | 0.78796 | 0.11514 | 0.66989 | 0.32098 | 0.16448 | 0.22356 | 0.39245 | 0.19836 | 0.77009 | 0.65347 | 0.79847 | 0.22222 | 0.25159 | 0.68195 | 0.37262 | 0.30408 | 0.77889 | 0.11365 | 0.69174 | 0.31752 | 0.16448 | 0.22356 | 0.39265 | 0.19836 | 0
Aug | 2 | 22 | Weekday | Wednesday | 0.57758 | 0.63881 | 0.68115 | 0.69277 | 1 | 0.69277 | 0.69277 | 0.16448 | 0.69277 | 0.57758 | 0.57758 | 0.64213 | 0.68992 | 0.63085 | 0.19073 | 0.23506 | 0.5231 | 0.33978 | 0.31101 | 0.79836 | 0.11528 | 0.46863 | 0.30349 | 0.16448 | 0.22356 | 0.48438 | 0.19836 | 0.75847 | 0.65457 | 0.65099 | 0.19082 | 0.23538 | 0.53042 | 0.30714 | 0.30852 | 0.80253 | 0.1146 | 0.48577 | 0.30024 | 0.16448 | 0.22356 | 0.48472 | 0.19836 | 0
Aug | 2 | 23 | Weekday | Wednesday | 0.52905 | 0.62299 | 0.67149 | 0.60711 | 1 | 0.60711 | 0.60711 | 0.16585 | 0.60711 | 0.52905 | 0.52905 | 0.36514 | 0.6807 | 0.48571 | 0.17747 | 0.23009 | 0.41928 | 0.42673 | 0.3051 | 0.4629 | 0.11629 | 0.41591 | 0.29752 | 0.16585 | 0.22472 | 0.42003 | 0.19836 | 0.42889 | 0.64192 | 0.50557 | 0.17754 | 0.22975 | 0.4369 | 0.36803 | 0.30414 | 0.45931 | 0.11596 | 0.43274 | 0.29423 | 0.16585 | 0.22472 | 0.42036 | 0.19836 | 0
Aug | 3 | 24 | Weekday | Thursday | 0.50112 | 0.60104 | 0.63752 | 0.55417 | 1 | 0.55417 | 0.55417 | 0.16448 | 0.55417 | 0.50112 | 0.50112 | 0.22638 | 0.6835 | 0.45733 | 0.18299 | 0.23522 | 0.38758 | 0.32941 | 0.30504 | 0.30626 | 0.11422 | 0.38735 | 0.30349 | 0.16448 | 0.22356 | 0.38618 | 0.19836 | 0.27436 | 0.64421 | 0.48678 | 0.18305 | 0.23538 | 0.40644 | 0.29308 | 0.30409 | 0.31222 | 0.11365 | 0.40403 | 0.30024 | 0.16448 | 0.22356 | 0.38646 | 0.19836 | 0
Aug | 3 | 1 | Weekday | Thursday | 0.49653 | 0.56547 | 0.62673 | 0.5118 | 1 | 0.5118 | 0.5118 | 0.16448 | 0.5118 | 0.49653 | 0.49653 | 0.22671 | 0.68501 | 0.43399 | 0.18299 | 0.23513 | 0.36751 | 0.41418 | 0.3052 | 0.30794 | 0.11387 | 0.36192 | 0.30282 | 0.16448 | 0.22356 | 0.38275 | 0.19836 | 0.27479 | 0.6449 | 0.46009 | 0.18305 | 0.23538 | 0.38752 | 0.35402 | 0.30403 | 0.31283 | 0.11364 | 0.37733 | 0.30024 | 0.16448 | 0.22356 | 0.38298 | 0.19836 | 0
Aug | 3 | 2 | Weekday | Thursday | 0.48661 | 0.55157 | 0.62079 | 0.47843 | 1 | 0.47843 | 0.47843 | 0.16448 | 0.47843 | 0.48661 | 0.48661 | 0.22671 | 0.68645 | 0.43678 | 0.18297 | 0.23572 | 0.35448 | 0.31924 | 0.30515 | 0.30675 | 0.11419 | 0.35541 | 0.30349 | 0.16448 | 0.22356 | 0.37974 | 0.19836 | 0.27491 | 0.64615 | 0.46234 | 0.18305 | 0.23538 | 0.3737 | 0.28329 | 0.30397 | 0.31295 | 0.11362 | 0.36957 | 0.30024 | 0.16448 | 0.22356 | 0.38014 | 0.19836 | 0
Aug | 3 | 3 | Weekday | Thursday | 0.47556 | 0.54998 | 0.62064 | 0.44959 | 1 | 0.44959 | 0.44959 | 0.16448 | 0.44959 | 0.47556 | 0.47556 | 0.23267 | 0.74526 | 0.45311 | 0.19078 | 0.23482 | 0.38901 | 0.54316 | 0.30891 | 0.32082 | 0.11535 | 0.36461 | 0.30382 | 0.16448 | 0.22356 | 0.42476 | 0.19836 | 0.28238 | 0.71093 | 0.46581 | 0.19082 | 0.23538 | 0.40795 | 0.47623 | 0.30798 | 0.32582 | 0.11501 | 0.37732 | 0.30024 | 0.16448 | 0.22356 | 0.42509 | 0.19836 | 0
Aug | 3 | 4 | Weekday | Thursday | 0.47385 | 0.55573 | 0.63465 | 0.43239 | 1 | 0.43239 | 0.43239 | 0.14788 | 0.43239 | 0.47385 | 0.47385 | 0.36014 | 0.77346 | 0.53932 | 0.21713 | 0.23803 | 0.47759 | 0.61369 | 0.30026 | 0.43447 | 0.11218 | 0.4224 | 0.2974 | 0.14788 | 0.19756 | 0.41303 | 0.18006 | 0.409 | 0.70888 | 0.51921 | 0.21703 | 0.23732 | 0.48371 | 0.4942 | 0.29884 | 0.4405 | 0.11172 | 0.4325 | 0.29445 | 0.14788 | 0.19756 | 0.4133 | 0.18006 | 0
Aug | 3 | 5 | Weekday | Thursday | 0.46371 | 0.57667 | 0.67741 | 0.45477 | 0.33631 | 0.45477 | 0.45477 | 0.22099 | 0.45477 | 0.46371 | 0.46371 | 0.58352 | 0.88671 | 0.80719 | 0.56686 | 0.34093 | 0.56393 | 0.74278 | 0.43419 | 0.83423 | 0.58646 | 0.66614 | 0.40881 | 0.22099 | 0.18209 | 0.56237 | 0.22331 | 0.64658 | 0.85974 | 0.75369 | 0.56615 | 0.3418 | 0.52227 | 0.67193 | 0.434 | 0.84368 | 0.5872 | 0.67943 | 0.40598 | 0.22072 | 0.17608 | 0.55071 | 0.22331 | 0
Aug | 3 | 6 | Weekday | Thursday | 0.47654 | 0.60937 | 0.73189 | 0.47832 | 0.0044583 | 0.47832 | 0.47832 | 0.32158 | 0.47832 | 0.47654 | 0.47654 | 0.78977 | 0.95735 | 1 | 0.64605 | 0.47665 | 0.64268 | 0.87663 | 0.4565 | 0.87317 | 0.61912 | 0.86265 | 0.45726 | 0.32158 | 0.27532 | 0.62734 | 0.49265 | 0.8241 | 0.94258 | 0.90696 | 0.6443 | 0.47647 | 0.60106 | 0.82538 | 0.44729 | 0.85823 | 0.60989 | 0.88143 | 0.45405 | 0.32158 | 0.27287 | 0.60296 | 0.49265 | 0
Aug | 3 | 7 | Weekday | Thursday | 0.53611 | 0.67309 | 0.77698 | 0.4959 | 0.0044583 | 0.4959 | 0.4959 | 0.53067 | 0.4959 | 0.53611 | 0.53611 | 0.84534 | 0.97911 | 0.86924 | 1 | 0.93883 | 0.64574 | 0.92263 | 0.78147 | 0.72545 | 0.80079 | 0.79527 | 0.92075 | 0.53067 | 0.48261 | 0.84678 | 0.74928 | 0.85828 | 0.97043 | 0.81789 | 1 | 0.9395 | 0.60747 | 0.88335 | 0.7794 | 0.7096 | 0.79752 | 0.78555 | 0.92019 | 0.53067 | 0.48258 | 0.83467 | 0.74928 | 0
Aug | 3 | 8 | Weekday | Thursday | 0.61499 | 0.722 | 0.80726 | 0.55264 | 0.0044583 | 0.55264 | 0.55264 | 0.80777 | 0.55264 | 0.61499 | 0.61499 | 0.70794 | 0.99825 | 0.77557 | 0.98423 | 0.91273 | 0.60678 | 0.98274 | 0.8211 | 0.73639 | 0.85748 | 0.77398 | 0.95082 | 0.80777 | 0.76931 | 0.94455 | 0.92271 | 0.73491 | 0.99409 | 0.75942 | 0.98404 | 0.91307 | 0.57565 | 0.95864 | 0.82069 | 0.72554 | 0.85755 | 0.76929 | 0.9498 | 0.80777 | 0.76931 | 0.94227 | 0.92271 | 0
Aug | 3 | 9 | Weekday | Thursday | 0.7212 | 0.77626 | 0.82986 | 0.58482 | 0.0044583 | 0.58482 | 0.58482 | 0.87402 | 0.58482 | 0.7212 | 0.7212 | 0.89773 | 1 | 0.65892 | 0.95762 | 0.92295 | 0.57919 | 0.98864 | 0.88032 | 0.91872 | 0.91314 | 0.62036 | 0.96915 | 0.87402 | 0.84407 | 0.93324 | 0.94483 | 0.90006 | 0.99858 | 0.65401 | 0.9573 | 0.92284 | 0.55271 | 0.97281 | 0.87978 | 0.91662 | 0.91307 | 0.61103 | 0.96859 | 0.87402 | 0.84407 | 0.93253 | 0.94483 | 0
Aug | 3 | 10 | Weekday | Thursday | 0.79833 | 0.82836 | 0.84854 | 0.6382 | 0.0044583 | 0.6382 | 0.6382 | 0.91876 | 0.6382 | 0.79833 | 0.79833 | 0.95112 | 0.99914 | 0.63459 | 0.96115 | 0.95252 | 0.59673 | 0.99362 | 0.92209 | 0.99314 | 0.95848 | 0.62601 | 0.98079 | 0.91876 | 0.90099 | 1 | 0.96484 | 0.96336 | 0.99997 | 0.65573 | 0.96039 | 0.95243 | 0.5832 | 0.98281 | 0.92198 | 0.99072 | 0.9584 | 0.62022 | 0.97964 | 0.91876 | 0.90099 | 1 | 0.96484 | 0
Aug | 3 | 11 | Weekday | Thursday | 0.84184 | 0.87181 | 0.85798 | 0.68932 | 0.0044583 | 0.68932 | 0.68932 | 0.94784 | 0.68932 | 0.84184 | 0.84184 | 0.97467 | 0.96791 | 0.63279 | 0.93126 | 0.95624 | 0.60772 | 0.95645 | 0.9629 | 1 | 0.99136 | 0.63772 | 0.93993 | 0.94784 | 0.94011 | 0.97924 | 0.89308 | 1 | 0.97092 | 0.65388 | 0.92981 | 0.95543 | 0.60119 | 0.94816 | 0.96299 | 1 | 0.99146 | 0.63329 | 0.93716 | 0.94784 | 0.94011 | 0.97941 | 0.89308 | 0
Aug | 3 | 12 | Weekday | Thursday | 0.84504 | 0.88516 | 0.85993 | 0.73664 | 0.0044583 | 0.73664 | 0.73664 | 0.9673 | 0.73664 | 0.84504 | 0.84504 | 0.81057 | 0.98816 | 0.61342 | 0.96269 | 0.99678 | 0.61407 | 0.99655 | 0.97991 | 0.98691 | 0.99554 | 0.64643 | 0.99604 | 0.9673 | 0.96562 | 0.98679 | 0.99081 | 0.83544 | 0.9937 | 0.63213 | 0.96148 | 0.99653 | 0.61268 | 0.994 | 0.97999 | 0.98882 | 0.9958 | 0.64317 | 0.99433 | 0.9673 | 0.96562 | 0.98701 | 0.99081 | 0
Aug | 3 | 13 | Weekday | Thursday | 0.83339 | 0.89403 | 0.86669 | 0.77026 | 0.0044583 | 0.77026 | 0.77026 | 0.98503 | 0.77026 | 0.83339 | 0.83339 | 0.74517 | 0.9863 | 0.61334 | 0.96188 | 0.97413 | 0.61532 | 1 | 1 | 0.79558 | 1 | 0.65137 | 0.99872 | 0.98503 | 0.98473 | 0.9689 | 0.99857 | 0.80048 | 0.99418 | 0.63274 | 0.96189 | 0.97444 | 0.61876 | 1 | 1 | 0.79632 | 1 | 0.64657 | 0.99837 | 0.98503 | 0.98473 | 0.96933 | 0.99857 | 0
Aug | 3 | 14 | Weekday | Thursday | 0.81747 | 0.89872 | 0.85922 | 0.78991 | 0.0044583 | 0.78991 | 0.78991 | 1 | 0.78991 | 0.81747 | 0.81747 | 0.75996 | 0.98467 | 0.61392 | 0.96249 | 0.97857 | 0.65072 | 0.9803 | 0.98883 | 0.77703 | 0.98966 | 0.64616 | 1 | 1 | 1 | 0.95313 | 1 | 0.77601 | 0.99522 | 0.63356 | 0.96258 | 0.9797 | 0.65156 | 0.98821 | 0.9884 | 0.77774 | 0.98931 | 0.64226 | 1 | 1 | 1 | 0.95376 | 1 | 0
Aug | 3 | 15 | Weekday | Thursday | 0.78671 | 0.8983 | 0.84375 | 0.81892 | 0.0044583 | 0.81892 | 0.81892 | 0.99653 | 0.81892 | 0.78671 | 0.78671 | 0.94758 | 0.98731 | 0.6514 | 0.9929 | 1 | 0.80179 | 0.97886 | 0.972 | 0.7688 | 0.97516 | 0.64069 | 0.99514 | 0.99653 | 0.99132 | 0.9468 | 0.98925 | 0.93239 | 1 | 0.69849 | 0.99236 | 1 | 0.8055 | 0.98589 | 0.97177 | 0.76842 | 0.97585 | 0.67242 | 0.99443 | 0.99653 | 0.99132 | 0.94725 | 0.98925 | 0
Aug | 3 | 16 | Weekday | Thursday | 0.75171 | 0.8768 | 0.82509 | 0.86422 | 0.0044583 | 0.86422 | 0.86422 | 0.97243 | 0.86422 | 0.75171 | 0.75171 | 0.96707 | 0.98619 | 0.74772 | 0.92077 | 0.90079 | 0.91998 | 0.96459 | 0.79156 | 0.94045 | 0.92639 | 0.73808 | 0.65363 | 0.97243 | 0.95771 | 0.93563 | 0.28921 | 0.94653 | 0.99946 | 0.7762 | 0.92118 | 0.90197 | 0.91663 | 0.96891 | 0.78987 | 0.93869 | 0.92655 | 0.77104 | 0.65085 | 0.97243 | 0.95771 | 0.93578 | 0.28921 | 0
Aug | 3 | 17 | Weekday | Thursday | 0.71595 | 0.83913 | 0.80413 | 0.89687 | 0.0044583 | 0.89687 | 0.89687 | 0.75318 | 0.89687 | 0.71595 | 0.71595 | 0.9956 | 0.80493 | 0.91583 | 0.7953 | 0.60568 | 0.96867 | 0.61455 | 0.67049 | 0.93972 | 0.82142 | 0.79998 | 0.5105 | 0.75318 | 0.71914 | 0.9088 | 0.093585 | 0.96666 | 0.8027 | 0.89182 | 0.79557 | 0.60597 | 0.958 | 0.59704 | 0.66557 | 0.92987 | 0.82116 | 0.82568 | 0.50805 | 0.75318 | 0.71914 | 0.90859 | 0.093585 | 0
Aug | 3 | 18 | Weekday | Thursday | 0.67507 | 0.79921 | 0.77844 | 0.87772 | 1 | 0.87772 | 0.87772 | 0.73687 | 0.87772 | 0.67507 | 0.67507 | 0.82347 | 0.81555 | 0.90419 | 0.78967 | 0.61003 | 0.9655 | 0.63906 | 0.68564 | 0.96648 | 0.79342 | 0.84167 | 0.54957 | 0.73687 | 0.71959 | 0.87902 | 0.13223 | 0.82455 | 0.80806 | 0.92267 | 0.79011 | 0.61049 | 0.9578 | 0.61487 | 0.6779 | 0.95328 | 0.79241 | 0.87678 | 0.54706 | 0.73687 | 0.71959 | 0.87867 | 0.13223 | 0
Aug | 3 | 19 | Weekday | Thursday | 0.66608 | 0.77598 | 0.76115 | 0.84088 | 1 | 0.84088 | 0.84088 | 0.71373 | 0.84088 | 0.66608 | 0.66608 | 0.83189 | 0.74694 | 0.96858 | 0.71152 | 0.55055 | 0.98779 | 0.60156 | 0.52618 | 0.82242 | 0.69244 | 0.946 | 0.58262 | 0.71373 | 0.72467 | 0.81455 | 0.19836 | 0.84657 | 0.72415 | 1 | 0.71112 | 0.55088 | 0.98699 | 0.55815 | 0.51862 | 0.81223 | 0.69122 | 0.98645 | 0.58068 | 0.71373 | 0.72467 | 0.81382 | 0.19836 | 0
Aug | 3 | 20 | Weekday | Thursday | 0.6556 | 0.74608 | 0.74167 | 0.81832 | 1 | 0.81832 | 0.81832 | 0.30005 | 0.81832 | 0.6556 | 0.6556 | 0.76661 | 0.72635 | 0.97504 | 0.69446 | 0.53651 | 0.85254 | 0.42205 | 0.31257 | 0.8107 | 0.11571 | 0.90261 | 0.57268 | 0.30005 | 0.35196 | 0.58586 | 0.19836 | 0.80002 | 0.7002 | 0.94448 | 0.69397 | 0.53792 | 0.85458 | 0.39549 | 0.30467 | 0.79684 | 0.11387 | 0.93413 | 0.57167 | 0.30005 | 0.35196 | 0.58623 | 0.19836 | 0
Aug | 3 | 21 | Weekday | Thursday | 0.60371 | 0.67539 | 0.7132 | 0.77423 | 1 | 0.77423 | 0.77423 | 0.16448 | 0.77423 | 0.60371 | 0.60371 | 0.70153 | 0.68693 | 0.80997 | 0.22211 | 0.25201 | 0.68384 | 0.42253 | 0.30833 | 0.78796 | 0.11514 | 0.66989 | 0.32098 | 0.16448 | 0.22356 | 0.39245 | 0.19836 | 0.77009 | 0.65347 | 0.79847 | 0.22222 | 0.25159 | 0.68195 | 0.37262 | 0.30408 | 0.77889 | 0.11365 | 0.69174 | 0.31752 | 0.16448 | 0.22356 | 0.39265 | 0.19836 | 0
Aug | 3 | 22 | Weekday | Thursday | 0.57758 | 0.63881 | 0.68115 | 0.69277 | 1 | 0.69277 | 0.69277 | 0.16448 | 0.69277 | 0.57758 | 0.57758 | 0.64213 | 0.68992 | 0.63085 | 0.19073 | 0.23506 | 0.5231 | 0.33978 | 0.31101 | 0.79836 | 0.11528 | 0.46863 | 0.30349 | 0.16448 | 0.22356 | 0.48438 | 0.19836 | 0.75847 | 0.65457 | 0.65099 | 0.19082 | 0.23538 | 0.53042 | 0.30714 | 0.30852 | 0.80253 | 0.1146 | 0.48577 | 0.30024 | 0.16448 | 0.22356 | 0.48472 | 0.19836 | 0
Aug | 3 | 23 | Weekday | Thursday | 0.52905 | 0.62299 | 0.67149 | 0.60711 | 1 | 0.60711 | 0.60711 | 0.16585 | 0.60711 | 0.52905 | 0.52905 | 0.36514 | 0.6807 | 0.48571 | 0.17747 | 0.23009 | 0.41928 | 0.42673 | 0.3051 | 0.4629 | 0.11629 | 0.41591 | 0.29752 | 0.16585 | 0.22472 | 0.42003 | 0.19836 | 0.42889 | 0.64192 | 0.50557 | 0.17754 | 0.22975 | 0.4369 | 0.36803 | 0.30414 | 0.45931 | 0.11596 | 0.43274 | 0.29423 | 0.16585 | 0.22472 | 0.42036 | 0.19836 | 0
Aug | 4 | 24 | Weekday | Friday | 0.50112 | 0.60104 | 0.63752 | 0.55417 | 1 | 0.55417 | 0.55417 | 0.16448 | 0.55417 | 0.50112 | 0.50112 | 0.22638 | 0.6835 | 0.45733 | 0.18299 | 0.23522 | 0.38758 | 0.32941 | 0.30504 | 0.30626 | 0.11422 | 0.38735 | 0.30349 | 0.16448 | 0.22356 | 0.38618 | 0.19836 | 0.27436 | 0.64421 | 0.48678 | 0.18305 | 0.23538 | 0.40644 | 0.29308 | 0.30409 | 0.31222 | 0.11365 | 0.40403 | 0.30024 | 0.16448 | 0.22356 | 0.38646 | 0.19836 | 0
Aug | 4 | 1 | Weekday | Friday | 0.49653 | 0.56547 | 0.62673 | 0.5118 | 1 | 0.5118 | 0.5118 | 0.16448 | 0.5118 | 0.49653 | 0.49653 | 0.22671 | 0.68501 | 0.43399 | 0.18299 | 0.23513 | 0.36751 | 0.41418 | 0.3052 | 0.30794 | 0.11387 | 0.36192 | 0.30282 | 0.16448 | 0.22356 | 0.38275 | 0.19836 | 0.27479 | 0.6449 | 0.46009 | 0.18305 | 0.23538 | 0.38752 | 0.35402 | 0.30403 | 0.31283 | 0.11364 | 0.37733 | 0.30024 | 0.16448 | 0.22356 | 0.38298 | 0.19836 | 0
Aug | 4 | 2 | Weekday | Friday | 0.48661 | 0.55157 | 0.62079 | 0.47843 | 1 | 0.47843 | 0.47843 | 0.16448 | 0.47843 | 0.48661 | 0.48661 | 0.22671 | 0.68645 | 0.43678 | 0.18297 | 0.23572 | 0.35448 | 0.31924 | 0.30515 | 0.30675 | 0.11419 | 0.35541 | 0.30349 | 0.16448 | 0.22356 | 0.37974 | 0.19836 | 0.27491 | 0.64615 | 0.46234 | 0.18305 | 0.23538 | 0.3737 | 0.28329 | 0.30397 | 0.31295 | 0.11362 | 0.36957 | 0.30024 | 0.16448 | 0.22356 | 0.38014 | 0.19836 | 0
Aug | 4 | 3 | Weekday | Friday | 0.47556 | 0.54998 | 0.62064 | 0.44959 | 1 | 0.44959 | 0.44959 | 0.16448 | 0.44959 | 0.47556 | 0.47556 | 0.23267 | 0.74526 | 0.45311 | 0.19078 | 0.23482 | 0.38901 | 0.54316 | 0.30891 | 0.32082 | 0.11535 | 0.36461 | 0.30382 | 0.16448 | 0.22356 | 0.42476 | 0.19836 | 0.28238 | 0.71093 | 0.46581 | 0.19082 | 0.23538 | 0.40795 | 0.47623 | 0.30798 | 0.32582 | 0.11501 | 0.37732 | 0.30024 | 0.16448 | 0.22356 | 0.42509 | 0.19836 | 0
Aug | 4 | 4 | Weekday | Friday | 0.47385 | 0.55573 | 0.63465 | 0.43239 | 1 | 0.43239 | 0.43239 | 0.14788 | 0.43239 | 0.47385 | 0.47385 | 0.36014 | 0.77346 | 0.53932 | 0.21713 | 0.23803 | 0.47759 | 0.61369 | 0.30026 | 0.43447 | 0.11218 | 0.4224 | 0.2974 | 0.14788 | 0.19756 | 0.41303 | 0.18006 | 0.409 | 0.70888 | 0.51921 | 0.21703 | 0.23732 | 0.48371 | 0.4942 | 0.29884 | 0.4405 | 0.11172 | 0.4325 | 0.29445 | 0.14788 | 0.19756 | 0.4133 | 0.18006 | 0
Aug | 4 | 5 | Weekday | Friday | 0.46371 | 0.57667 | 0.67741 | 0.45477 | 0.33631 | 0.45477 | 0.45477 | 0.22099 | 0.45477 | 0.46371 | 0.46371 | 0.58352 | 0.88671 | 0.80719 | 0.56686 | 0.34093 | 0.56393 | 0.74278 | 0.43419 | 0.83423 | 0.58646 | 0.66614 | 0.40881 | 0.22099 | 0.18209 | 0.56237 | 0.22331 | 0.64658 | 0.85974 | 0.75369 | 0.56615 | 0.3418 | 0.52227 | 0.67193 | 0.434 | 0.84368 | 0.5872 | 0.67943 | 0.40598 | 0.22072 | 0.17608 | 0.55071 | 0.22331 | 0
Aug | 4 | 6 | Weekday | Friday | 0.47654 | 0.60937 | 0.73189 | 0.47832 | 0.0044583 | 0.47832 | 0.47832 | 0.32158 | 0.47832 | 0.47654 | 0.47654 | 0.78977 | 0.95735 | 1 | 0.64605 | 0.47665 | 0.64268 | 0.87663 | 0.4565 | 0.87317 | 0.61912 | 0.86265 | 0.45726 | 0.32158 | 0.27532 | 0.62734 | 0.49265 | 0.8241 | 0.94258 | 0.90696 | 0.6443 | 0.47647 | 0.60106 | 0.82538 | 0.44729 | 0.85823 | 0.60989 | 0.88143 | 0.45405 | 0.32158 | 0.27287 | 0.60296 | 0.49265 | 0
Aug | 4 | 7 | Weekday | Friday | 0.53611 | 0.67309 | 0.77698 | 0.4959 | 0.0044583 | 0.4959 | 0.4959 | 0.53067 | 0.4959 | 0.53611 | 0.53611 | 0.84534 | 0.97911 | 0.86924 | 1 | 0.93883 | 0.64574 | 0.92263 | 0.78147 | 0.72545 | 0.80079 | 0.79527 | 0.92075 | 0.53067 | 0.48261 | 0.84678 | 0.74928 | 0.85828 | 0.97043 | 0.81789 | 1 | 0.9395 | 0.60747 | 0.88335 | 0.7794 | 0.7096 | 0.79752 | 0.78555 | 0.92019 | 0.53067 | 0.48258 | 0.83467 | 0.74928 | 0
Aug | 4 | 8 | Weekday | Friday | 0.61499 | 0.722 | 0.80726 | 0.55264 | 0.0044583 | 0.55264 | 0.55264 | 0.80777 | 0.55264 | 0.61499 | 0.61499 | 0.70794 | 0.99825 | 0.77557 | 0.98423 | 0.91273 | 0.60678 | 0.98274 | 0.8211 | 0.73639 | 0.85748 | 0.77398 | 0.95082 | 0.80777 | 0.76931 | 0.94455 | 0.92271 | 0.73491 | 0.99409 | 0.75942 | 0.98404 | 0.91307 | 0.57565 | 0.95864 | 0.82069 | 0.72554 | 0.85755 | 0.76929 | 0.9498 | 0.80777 | 0.76931 | 0.94227 | 0.92271 | 0
Aug | 4 | 9 | Weekday | Friday | 0.7212 | 0.77626 | 0.82986 | 0.58482 | 0.0044583 | 0.58482 | 0.58482 | 0.87402 | 0.58482 | 0.7212 | 0.7212 | 0.89773 | 1 | 0.65892 | 0.95762 | 0.92295 | 0.57919 | 0.98864 | 0.88032 | 0.91872 | 0.91314 | 0.62036 | 0.96915 | 0.87402 | 0.84407 | 0.93324 | 0.94483 | 0.90006 | 0.99858 | 0.65401 | 0.9573 | 0.92284 | 0.55271 | 0.97281 | 0.87978 | 0.91662 | 0.91307 | 0.61103 | 0.96859 | 0.87402 | 0.84407 | 0.93253 | 0.94483 | 0
Aug | 4 | 10 | Weekday | Friday | 0.79833 | 0.82836 | 0.84854 | 0.6382 | 0.0044583 | 0.6382 | 0.6382 | 0.91876 | 0.6382 | 0.79833 | 0.79833 | 0.95112 | 0.99914 | 0.63459 | 0.96115 | 0.95252 | 0.59673 | 0.99362 | 0.92209 | 0.99314 | 0.95848 | 0.62601 | 0.98079 | 0.91876 | 0.90099 | 1 | 0.96484 | 0.96336 | 0.99997 | 0.65573 | 0.96039 | 0.95243 | 0.5832 | 0.98281 | 0.92198 | 0.99072 | 0.9584 | 0.62022 | 0.97964 | 0.91876 | 0.90099 | 1 | 0.96484 | 0
Aug | 4 | 11 | Weekday | Friday | 0.84184 | 0.87181 | 0.85798 | 0.68932 | 0.0044583 | 0.68932 | 0.68932 | 0.94784 | 0.68932 | 0.84184 | 0.84184 | 0.97467 | 0.96791 | 0.63279 | 0.93126 | 0.95624 | 0.60772 | 0.95645 | 0.9629 | 1 | 0.99136 | 0.63772 | 0.93993 | 0.94784 | 0.94011 | 0.97924 | 0.89308 | 1 | 0.97092 | 0.65388 | 0.92981 | 0.95543 | 0.60119 | 0.94816 | 0.96299 | 1 | 0.99146 | 0.63329 | 0.93716 | 0.94784 | 0.94011 | 0.97941 | 0.89308 | 0
Aug | 4 | 12 | Weekday | Friday | 0.84504 | 0.88516 | 0.85993 | 0.73664 | 0.0044583 | 0.73664 | 0.73664 | 0.9673 | 0.73664 | 0.84504 | 0.84504 | 0.81057 | 0.98816 | 0.61342 | 0.96269 | 0.99678 | 0.61407 | 0.99655 | 0.97991 | 0.98691 | 0.99554 | 0.64643 | 0.99604 | 0.9673 | 0.96562 | 0.98679 | 0.99081 | 0.83544 | 0.9937 | 0.63213 | 0.96148 | 0.99653 | 0.61268 | 0.994 | 0.97999 | 0.98882 | 0.9958 | 0.64317 | 0.99433 | 0.9673 | 0.96562 | 0.98701 | 0.99081 | 0
Aug | 4 | 13 | Weekday | Friday | 0.83339 | 0.89403 | 0.86669 | 0.77026 | 0.0044583 | 0.77026 | 0.77026 | 0.98503 | 0.77026 | 0.83339 | 0.83339 | 0.74517 | 0.9863 | 0.61334 | 0.96188 | 0.97413 | 0.61532 | 1 | 1 | 0.79558 | 1 | 0.65137 | 0.99872 | 0.98503 | 0.98473 | 0.9689 | 0.99857 | 0.80048 | 0.99418 | 0.63274 | 0.96189 | 0.97444 | 0.61876 | 1 | 1 | 0.79632 | 1 | 0.64657 | 0.99837 | 0.98503 | 0.98473 | 0.96933 | 0.99857 | 0
Aug | 4 | 14 | Weekday | Friday | 0.81747 | 0.89872 | 0.85922 | 0.78991 | 0.0044583 | 0.78991 | 0.78991 | 1 | 0.78991 | 0.81747 | 0.81747 | 0.75996 | 0.98467 | 0.61392 | 0.96249 | 0.97857 | 0.65072 | 0.9803 | 0.98883 | 0.77703 | 0.98966 | 0.64616 | 1 | 1 | 1 | 0.95313 | 1 | 0.77601 | 0.99522 | 0.63356 | 0.96258 | 0.9797 | 0.65156 | 0.98821 | 0.9884 | 0.77774 | 0.98931 | 0.64226 | 1 | 1 | 1 | 0.95376 | 1 | 0
Aug | 4 | 15 | Weekday | Friday | 0.78671 | 0.8983 | 0.84375 | 0.81892 | 0.0044583 | 0.81892 | 0.81892 | 0.99653 | 0.81892 | 0.78671 | 0.78671 | 0.94758 | 0.98731 | 0.6514 | 0.9929 | 1 | 0.80179 | 0.97886 | 0.972 | 0.7688 | 0.97516 | 0.64069 | 0.99514 | 0.99653 | 0.99132 | 0.9468 | 0.98925 | 0.93239 | 1 | 0.69849 | 0.99236 | 1 | 0.8055 | 0.98589 | 0.97177 | 0.76842 | 0.97585 | 0.67242 | 0.99443 | 0.99653 | 0.99132 | 0.94725 | 0.98925 | 0
Aug | 4 | 16 | Weekday | Friday | 0.75171 | 0.8768 | 0.82509 | 0.86422 | 0.0044583 | 0.86422 | 0.86422 | 0.97243 | 0.86422 | 0.75171 | 0.75171 | 0.96707 | 0.98619 | 0.74772 | 0.92077 | 0.90079 | 0.91998 | 0.96459 | 0.79156 | 0.94045 | 0.92639 | 0.73808 | 0.65363 | 0.97243 | 0.95771 | 0.93563 | 0.28921 | 0.94653 | 0.99946 | 0.7762 | 0.92118 | 0.90197 | 0.91663 | 0.96891 | 0.78987 | 0.93869 | 0.92655 | 0.77104 | 0.65085 | 0.97243 | 0.95771 | 0.93578 | 0.28921 | 0
Aug | 4 | 17 | Weekday | Friday | 0.71595 | 0.83913 | 0.80413 | 0.89687 | 0.0044583 | 0.89687 | 0.89687 | 0.75318 | 0.89687 | 0.71595 | 0.71595 | 0.9956 | 0.80493 | 0.91583 | 0.7953 | 0.60568 | 0.96867 | 0.61455 | 0.67049 | 0.93972 | 0.82142 | 0.79998 | 0.5105 | 0.75318 | 0.71914 | 0.9088 | 0.093585 | 0.96666 | 0.8027 | 0.89182 | 0.79557 | 0.60597 | 0.958 | 0.59704 | 0.66557 | 0.92987 | 0.82116 | 0.82568 | 0.50805 | 0.75318 | 0.71914 | 0.90859 | 0.093585 | 0
Aug | 4 | 18 | Weekday | Friday | 0.67507 | 0.79921 | 0.77844 | 0.87772 | 1 | 0.87772 | 0.87772 | 0.73687 | 0.87772 | 0.67507 | 0.67507 | 0.82347 | 0.81555 | 0.90419 | 0.78967 | 0.61003 | 0.9655 | 0.63906 | 0.68564 | 0.96648 | 0.79342 | 0.84167 | 0.54957 | 0.73687 | 0.71959 | 0.87902 | 0.13223 | 0.82455 | 0.80806 | 0.92267 | 0.79011 | 0.61049 | 0.9578 | 0.61487 | 0.6779 | 0.95328 | 0.79241 | 0.87678 | 0.54706 | 0.73687 | 0.71959 | 0.87867 | 0.13223 | 0
Aug | 4 | 19 | Weekday | Friday | 0.66608 | 0.77598 | 0.76115 | 0.84088 | 1 | 0.84088 | 0.84088 | 0.71373 | 0.84088 | 0.66608 | 0.66608 | 0.83189 | 0.74694 | 0.96858 | 0.71152 | 0.55055 | 0.98779 | 0.60156 | 0.52618 | 0.82242 | 0.69244 | 0.946 | 0.58262 | 0.71373 | 0.72467 | 0.81455 | 0.19836 | 0.84657 | 0.72415 | 1 | 0.71112 | 0.55088 | 0.98699 | 0.55815 | 0.51862 | 0.81223 | 0.69122 | 0.98645 | 0.58068 | 0.71373 | 0.72467 | 0.81382 | 0.19836 | 0
Aug | 4 | 20 | Weekday | Friday | 0.6556 | 0.74608 | 0.74167 | 0.81832 | 1 | 0.81832 | 0.81832 | 0.30005 | 0.81832 | 0.6556 | 0.6556 | 0.76661 | 0.72635 | 0.97504 | 0.69446 | 0.53651 | 0.85254 | 0.42205 | 0.31257 | 0.8107 | 0.11571 | 0.90261 | 0.57268 | 0.30005 | 0.35196 | 0.58586 | 0.19836 | 0.80002 | 0.7002 | 0.94448 | 0.69397 | 0.53792 | 0.85458 | 0.39549 | 0.30467 | 0.79684 | 0.11387 | 0.93413 | 0.57167 | 0.30005 | 0.35196 | 0.58623 | 0.19836 | 0
Aug | 4 | 21 | Weekday | Friday | 0.60371 | 0.67539 | 0.7132 | 0.77423 | 1 | 0.77423 | 0.77423 | 0.16448 | 0.77423 | 0.60371 | 0.60371 | 0.70153 | 0.68693 | 0.80997 | 0.22211 | 0.25201 | 0.68384 | 0.42253 | 0.30833 | 0.78796 | 0.11514 | 0.66989 | 0.32098 | 0.16448 | 0.22356 | 0.39245 | 0.19836 | 0.77009 | 0.65347 | 0.79847 | 0.22222 | 0.25159 | 0.68195 | 0.37262 | 0.30408 | 0.77889 | 0.11365 | 0.69174 | 0.31752 | 0.16448 | 0.22356 | 0.39265 | 0.19836 | 0
Aug | 4 | 22 | Weekday | Friday | 0.57758 | 0.63881 | 0.68115 | 0.69277 | 1 | 0.69277 | 0.69277 | 0.16448 | 0.69277 | 0.57758 | 0.57758 | 0.64213 | 0.68992 | 0.63085 | 0.19073 | 0.23506 | 0.5231 | 0.33978 | 0.31101 | 0.79836 | 0.11528 | 0.46863 | 0.30349 | 0.16448 | 0.22356 | 0.48438 | 0.19836 | 0.75847 | 0.65457 | 0.65099 | 0.19082 | 0.23538 | 0.53042 | 0.30714 | 0.30852 | 0.80253 | 0.1146 | 0.48577 | 0.30024 | 0.16448 | 0.22356 | 0.48472 | 0.19836 | 0
Aug | 4 | 23 | Weekday | Friday | 0.52905 | 0.62299 | 0.67149 | 0.60711 | 1 | 0.60711 | 0.60711 | 0.15796 | 0.60711 | 0.52905 | 0.52905 | 0.3743 | 0.67375 | 0.48353 | 0.16717 | 0.21889 | 0.40803 | 0.41075 | 0.30567 | 0.46603 | 0.1287 | 0.41655 | 0.28612 | 0.15796 | 0.21804 | 0.40533 | 0.19836 | 0.43648 | 0.63958 | 0.50155 | 0.1672 | 0.21918 | 0.42497 | 0.35777 | 0.30398 | 0.46297 | 0.12831 | 0.43312 | 0.28296 | 0.15796 | 0.21804 | 0.40569 | 0.19836 | 0
Aug | 5 | 24 | Weekend | Saturday | 0.51423 | 0.62087 | 0.69616 | 0.60278 | 1 | 0.60278 | 0.60278 | 0.16191 | 0.60278 | 0.51423 | 0.51423 | 0.22598 | 0.66899 | 0.46033 | 0.15136 | 0.20321 | 0.37959 | 0.31375 | 0.3031 | 0.30595 | 0.11403 | 0.41059 | 0.26896 | 0.16191 | 0.22138 | 0.37019 | 0.19836 | 0.27414 | 0.63311 | 0.48908 | 0.15135 | 0.20298 | 0.39796 | 0.28275 | 0.30393 | 0.31176 | 0.1136 | 0.42825 | 0.26568 | 0.16191 | 0.22138 | 0.37036 | 0.19836 | 0
Aug | 5 | 1 | Weekend | Saturday | 0.5147 | 0.58632 | 0.68206 | 0.55887 | 1 | 0.55887 | 0.55887 | 0.16191 | 0.55887 | 0.5147 | 0.5147 | 0.22662 | 0.66833 | 0.4248 | 0.15136 | 0.20298 | 0.36165 | 0.3993 | 0.30495 | 0.30724 | 0.11369 | 0.36163 | 0.26992 | 0.16191 | 0.22138 | 0.36732 | 0.19836 | 0.27461 | 0.63205 | 0.44745 | 0.15135 | 0.20298 | 0.3813 | 0.34742 | 0.30389 | 0.31244 | 0.11359 | 0.37575 | 0.26568 | 0.16191 | 0.22138 | 0.36749 | 0.19836 | 0
Aug | 5 | 2 | Weekend | Saturday | 0.50471 | 0.57425 | 0.67427 | 0.52195 | 1 | 0.52195 | 0.52195 | 0.16191 | 0.52195 | 0.50471 | 0.50471 | 0.22675 | 0.67123 | 0.4414 | 0.15131 | 0.20275 | 0.3521 | 0.30408 | 0.30429 | 0.30742 | 0.11368 | 0.35594 | 0.268 | 0.16191 | 0.22138 | 0.36568 | 0.19836 | 0.27478 | 0.63305 | 0.46503 | 0.15135 | 0.20298 | 0.37117 | 0.27243 | 0.30386 | 0.31263 | 0.11358 | 0.36934 | 0.26568 | 0.16191 | 0.22138 | 0.36597 | 0.19836 | 0
Aug | 5 | 3 | Weekend | Saturday | 0.49307 | 0.57302 | 0.6746 | 0.48933 | 1 | 0.48933 | 0.48933 | 0.16191 | 0.48933 | 0.49307 | 0.49307 | 0.22918 | 0.67616 | 0.45164 | 0.15911 | 0.20321 | 0.38994 | 0.48051 | 0.30459 | 0.31266 | 0.11456 | 0.36845 | 0.26896 | 0.16191 | 0.22138 | 0.38905 | 0.19836 | 0.27792 | 0.64021 | 0.46242 | 0.15912 | 0.20298 | 0.40894 | 0.42353 | 0.30543 | 0.31801 | 0.11413 | 0.37881 | 0.26568 | 0.16191 | 0.22138 | 0.38938 | 0.19836 | 0
Aug | 5 | 4 | Weekend | Saturday | 0.49173 | 0.58538 | 0.69498 | 0.47495 | 1 | 0.47495 | 0.47495 | 0.14827 | 0.47495 | 0.49173 | 0.49173 | 0.37249 | 0.67641 | 0.48339 | 0.16998 | 0.1902 | 0.48078 | 0.47838 | 0.29855 | 0.43774 | 0.11103 | 0.38926 | 0.24896 | 0.14827 | 0.20002 | 0.37815 | 0.18162 | 0.41365 | 0.63916 | 0.48174 | 0.16991 | 0.18992 | 0.48712 | 0.39897 | 0.29745 | 0.43886 | 0.11125 | 0.40069 | 0.24458 | 0.14827 | 0.20002 | 0.37821 | 0.18162 | 0
Aug | 5 | 5 | Weekend | Saturday | 0.48416 | 0.61993 | 0.75704 | 0.50786 | 0.40267 | 0.50786 | 0.50786 | 0.13623 | 0.50786 | 0.48416 | 0.48416 | 0.59617 | 0.70242 | 0.68719 | 0.37324 | 0.22101 | 0.56386 | 0.6013 | 0.25234 | 0.83569 | 0.095156 | 0.52647 | 0.25638 | 0.13623 | 0.11027 | 0.5002 | 0.083547 | 0.65356 | 0.67979 | 0.68866 | 0.37128 | 0.22084 | 0.52226 | 0.53227 | 0.25165 | 0.84361 | 0.094689 | 0.53985 | 0.25301 | 0.13623 | 0.10962 | 0.47705 | 0.083547 | 0
Aug | 5 | 6 | Weekend | Saturday | 0.51138 | 0.6686 | 0.84097 | 0.54443 | 0.0044583 | 0.54443 | 0.54443 | 0.20194 | 0.54443 | 0.51138 | 0.51138 | 0.76067 | 0.75582 | 0.87131 | 0.39153 | 0.23951 | 0.63557 | 0.62189 | 0.25069 | 0.84898 | 0.095023 | 0.70085 | 0.24212 | 0.20194 | 0.16782 | 0.57506 | 0.1526 | 0.83686 | 0.72488 | 0.81954 | 0.38931 | 0.23941 | 0.59359 | 0.57849 | 0.25126 | 0.85857 | 0.094556 | 0.71929 | 0.23855 | 0.20194 | 0.16781 | 0.53708 | 0.1526 | 0
Aug | 5 | 7 | Weekend | Saturday | 0.60118 | 0.75262 | 0.90245 | 0.55321 | 0.0044583 | 0.55321 | 0.55321 | 0.44864 | 0.55321 | 0.60118 | 0.60118 | 0.8156 | 0.77781 | 0.99948 | 0.49808 | 0.32654 | 0.59341 | 0.73889 | 0.25398 | 0.6986 | 0.115 | 1 | 0.30655 | 0.44864 | 0.39172 | 0.71949 | 0.16308 | 0.86536 | 0.75518 | 0.89384 | 0.49737 | 0.32698 | 0.55203 | 0.70739 | 0.2514 | 0.70623 | 0.11491 | 0.99463 | 0.30354 | 0.44864 | 0.39013 | 0.69298 | 0.16308 | 0
Aug | 5 | 8 | Weekend | Saturday | 0.70158 | 0.81424 | 0.93824 | 0.58325 | 0.0044583 | 0.58325 | 0.58325 | 0.60689 | 0.58325 | 0.70158 | 0.70158 | 0.67899 | 0.80261 | 0.83191 | 0.48583 | 0.34164 | 0.54358 | 0.73477 | 0.25164 | 0.71952 | 0.16203 | 0.87788 | 0.31615 | 0.60689 | 0.55931 | 0.7206 | 0.2313 | 0.7109 | 0.78582 | 0.78004 | 0.48544 | 0.34167 | 0.50866 | 0.71842 | 0.25158 | 0.71676 | 0.1619 | 0.87 | 0.31224 | 0.60689 | 0.55931 | 0.70663 | 0.2313 | 0
Aug | 5 | 9 | Weekend | Saturday | 0.82938 | 0.8721 | 0.96085 | 0.59761 | 0.0044583 | 0.59761 | 0.59761 | 0.74072 | 0.59761 | 0.82938 | 0.82938 | 0.88486 | 0.80277 | 0.70103 | 0.5052 | 0.359 | 0.50284 | 0.76804 | 0.2542 | 0.89985 | 0.17405 | 0.64667 | 0.32184 | 0.74072 | 0.70289 | 0.80707 | 0.23475 | 0.8752 | 0.78885 | 0.67042 | 0.50522 | 0.35886 | 0.47177 | 0.74975 | 0.25161 | 0.89275 | 0.17389 | 0.63607 | 0.31701 | 0.74072 | 0.70289 | 0.80146 | 0.23475 | 0
Aug | 5 | 10 | Weekend | Saturday | 0.92969 | 0.92827 | 0.9803 | 0.65086 | 0.0044583 | 0.65086 | 0.65086 | 0.78219 | 0.65086 | 0.92969 | 0.92969 | 0.92566 | 0.80251 | 0.66226 | 0.49559 | 0.36216 | 0.51347 | 0.73966 | 0.25594 | 0.97027 | 0.23595 | 0.63021 | 0.32297 | 0.78219 | 0.75147 | 0.87896 | 0.23803 | 0.92517 | 0.79163 | 0.65734 | 0.49561 | 0.36203 | 0.49491 | 0.73441 | 0.2559 | 0.9637 | 0.23578 | 0.61818 | 0.32104 | 0.78219 | 0.75147 | 0.87713 | 0.23803 | 0
Aug | 5 | 11 | Weekend | Saturday | 0.98829 | 0.97116 | 0.98973 | 0.7166 | 0.0044583 | 0.7166 | 0.7166 | 0.8921 | 0.7166 | 0.98829 | 0.98829 | 0.94021 | 0.79329 | 0.63595 | 0.5263 | 0.3937 | 0.52691 | 0.75717 | 0.26663 | 0.96814 | 0.27831 | 0.63067 | 0.26779 | 0.8921 | 0.87304 | 0.89948 | 0.16985 | 0.94949 | 0.78397 | 0.65616 | 0.52656 | 0.39369 | 0.5155 | 0.74678 | 0.2641 | 0.96474 | 0.27822 | 0.62765 | 0.26354 | 0.8921 | 0.87304 | 0.89973 | 0.16985 | 0
Aug | 5 | 12 | Weekend | Saturday | 1 | 0.98436 | 0.99079 | 0.77911 | 0.0044583 | 0.77911 | 0.77911 | 0.92376 | 0.77911 | 1 | 1 | 0.79442 | 0.78659 | 0.60707 | 0.54181 | 0.39041 | 0.53677 | 0.7486 | 0.27736 | 0.96728 | 0.33118 | 0.64684 | 0.26931 | 0.92376 | 0.91431 | 0.91011 | 0.17879 | 0.80684 | 0.78037 | 0.62437 | 0.5421 | 0.39039 | 0.5307 | 0.75213 | 0.27743 | 0.96386 | 0.3312 | 0.64307 | 0.26411 | 0.92376 | 0.91431 | 0.91062 | 0.17879 | 0
Aug | 5 | 13 | Weekend | Saturday | 0.99895 | 0.99414 | 1 | 0.82153 | 0.0044583 | 0.82153 | 0.82153 | 0.93819 | 0.82153 | 0.99895 | 0.99895 | 0.74418 | 0.78414 | 0.60812 | 0.45693 | 0.30841 | 0.55011 | 0.78348 | 0.30707 | 0.79204 | 0.41378 | 0.65341 | 0.27205 | 0.93819 | 0.93297 | 0.90074 | 0.19241 | 0.79292 | 0.78028 | 0.62622 | 0.45712 | 0.30809 | 0.5496 | 0.78285 | 0.30792 | 0.78924 | 0.41431 | 0.65182 | 0.2688 | 0.93819 | 0.93297 | 0.90111 | 0.19241 | 0
Aug | 5 | 14 | Weekend | Saturday | 0.9874 | 1 | 0.99028 | 0.85164 | 0.0044583 | 0.85164 | 0.85164 | 0.94651 | 0.85164 | 0.9874 | 0.9874 | 0.77789 | 0.75071 | 0.6105 | 0.45564 | 0.30004 | 0.59924 | 0.74892 | 0.32067 | 0.79471 | 0.37765 | 0.65643 | 0.28164 | 0.94651 | 0.94416 | 0.89318 | 0.20034 | 0.79334 | 0.75089 | 0.6279 | 0.45591 | 0.30038 | 0.59697 | 0.75399 | 0.31905 | 0.79261 | 0.3781 | 0.65148 | 0.27846 | 0.94651 | 0.94416 | 0.89391 | 0.20034 | 0
Aug | 5 | 15 | Weekend | Saturday | 0.95146 | 0.99508 | 0.96785 | 0.89264 | 0.0044583 | 0.89264 | 0.89264 | 0.93595 | 0.89264 | 0.95146 | 0.95146 | 0.97562 | 0.7444 | 0.64831 | 0.49191 | 0.32075 | 0.76858 | 0.74856 | 0.32978 | 0.79593 | 0.43625 | 0.65378 | 0.28977 | 0.93595 | 0.92952 | 0.89702 | 0.12605 | 0.96594 | 0.74361 | 0.69436 | 0.49205 | 0.32094 | 0.77031 | 0.74356 | 0.33011 | 0.79515 | 0.43682 | 0.68611 | 0.28664 | 0.93595 | 0.92952 | 0.89764 | 0.12605 | 0
Aug | 5 | 16 | Weekend | Saturday | 0.88488 | 0.9626 | 0.93857 | 0.95413 | 0.0044583 | 0.95413 | 0.95413 | 0.83269 | 0.95413 | 0.88488 | 0.88488 | 0.98291 | 0.71463 | 0.71776 | 0.47055 | 0.27957 | 0.93785 | 0.67643 | 0.32935 | 0.96033 | 0.39079 | 0.72323 | 0.25804 | 0.83269 | 0.81465 | 0.8434 | 0.11407 | 0.96748 | 0.71135 | 0.75563 | 0.47033 | 0.27938 | 0.93565 | 0.67214 | 0.32967 | 0.9593 | 0.39094 | 0.75465 | 0.25469 | 0.83269 | 0.81465 | 0.84351 | 0.11407 | 0
Aug | 5 | 17 | Weekend | Saturday | 0.81421 | 0.91626 | 0.90678 | 1 | 0.0044583 | 1 | 1 | 0.63969 | 1 | 0.81421 | 0.81421 | 1 | 0.69996 | 0.85131 | 0.32572 | 0.17147 | 0.98211 | 0.51886 | 0.30815 | 0.96004 | 0.36587 | 0.83957 | 0.13108 | 0.63969 | 0.60631 | 0.80152 | 0.10707 | 0.97565 | 0.68769 | 0.89367 | 0.32614 | 0.17182 | 0.97232 | 0.49113 | 0.30705 | 0.95191 | 0.36629 | 0.87831 | 0.12683 | 0.63969 | 0.60631 | 0.79977 | 0.10707 | 0
Aug | 5 | 18 | Weekend | Saturday | 0.76115 | 0.87143 | 0.86694 | 0.98365 | 1 | 0.98365 | 0.98365 | 0.46911 | 0.98365 | 0.76115 | 0.76115 | 0.83435 | 0.70624 | 0.89059 | 0.28832 | 0.18452 | 0.97653 | 0.49065 | 0.30749 | 0.98314 | 0.28285 | 0.87008 | 0.18827 | 0.46911 | 0.4735 | 0.73069 | 0.13913 | 0.84647 | 0.68909 | 0.90882 | 0.28847 | 0.18375 | 0.96956 | 0.46989 | 0.30771 | 0.97433 | 0.28311 | 0.91071 | 0.18443 | 0.46911 | 0.4735 | 0.72737 | 0.13913 | 0
Aug | 5 | 19 | Weekend | Saturday | 0.73718 | 0.84629 | 0.84071 | 0.94835 | 1 | 0.94835 | 0.94835 | 0.48068 | 0.94835 | 0.73718 | 0.73718 | 0.84209 | 0.67681 | 0.93854 | 0.21306 | 0.21202 | 1 | 0.52818 | 0.31681 | 0.84192 | 0.28363 | 0.95905 | 0.27065 | 0.48068 | 0.51672 | 0.70841 | 0.20035 | 0.86555 | 0.64721 | 0.96502 | 0.21319 | 0.21252 | 1 | 0.48577 | 0.31708 | 0.83526 | 0.28356 | 1 | 0.26642 | 0.48068 | 0.51672 | 0.70292 | 0.20035 | 0
Aug | 5 | 20 | Weekend | Saturday | 0.71267 | 0.80806 | 0.81353 | 0.92766 | 1 | 0.92766 | 0.92766 | 0.2155 | 0.92766 | 0.71267 | 0.71267 | 0.7957 | 0.67858 | 0.9019 | 0.19029 | 0.2077 | 0.87204 | 0.39206 | 0.30838 | 0.83635 | 0.21889 | 0.93692 | 0.26896 | 0.2155 | 0.27546 | 0.57696 | 0.19912 | 0.84041 | 0.6477 | 0.91961 | 0.19022 | 0.20702 | 0.87532 | 0.36667 | 0.30734 | 0.82632 | 0.21934 | 0.97824 | 0.26568 | 0.2155 | 0.27546 | 0.57702 | 0.19912 | 0
Aug | 5 | 21 | Weekend | Saturday | 0.64805 | 0.7225 | 0.77684 | 0.87672 | 1 | 0.87672 | 0.87672 | 0.16191 | 0.87672 | 0.64805 | 0.64805 | 0.73011 | 0.67535 | 0.8504 | 0.1853 | 0.20456 | 0.70566 | 0.43172 | 0.30406 | 0.81083 | 0.18748 | 0.73811 | 0.26896 | 0.16191 | 0.22138 | 0.38859 | 0.19836 | 0.81264 | 0.64188 | 0.79991 | 0.18536 | 0.20479 | 0.70513 | 0.3835 | 0.30426 | 0.80594 | 0.18753 | 0.758 | 0.26568 | 0.16191 | 0.22138 | 0.38879 | 0.19836 | 0
Aug | 5 | 22 | Weekend | Saturday | 0.612 | 0.67486 | 0.73518 | 0.77891 | 1 | 0.77891 | 0.77891 | 0.16191 | 0.77891 | 0.612 | 0.612 | 0.67935 | 0.67654 | 0.6578 | 0.15916 | 0.20298 | 0.54646 | 0.33015 | 0.30826 | 0.82412 | 0.16076 | 0.51174 | 0.26992 | 0.16191 | 0.22138 | 0.48035 | 0.19836 | 0.80692 | 0.642 | 0.65083 | 0.15912 | 0.20298 | 0.55522 | 0.30075 | 0.30848 | 0.82791 | 0.16076 | 0.52783 | 0.26568 | 0.16191 | 0.22138 | 0.48057 | 0.19836 | 0
Aug | 5 | 23 | Weekend | Saturday | 0.55855 | 0.65229 | 0.71662 | 0.67889 | 1 | 0.67889 | 0.67889 | 0.15796 | 0.67889 | 0.55855 | 0.55855 | 0.3743 | 0.67375 | 0.48353 | 0.16717 | 0.21889 | 0.40803 | 0.41075 | 0.30567 | 0.46603 | 0.1287 | 0.41655 | 0.28612 | 0.15796 | 0.21804 | 0.40533 | 0.19836 | 0.43648 | 0.63958 | 0.50155 | 0.1672 | 0.21918 | 0.42497 | 0.35777 | 0.30398 | 0.46297 | 0.12831 | 0.43312 | 0.28296 | 0.15796 | 0.21804 | 0.40569 | 0.19836 | 0
Aug | 6 | 24 | Weekend | Sunday | 0.51423 | 0.62087 | 0.69616 | 0.60278 | 1 | 0.60278 | 0.60278 | 0.16191 | 0.60278 | 0.51423 | 0.51423 | 0.22598 | 0.66899 | 0.46033 | 0.15136 | 0.20321 | 0.37959 | 0.31375 | 0.3031 | 0.30595 | 0.11403 | 0.41059 | 0.26896 | 0.16191 | 0.22138 | 0.37019 | 0.19836 | 0.27414 | 0.63311 | 0.48908 | 0.15135 | 0.20298 | 0.39796 | 0.28275 | 0.30393 | 0.31176 | 0.1136 | 0.42825 | 0.26568 | 0.16191 | 0.22138 | 0.37036 | 0.19836 | 0
Aug | 6 | 1 | Weekend | Sunday | 0.5147 | 0.58632 | 0.68206 | 0.55887 | 1 | 0.55887 | 0.55887 | 0.16191 | 0.55887 | 0.5147 | 0.5147 | 0.22662 | 0.66833 | 0.4248 | 0.15136 | 0.20298 | 0.36165 | 0.3993 | 0.30495 | 0.30724 | 0.11369 | 0.36163 | 0.26992 | 0.16191 | 0.22138 | 0.36732 | 0.19836 | 0.27461 | 0.63205 | 0.44745 | 0.15135 | 0.20298 | 0.3813 | 0.34742 | 0.30389 | 0.31244 | 0.11359 | 0.37575 | 0.26568 | 0.16191 | 0.22138 | 0.36749 | 0.19836 | 0
Aug | 6 | 2 | Weekend | Sunday | 0.50471 | 0.57425 | 0.67427 | 0.52195 | 1 | 0.52195 | 0.52195 | 0.16191 | 0.52195 | 0.50471 | 0.50471 | 0.22675 | 0.67123 | 0.4414 | 0.15131 | 0.20275 | 0.3521 | 0.30408 | 0.30429 | 0.30742 | 0.11368 | 0.35594 | 0.268 | 0.16191 | 0.22138 | 0.36568 | 0.19836 | 0.27478 | 0.63305 | 0.46503 | 0.15135 | 0.20298 | 0.37117 | 0.27243 | 0.30386 | 0.31263 | 0.11358 | 0.36934 | 0.26568 | 0.16191 | 0.22138 | 0.36597 | 0.19836 | 0
Aug | 6 | 3 | Weekend | Sunday | 0.49307 | 0.57302 | 0.6746 | 0.48933 | 1 | 0.48933 | 0.48933 | 0.16191 | 0.48933 | 0.49307 | 0.49307 | 0.22918 | 0.67616 | 0.45164 | 0.15911 | 0.20321 | 0.38994 | 0.48051 | 0.30459 | 0.31266 | 0.11456 | 0.36845 | 0.26896 | 0.16191 | 0.22138 | 0.38905 | 0.19836 | 0.27792 | 0.64021 | 0.46242 | 0.15912 | 0.20298 | 0.40894 | 0.42353 | 0.30543 | 0.31801 | 0.11413 | 0.37881 | 0.26568 | 0.16191 | 0.22138 | 0.38938 | 0.19836 | 0
Aug | 6 | 4 | Weekend | Sunday | 0.49173 | 0.58538 | 0.69498 | 0.47495 | 1 | 0.47495 | 0.47495 | 0.14827 | 0.47495 | 0.49173 | 0.49173 | 0.37249 | 0.67641 | 0.48339 | 0.16998 | 0.1902 | 0.48078 | 0.47838 | 0.29855 | 0.43774 | 0.11103 | 0.38926 | 0.24896 | 0.14827 | 0.20002 | 0.37815 | 0.18162 | 0.41365 | 0.63916 | 0.48174 | 0.16991 | 0.18992 | 0.48712 | 0.39897 | 0.29745 | 0.43886 | 0.11125 | 0.40069 | 0.24458 | 0.14827 | 0.20002 | 0.37821 | 0.18162 | 0
Aug | 6 | 5 | Weekend | Sunday | 0.48416 | 0.61993 | 0.75704 | 0.50786 | 0.40267 | 0.50786 | 0.50786 | 0.13623 | 0.50786 | 0.48416 | 0.48416 | 0.59617 | 0.70242 | 0.68719 | 0.37324 | 0.22101 | 0.56386 | 0.6013 | 0.25234 | 0.83569 | 0.095156 | 0.52647 | 0.25638 | 0.13623 | 0.11027 | 0.5002 | 0.083547 | 0.65356 | 0.67979 | 0.68866 | 0.37128 | 0.22084 | 0.52226 | 0.53227 | 0.25165 | 0.84361 | 0.094689 | 0.53985 | 0.25301 | 0.13623 | 0.10962 | 0.47705 | 0.083547 | 0
Aug | 6 | 6 | Weekend | Sunday | 0.51138 | 0.6686 | 0.84097 | 0.54443 | 0.0044583 | 0.54443 | 0.54443 | 0.20194 | 0.54443 | 0.51138 | 0.51138 | 0.76067 | 0.75582 | 0.87131 | 0.39153 | 0.23951 | 0.63557 | 0.62189 | 0.25069 | 0.84898 | 0.095023 | 0.70085 | 0.24212 | 0.20194 | 0.16782 | 0.57506 | 0.1526 | 0.83686 | 0.72488 | 0.81954 | 0.38931 | 0.23941 | 0.59359 | 0.57849 | 0.25126 | 0.85857 | 0.094556 | 0.71929 | 0.23855 | 0.20194 | 0.16781 | 0.53708 | 0.1526 | 0
Aug | 6 | 7 | Weekend | Sunday | 0.60118 | 0.75262 | 0.90245 | 0.55321 | 0.0044583 | 0.55321 | 0.55321 | 0.44864 | 0.55321 | 0.60118 | 0.60118 | 0.8156 | 0.77781 | 0.99948 | 0.49808 | 0.32654 | 0.59341 | 0.73889 | 0.25398 | 0.6986 | 0.115 | 1 | 0.30655 | 0.44864 | 0.39172 | 0.71949 | 0.16308 | 0.86536 | 0.75518 | 0.89384 | 0.49737 | 0.32698 | 0.55203 | 0.70739 | 0.2514 | 0.70623 | 0.11491 | 0.99463 | 0.30354 | 0.44864 | 0.39013 | 0.69298 | 0.16308 | 0
Aug | 6 | 8 | Weekend | Sunday | 0.70158 | 0.81424 | 0.93824 | 0.58325 | 0.0044583 | 0.58325 | 0.58325 | 0.60689 | 0.58325 | 0.70158 | 0.70158 | 0.67899 | 0.80261 | 0.83191 | 0.48583 | 0.34164 | 0.54358 | 0.73477 | 0.25164 | 0.71952 | 0.16203 | 0.87788 | 0.31615 | 0.60689 | 0.55931 | 0.7206 | 0.2313 | 0.7109 | 0.78582 | 0.78004 | 0.48544 | 0.34167 | 0.50866 | 0.71842 | 0.25158 | 0.71676 | 0.1619 | 0.87 | 0.31224 | 0.60689 | 0.55931 | 0.70663 | 0.2313 | 0
Aug | 6 | 9 | Weekend | Sunday | 0.82938 | 0.8721 | 0.96085 | 0.59761 | 0.0044583 | 0.59761 | 0.59761 | 0.74072 | 0.59761 | 0.82938 | 0.82938 | 0.88486 | 0.80277 | 0.70103 | 0.5052 | 0.359 | 0.50284 | 0.76804 | 0.2542 | 0.89985 | 0.17405 | 0.64667 | 0.32184 | 0.74072 | 0.70289 | 0.80707 | 0.23475 | 0.8752 | 0.78885 | 0.67042 | 0.50522 | 0.35886 | 0.47177 | 0.74975 | 0.25161 | 0.89275 | 0.17389 | 0.63607 | 0.31701 | 0.74072 | 0.70289 | 0.80146 | 0.23475 | 0
Aug | 6 | 10 | Weekend | Sunday | 0.92969 | 0.92827 | 0.9803 | 0.65086 | 0.0044583 | 0.65086 | 0.65086 | 0.78219 | 0.65086 | 0.92969 | 0.92969 | 0.92566 | 0.80251 | 0.66226 | 0.49559 | 0.36216 | 0.51347 | 0.73966 | 0.25594 | 0.97027 | 0.23595 | 0.63021 | 0.32297 | 0.78219 | 0.75147 | 0.87896 | 0.23803 | 0.92517 | 0.79163 | 0.65734 | 0.49561 | 0.36203 | 0.49491 | 0.73441 | 0.2559 | 0.9637 | 0.23578 | 0.61818 | 0.32104 | 0.78219 | 0.75147 | 0.87713 | 0.23803 | 0
Aug | 6 | 11 | Weekend | Sunday | 0.98829 | 0.97116 | 0.98973 | 0.7166 | 0.0044583 | 0.7166 | 0.7166 | 0.8921 | 0.7166 | 0.98829 | 0.98829 | 0.94021 | 0.79329 | 0.63595 | 0.5263 | 0.3937 | 0.52691 | 0.75717 | 0.26663 | 0.96814 | 0.27831 | 0.63067 | 0.26779 | 0.8921 | 0.87304 | 0.89948 | 0.16985 | 0.94949 | 0.78397 | 0.65616 | 0.52656 | 0.39369 | 0.5155 | 0.74678 | 0.2641 | 0.96474 | 0.27822 | 0.62765 | 0.26354 | 0.8921 | 0.87304 | 0.89973 | 0.16985 | 0
Aug | 6 | 12 | Weekend | Sunday | 1 | 0.98436 | 0.99079 | 0.77911 | 0.0044583 | 0.77911 | 0.77911 | 0.92376 | 0.77911 | 1 | 1 | 0.79442 | 0.78659 | 0.60707 | 0.54181 | 0.39041 | 0.53677 | 0.7486 | 0.27736 | 0.96728 | 0.33118 | 0.64684 | 0.26931 | 0.92376 | 0.91431 | 0.91011 | 0.17879 | 0.80684 | 0.78037 | 0.62437 | 0.5421 | 0.39039 | 0.5307 | 0.75213 | 0.27743 | 0.96386 | 0.3312 | 0.64307 | 0.26411 | 0.92376 | 0.91431 | 0.91062 | 0.17879 | 0
Aug | 6 | 13 | Weekend | Sunday | 0.99895 | 0.99414 | 1 | 0.82153 | 0.0044583 | 0.82153 | 0.82153 | 0.93819 | 0.82153 | 0.99895 | 0.99895 | 0.74418 | 0.78414 | 0.60812 | 0.45693 | 0.30841 | 0.55011 | 0.78348 | 0.30707 | 0.79204 | 0.41378 | 0.65341 | 0.27205 | 0.93819 | 0.93297 | 0.90074 | 0.19241 | 0.79292 | 0.78028 | 0.62622 | 0.45712 | 0.30809 | 0.5496 | 0.78285 | 0.30792 | 0.78924 | 0.41431 | 0.65182 | 0.2688 | 0.93819 | 0.93297 | 0.90111 | 0.19241 | 0
Aug | 6 | 14 | Weekend | Sunday | 0.9874 | 1 | 0.99028 | 0.85164 | 0.0044583 | 0.85164 | 0.85164 | 0.94651 | 0.85164 | 0.9874 | 0.9874 | 0.77789 | 0.75071 | 0.6105 | 0.45564 | 0.30004 | 0.59924 | 0.74892 | 0.32067 | 0.79471 | 0.37765 | 0.65643 | 0.28164 | 0.94651 | 0.94416 | 0.89318 | 0.20034 | 0.79334 | 0.75089 | 0.6279 | 0.45591 | 0.30038 | 0.59697 | 0.75399 | 0.31905 | 0.79261 | 0.3781 | 0.65148 | 0.27846 | 0.94651 | 0.94416 | 0.89391 | 0.20034 | 0
Aug | 6 | 15 | Weekend | Sunday | 0.95146 | 0.99508 | 0.96785 | 0.89264 | 0.0044583 | 0.89264 | 0.89264 | 0.93595 | 0.89264 | 0.95146 | 0.95146 | 0.97562 | 0.7444 | 0.64831 | 0.49191 | 0.32075 | 0.76858 | 0.74856 | 0.32978 | 0.79593 | 0.43625 | 0.65378 | 0.28977 | 0.93595 | 0.92952 | 0.89702 | 0.12605 | 0.96594 | 0.74361 | 0.69436 | 0.49205 | 0.32094 | 0.77031 | 0.74356 | 0.33011 | 0.79515 | 0.43682 | 0.68611 | 0.28664 | 0.93595 | 0.92952 | 0.89764 | 0.12605 | 0
Aug | 6 | 16 | Weekend | Sunday | 0.88488 | 0.9626 | 0.93857 | 0.95413 | 0.0044583 | 0.95413 | 0.95413 | 0.83269 | 0.95413 | 0.88488 | 0.88488 | 0.98291 | 0.71463 | 0.71776 | 0.47055 | 0.27957 | 0.93785 | 0.67643 | 0.32935 | 0.96033 | 0.39079 | 0.72323 | 0.25804 | 0.83269 | 0.81465 | 0.8434 | 0.11407 | 0.96748 | 0.71135 | 0.75563 | 0.47033 | 0.27938 | 0.93565 | 0.67214 | 0.32967 | 0.9593 | 0.39094 | 0.75465 | 0.25469 | 0.83269 | 0.81465 | 0.84351 | 0.11407 | 0
Aug | 6 | 17 | Weekend | Sunday | 0.81421 | 0.91626 | 0.90678 | 1 | 0.0044583 | 1 | 1 | 0.63969 | 1 | 0.81421 | 0.81421 | 1 | 0.69996 | 0.85131 | 0.32572 | 0.17147 | 0.98211 | 0.51886 | 0.30815 | 0.96004 | 0.36587 | 0.83957 | 0.13108 | 0.63969 | 0.60631 | 0.80152 | 0.10707 | 0.97565 | 0.68769 | 0.89367 | 0.32614 | 0.17182 | 0.97232 | 0.49113 | 0.30705 | 0.95191 | 0.36629 | 0.87831 | 0.12683 | 0.63969 | 0.60631 | 0.79977 | 0.10707 | 0
Aug | 6 | 18 | Weekend | Sunday | 0.76115 | 0.87143 | 0.86694 | 0.98365 | 1 | 0.98365 | 0.98365 | 0.46911 | 0.98365 | 0.76115 | 0.76115 | 0.83435 | 0.70624 | 0.89059 | 0.28832 | 0.18452 | 0.97653 | 0.49065 | 0.30749 | 0.98314 | 0.28285 | 0.87008 | 0.18827 | 0.46911 | 0.4735 | 0.73069 | 0.13913 | 0.84647 | 0.68909 | 0.90882 | 0.28847 | 0.18375 | 0.96956 | 0.46989 | 0.30771 | 0.97433 | 0.28311 | 0.91071 | 0.18443 | 0.46911 | 0.4735 | 0.72737 | 0.13913 | 0
Aug | 6 | 19 | Weekend | Sunday | 0.73718 | 0.84629 | 0.84071 | 0.94835 | 1 | 0.94835 | 0.94835 | 0.48068 | 0.94835 | 0.73718 | 0.73718 | 0.84209 | 0.67681 | 0.93854 | 0.21306 | 0.21202 | 1 | 0.52818 | 0.31681 | 0.84192 | 0.28363 | 0.95905 | 0.27065 | 0.48068 | 0.51672 | 0.70841 | 0.20035 | 0.86555 | 0.64721 | 0.96502 | 0.21319 | 0.21252 | 1 | 0.48577 | 0.31708 | 0.83526 | 0.28356 | 1 | 0.26642 | 0.48068 | 0.51672 | 0.70292 | 0.20035 | 0
Aug | 6 | 20 | Weekend | Sunday | 0.71267 | 0.80806 | 0.81353 | 0.92766 | 1 | 0.92766 | 0.92766 | 0.2155 | 0.92766 | 0.71267 | 0.71267 | 0.7957 | 0.67858 | 0.9019 | 0.19029 | 0.2077 | 0.87204 | 0.39206 | 0.30838 | 0.83635 | 0.21889 | 0.93692 | 0.26896 | 0.2155 | 0.27546 | 0.57696 | 0.19912 | 0.84041 | 0.6477 | 0.91961 | 0.19022 | 0.20702 | 0.87532 | 0.36667 | 0.30734 | 0.82632 | 0.21934 | 0.97824 | 0.26568 | 0.2155 | 0.27546 | 0.57702 | 0.19912 | 0
Aug | 6 | 21 | Weekend | Sunday | 0.64805 | 0.7225 | 0.77684 | 0.87672 | 1 | 0.87672 | 0.87672 | 0.16191 | 0.87672 | 0.64805 | 0.64805 | 0.73011 | 0.67535 | 0.8504 | 0.1853 | 0.20456 | 0.70566 | 0.43172 | 0.30406 | 0.81083 | 0.18748 | 0.73811 | 0.26896 | 0.16191 | 0.22138 | 0.38859 | 0.19836 | 0.81264 | 0.64188 | 0.79991 | 0.18536 | 0.20479 | 0.70513 | 0.3835 | 0.30426 | 0.80594 | 0.18753 | 0.758 | 0.26568 | 0.16191 | 0.22138 | 0.38879 | 0.19836 | 0
Aug | 6 | 22 | Weekend | Sunday | 0.612 | 0.67486 | 0.73518 | 0.77891 | 1 | 0.77891 | 0.77891 | 0.16191 | 0.77891 | 0.612 | 0.612 | 0.67935 | 0.67654 | 0.6578 | 0.15916 | 0.20298 | 0.54646 | 0.33015 | 0.30826 | 0.82412 | 0.16076 | 0.51174 | 0.26992 | 0.16191 | 0.22138 | 0.48035 | 0.19836 | 0.80692 | 0.642 | 0.65083 | 0.15912 | 0.20298 | 0.55522 | 0.30075 | 0.30848 | 0.82791 | 0.16076 | 0.52783 | 0.26568 | 0.16191 | 0.22138 | 0.48057 | 0.19836 | 0
Aug | 6 | 23 | Weekend | Sunday | 0.55855 | 0.65229 | 0.71662 | 0.67889 | 1 | 0.67889 | 0.67889 | 0.16585 | 0.67889 | 0.55855 | 0.55855 | 0.36514 | 0.6807 | 0.48571 | 0.17747 | 0.23009 | 0.41928 | 0.42673 | 0.3051 | 0.4629 | 0.11629 | 0.41591 | 0.29752 | 0.16585 | 0.22472 | 0.42003 | 0.19836 | 0.42889 | 0.64192 | 0.50557 | 0.17754 | 0.22975 | 0.4369 | 0.36803 | 0.30414 | 0.45931 | 0.11596 | 0.43274 | 0.29423 | 0.16585 | 0.22472 | 0.42036 | 0.19836 | 0
Aug | 7 | 24 | Weekday | Monday | 0.50112 | 0.60104 | 0.63752 | 0.55417 | 1 | 0.55417 | 0.55417 | 0.16448 | 0.55417 | 0.50112 | 0.50112 | 0.22638 | 0.6835 | 0.45733 | 0.18299 | 0.23522 | 0.38758 | 0.32941 | 0.30504 | 0.30626 | 0.11422 | 0.38735 | 0.30349 | 0.16448 | 0.22356 | 0.38618 | 0.19836 | 0.27436 | 0.64421 | 0.48678 | 0.18305 | 0.23538 | 0.40644 | 0.29308 | 0.30409 | 0.31222 | 0.11365 | 0.40403 | 0.30024 | 0.16448 | 0.22356 | 0.38646 | 0.19836 | 0
Aug | 7 | 1 | Weekday | Monday | 0.49653 | 0.56547 | 0.62673 | 0.5118 | 1 | 0.5118 | 0.5118 | 0.16448 | 0.5118 | 0.49653 | 0.49653 | 0.22671 | 0.68501 | 0.43399 | 0.18299 | 0.23513 | 0.36751 | 0.41418 | 0.3052 | 0.30794 | 0.11387 | 0.36192 | 0.30282 | 0.16448 | 0.22356 | 0.38275 | 0.19836 | 0.27479 | 0.6449 | 0.46009 | 0.18305 | 0.23538 | 0.38752 | 0.35402 | 0.30403 | 0.31283 | 0.11364 | 0.37733 | 0.30024 | 0.16448 | 0.22356 | 0.38298 | 0.19836 | 0
Aug | 7 | 2 | Weekday | Monday | 0.48661 | 0.55157 | 0.62079 | 0.47843 | 1 | 0.47843 | 0.47843 | 0.16448 | 0.47843 | 0.48661 | 0.48661 | 0.22671 | 0.68645 | 0.43678 | 0.18297 | 0.23572 | 0.35448 | 0.31924 | 0.30515 | 0.30675 | 0.11419 | 0.35541 | 0.30349 | 0.16448 | 0.22356 | 0.37974 | 0.19836 | 0.27491 | 0.64615 | 0.46234 | 0.18305 | 0.23538 | 0.3737 | 0.28329 | 0.30397 | 0.31295 | 0.11362 | 0.36957 | 0.30024 | 0.16448 | 0.22356 | 0.38014 | 0.19836 | 0
Aug | 7 | 3 | Weekday | Monday | 0.47556 | 0.54998 | 0.62064 | 0.44959 | 1 | 0.44959 | 0.44959 | 0.16448 | 0.44959 | 0.47556 | 0.47556 | 0.23267 | 0.74526 | 0.45311 | 0.19078 | 0.23482 | 0.38901 | 0.54316 | 0.30891 | 0.32082 | 0.11535 | 0.36461 | 0.30382 | 0.16448 | 0.22356 | 0.42476 | 0.19836 | 0.28238 | 0.71093 | 0.46581 | 0.19082 | 0.23538 | 0.40795 | 0.47623 | 0.30798 | 0.32582 | 0.11501 | 0.37732 | 0.30024 | 0.16448 | 0.22356 | 0.42509 | 0.19836 | 0
Aug | 7 | 4 | Weekday | Monday | 0.47385 | 0.55573 | 0.63465 | 0.43239 | 1 | 0.43239 | 0.43239 | 0.14788 | 0.43239 | 0.47385 | 0.47385 | 0.36014 | 0.77346 | 0.53932 | 0.21713 | 0.23803 | 0.47759 | 0.61369 | 0.30026 | 0.43447 | 0.11218 | 0.4224 | 0.2974 | 0.14788 | 0.19756 | 0.41303 | 0.18006 | 0.409 | 0.70888 | 0.51921 | 0.21703 | 0.23732 | 0.48371 | 0.4942 | 0.29884 | 0.4405 | 0.11172 | 0.4325 | 0.29445 | 0.14788 | 0.19756 | 0.4133 | 0.18006 | 0
Aug | 7 | 5 | Weekday | Monday | 0.46371 | 0.57667 | 0.67741 | 0.45477 | 0.33631 | 0.45477 | 0.45477 | 0.22099 | 0.45477 | 0.46371 | 0.46371 | 0.58352 | 0.88671 | 0.80719 | 0.56686 | 0.34093 | 0.56393 | 0.74278 | 0.43419 | 0.83423 | 0.58646 | 0.66614 | 0.40881 | 0.22099 | 0.18209 | 0.56237 | 0.22331 | 0.64658 | 0.85974 | 0.75369 | 0.56615 | 0.3418 | 0.52227 | 0.67193 | 0.434 | 0.84368 | 0.5872 | 0.67943 | 0.40598 | 0.22072 | 0.17608 | 0.55071 | 0.22331 | 0
Aug | 7 | 6 | Weekday | Monday | 0.47654 | 0.60937 | 0.73189 | 0.47832 | 0.0044583 | 0.47832 | 0.47832 | 0.32158 | 0.47832 | 0.47654 | 0.47654 | 0.78977 | 0.95735 | 1 | 0.64605 | 0.47665 | 0.64268 | 0.87663 | 0.4565 | 0.87317 | 0.61912 | 0.86265 | 0.45726 | 0.32158 | 0.27532 | 0.62734 | 0.49265 | 0.8241 | 0.94258 | 0.90696 | 0.6443 | 0.47647 | 0.60106 | 0.82538 | 0.44729 | 0.85823 | 0.60989 | 0.88143 | 0.45405 | 0.32158 | 0.27287 | 0.60296 | 0.49265 | 0
Aug | 7 | 7 | Weekday | Monday | 0.53611 | 0.67309 | 0.77698 | 0.4959 | 0.0044583 | 0.4959 | 0.4959 | 0.53067 | 0.4959 | 0.53611 | 0.53611 | 0.84534 | 0.97911 | 0.86924 | 1 | 0.93883 | 0.64574 | 0.92263 | 0.78147 | 0.72545 | 0.80079 | 0.79527 | 0.92075 | 0.53067 | 0.48261 | 0.84678 | 0.74928 | 0.85828 | 0.97043 | 0.81789 | 1 | 0.9395 | 0.60747 | 0.88335 | 0.7794 | 0.7096 | 0.79752 | 0.78555 | 0.92019 | 0.53067 | 0.48258 | 0.83467 | 0.74928 | 0
Aug | 7 | 8 | Weekday | Monday | 0.61499 | 0.722 | 0.80726 | 0.55264 | 0.0044583 | 0.55264 | 0.55264 | 0.80777 | 0.55264 | 0.61499 | 0.61499 | 0.70794 | 0.99825 | 0.77557 | 0.98423 | 0.91273 | 0.60678 | 0.98274 | 0.8211 | 0.73639 | 0.85748 | 0.77398 | 0.95082 | 0.80777 | 0.76931 | 0.94455 | 0.92271 | 0.73491 | 0.99409 | 0.75942 | 0.98404 | 0.91307 | 0.57565 | 0.95864 | 0.82069 | 0.72554 | 0.85755 | 0.76929 | 0.9498 | 0.80777 | 0.76931 | 0.94227 | 0.92271 | 0
Aug | 7 | 9 | Weekday | Monday | 0.7212 | 0.77626 | 0.82986 | 0.58482 | 0.0044583 | 0.58482 | 0.58482 | 0.87402 | 0.58482 | 0.7212 | 0.7212 | 0.89773 | 1 | 0.65892 | 0.95762 | 0.92295 | 0.57919 | 0.98864 | 0.88032 | 0.91872 | 0.91314 | 0.62036 | 0.96915 | 0.87402 | 0.84407 | 0.93324 | 0.94483 | 0.90006 | 0.99858 | 0.65401 | 0.9573 | 0.92284 | 0.55271 | 0.97281 | 0.87978 | 0.91662 | 0.91307 | 0.61103 | 0.96859 | 0.87402 | 0.84407 | 0.93253 | 0.94483 | 0
Aug | 7 | 10 | Weekday | Monday | 0.79833 | 0.82836 | 0.84854 | 0.6382 | 0.0044583 | 0.6382 | 0.6382 | 0.91876 | 0.6382 | 0.79833 | 0.79833 | 0.95112 | 0.99914 | 0.63459 | 0.96115 | 0.95252 | 0.59673 | 0.99362 | 0.92209 | 0.99314 | 0.95848 | 0.62601 | 0.98079 | 0.91876 | 0.90099 | 1 | 0.96484 | 0.96336 | 0.99997 | 0.65573 | 0.96039 | 0.95243 | 0.5832 | 0.98281 | 0.92198 | 0.99072 | 0.9584 | 0.62022 | 0.97964 | 0.91876 | 0.90099 | 1 | 0.96484 | 0
Aug | 7 | 11 | Weekday | Monday | 0.84184 | 0.87181 | 0.85798 | 0.68932 | 0.0044583 | 0.68932 | 0.68932 | 0.94784 | 0.68932 | 0.84184 | 0.84184 | 0.97467 | 0.96791 | 0.63279 | 0.93126 | 0.95624 | 0.60772 | 0.95645 | 0.9629 | 1 | 0.99136 | 0.63772 | 0.93993 | 0.94784 | 0.94011 | 0.97924 | 0.89308 | 1 | 0.97092 | 0.65388 | 0.92981 | 0.95543 | 0.60119 | 0.94816 | 0.96299 | 1 | 0.99146 | 0.63329 | 0.93716 | 0.94784 | 0.94011 | 0.97941 | 0.89308 | 0
Aug | 7 | 12 | Weekday | Monday | 0.84504 | 0.88516 | 0.85993 | 0.73664 | 0.0044583 | 0.73664 | 0.73664 | 0.9673 | 0.73664 | 0.84504 | 0.84504 | 0.81057 | 0.98816 | 0.61342 | 0.96269 | 0.99678 | 0.61407 | 0.99655 | 0.97991 | 0.98691 | 0.99554 | 0.64643 | 0.99604 | 0.9673 | 0.96562 | 0.98679 | 0.99081 | 0.83544 | 0.9937 | 0.63213 | 0.96148 | 0.99653 | 0.61268 | 0.994 | 0.97999 | 0.98882 | 0.9958 | 0.64317 | 0.99433 | 0.9673 | 0.96562 | 0.98701 | 0.99081 | 0
Aug | 7 | 13 | Weekday | Monday | 0.83339 | 0.89403 | 0.86669 | 0.77026 | 0.0044583 | 0.77026 | 0.77026 | 0.98503 | 0.77026 | 0.83339 | 0.83339 | 0.74517 | 0.9863 | 0.61334 | 0.96188 | 0.97413 | 0.61532 | 1 | 1 | 0.79558 | 1 | 0.65137 | 0.99872 | 0.98503 | 0.98473 | 0.9689 | 0.99857 | 0.80048 | 0.99418 | 0.63274 | 0.96189 | 0.97444 | 0.61876 | 1 | 1 | 0.79632 | 1 | 0.64657 | 0.99837 | 0.98503 | 0.98473 | 0.96933 | 0.99857 | 0
Aug | 7 | 14 | Weekday | Monday | 0.81747 | 0.89872 | 0.85922 | 0.78991 | 0.0044583 | 0.78991 | 0.78991 | 1 | 0.78991 | 0.81747 | 0.81747 | 0.75996 | 0.98467 | 0.61392 | 0.96249 | 0.97857 | 0.65072 | 0.9803 | 0.98883 | 0.77703 | 0.98966 | 0.64616 | 1 | 1 | 1 | 0.95313 | 1 | 0.77601 | 0.99522 | 0.63356 | 0.96258 | 0.9797 | 0.65156 | 0.98821 | 0.9884 | 0.77774 | 0.98931 | 0.64226 | 1 | 1 | 1 | 0.95376 | 1 | 0
Aug | 7 | 15 | Weekday | Monday | 0.78671 | 0.8983 | 0.84375 | 0.81892 | 0.0044583 | 0.81892 | 0.81892 | 0.99653 | 0.81892 | 0.78671 | 0.78671 | 0.94758 | 0.98731 | 0.6514 | 0.9929 | 1 | 0.80179 | 0.97886 | 0.972 | 0.7688 | 0.97516 | 0.64069 | 0.99514 | 0.99653 | 0.99132 | 0.9468 | 0.98925 | 0.93239 | 1 | 0.69849 | 0.99236 | 1 | 0.8055 | 0.98589 | 0.97177 | 0.76842 | 0.97585 | 0.67242 | 0.99443 | 0.99653 | 0.99132 | 0.94725 | 0.98925 | 0
Aug | 7 | 16 | Weekday | Monday | 0.75171 | 0.8768 | 0.82509 | 0.86422 | 0.0044583 | 0.86422 | 0.86422 | 0.97243 | 0.86422 | 0.75171 | 0.75171 | 0.96707 | 0.98619 | 0.74772 | 0.92077 | 0.90079 | 0.91998 | 0.96459 | 0.79156 | 0.94045 | 0.92639 | 0.73808 | 0.65363 | 0.97243 | 0.95771 | 0.93563 | 0.28921 | 0.94653 | 0.99946 | 0.7762 | 0.92118 | 0.90197 | 0.91663 | 0.96891 | 0.78987 | 0.93869 | 0.92655 | 0.77104 | 0.65085 | 0.97243 | 0.95771 | 0.93578 | 0.28921 | 0
Aug | 7 | 17 | Weekday | Monday | 0.71595 | 0.83913 | 0.80413 | 0.89687 | 0.0044583 | 0.89687 | 0.89687 | 0.75318 | 0.89687 | 0.71595 | 0.71595 | 0.9956 | 0.80493 | 0.91583 | 0.7953 | 0.60568 | 0.96867 | 0.61455 | 0.67049 | 0.93972 | 0.82142 | 0.79998 | 0.5105 | 0.75318 | 0.71914 | 0.9088 | 0.093585 | 0.96666 | 0.8027 | 0.89182 | 0.79557 | 0.60597 | 0.958 | 0.59704 | 0.66557 | 0.92987 | 0.82116 | 0.82568 | 0.50805 | 0.75318 | 0.71914 | 0.90859 | 0.093585 | 0
Aug | 7 | 18 | Weekday | Monday | 0.67507 | 0.79921 | 0.77844 | 0.87772 | 1 | 0.87772 | 0.87772 | 0.73687 | 0.87772 | 0.67507 | 0.67507 | 0.82347 | 0.81555 | 0.90419 | 0.78967 | 0.61003 | 0.9655 | 0.63906 | 0.68564 | 0.96648 | 0.79342 | 0.84167 | 0.54957 | 0.73687 | 0.71959 | 0.87902 | 0.13223 | 0.82455 | 0.80806 | 0.92267 | 0.79011 | 0.61049 | 0.9578 | 0.61487 | 0.6779 | 0.95328 | 0.79241 | 0.87678 | 0.54706 | 0.73687 | 0.71959 | 0.87867 | 0.13223 | 0
Aug | 7 | 19 | Weekday | Monday | 0.66608 | 0.77598 | 0.76115 | 0.84088 | 1 | 0.84088 | 0.84088 | 0.71373 | 0.84088 | 0.66608 | 0.66608 | 0.83189 | 0.74694 | 0.96858 | 0.71152 | 0.55055 | 0.98779 | 0.60156 | 0.52618 | 0.82242 | 0.69244 | 0.946 | 0.58262 | 0.71373 | 0.72467 | 0.81455 | 0.19836 | 0.84657 | 0.72415 | 1 | 0.71112 | 0.55088 | 0.98699 | 0.55815 | 0.51862 | 0.81223 | 0.69122 | 0.98645 | 0.58068 | 0.71373 | 0.72467 | 0.81382 | 0.19836 | 0
Aug | 7 | 20 | Weekday | Monday | 0.6556 | 0.74608 | 0.74167 | 0.81832 | 1 | 0.81832 | 0.81832 | 0.30005 | 0.81832 | 0.6556 | 0.6556 | 0.76661 | 0.72635 | 0.97504 | 0.69446 | 0.53651 | 0.85254 | 0.42205 | 0.31257 | 0.8107 | 0.11571 | 0.90261 | 0.57268 | 0.30005 | 0.35196 | 0.58586 | 0.19836 | 0.80002 | 0.7002 | 0.94448 | 0.69397 | 0.53792 | 0.85458 | 0.39549 | 0.30467 | 0.79684 | 0.11387 | 0.93413 | 0.57167 | 0.30005 | 0.35196 | 0.58623 | 0.19836 | 0
Aug | 7 | 21 | Weekday | Monday | 0.60371 | 0.67539 | 0.7132 | 0.77423 | 1 | 0.77423 | 0.77423 | 0.16448 | 0.77423 | 0.60371 | 0.60371 | 0.70153 | 0.68693 | 0.80997 | 0.22211 | 0.25201 | 0.68384 | 0.42253 | 0.30833 | 0.78796 | 0.11514 | 0.66989 | 0.32098 | 0.16448 | 0.22356 | 0.39245 | 0.19836 | 0.77009 | 0.65347 | 0.79847 | 0.22222 | 0.25159 | 0.68195 | 0.37262 | 0.30408 | 0.77889 | 0.11365 | 0.69174 | 0.31752 | 0.16448 | 0.22356 | 0.39265 | 0.19836 | 0
Aug | 7 | 22 | Weekday | Monday | 0.57758 | 0.63881 | 0.68115 | 0.69277 | 1 | 0.69277 | 0.69277 | 0.16448 | 0.69277 | 0.57758 | 0.57758 | 0.64213 | 0.68992 | 0.63085 | 0.19073 | 0.23506 | 0.5231 | 0.33978 | 0.31101 | 0.79836 | 0.11528 | 0.46863 | 0.30349 | 0.16448 | 0.22356 | 0.48438 | 0.19836 | 0.75847 | 0.65457 | 0.65099 | 0.19082 | 0.23538 | 0.53042 | 0.30714 | 0.30852 | 0.80253 | 0.1146 | 0.48577 | 0.30024 | 0.16448 | 0.22356 | 0.48472 | 0.19836 | 0
Aug | 7 | 23 | Weekday | Monday | 0.52905 | 0.62299 | 0.67149 | 0.60711 | 1 | 0.60711 | 0.60711 | 0.16585 | 0.60711 | 0.52905 | 0.52905 | 0.36514 | 0.6807 | 0.48571 | 0.17747 | 0.23009 | 0.41928 | 0.42673 | 0.3051 | 0.4629 | 0.11629 | 0.41591 | 0.29752 | 0.16585 | 0.22472 | 0.42003 | 0.19836 | 0.42889 | 0.64192 | 0.50557 | 0.17754 | 0.22975 | 0.4369 | 0.36803 | 0.30414 | 0.45931 | 0.11596 | 0.43274 | 0.29423 | 0.16585 | 0.22472 | 0.42036 | 0.19836 | 0
Aug | 8 | 24 | Weekday | Tuesday | 0.50112 | 0.60104 | 0.63752 | 0.55417 | 1 | 0.55417 | 0.55417 | 0.16448 | 0.55417 | 0.50112 | 0.50112 | 0.22638 | 0.6835 | 0.45733 | 0.18299 | 0.23522 | 0.38758 | 0.32941 | 0.30504 | 0.30626 | 0.11422 | 0.38735 | 0.30349 | 0.16448 | 0.22356 | 0.38618 | 0.19836 | 0.27436 | 0.64421 | 0.48678 | 0.18305 | 0.23538 | 0.40644 | 0.29308 | 0.30409 | 0.31222 | 0.11365 | 0.40403 | 0.30024 | 0.16448 | 0.22356 | 0.38646 | 0.19836 | 0
Aug | 8 | 1 | Weekday | Tuesday | 0.49653 | 0.56547 | 0.62673 | 0.5118 | 1 | 0.5118 | 0.5118 | 0.16448 | 0.5118 | 0.49653 | 0.49653 | 0.22671 | 0.68501 | 0.43399 | 0.18299 | 0.23513 | 0.36751 | 0.41418 | 0.3052 | 0.30794 | 0.11387 | 0.36192 | 0.30282 | 0.16448 | 0.22356 | 0.38275 | 0.19836 | 0.27479 | 0.6449 | 0.46009 | 0.18305 | 0.23538 | 0.38752 | 0.35402 | 0.30403 | 0.31283 | 0.11364 | 0.37733 | 0.30024 | 0.16448 | 0.22356 | 0.38298 | 0.19836 | 0
Aug | 8 | 2 | Weekday | Tuesday | 0.48661 | 0.55157 | 0.62079 | 0.47843 | 1 | 0.47843 | 0.47843 | 0.16448 | 0.47843 | 0.48661 | 0.48661 | 0.22671 | 0.68645 | 0.43678 | 0.18297 | 0.23572 | 0.35448 | 0.31924 | 0.30515 | 0.30675 | 0.11419 | 0.35541 | 0.30349 | 0.16448 | 0.22356 | 0.37974 | 0.19836 | 0.27491 | 0.64615 | 0.46234 | 0.18305 | 0.23538 | 0.3737 | 0.28329 | 0.30397 | 0.31295 | 0.11362 | 0.36957 | 0.30024 | 0.16448 | 0.22356 | 0.38014 | 0.19836 | 0
Aug | 8 | 3 | Weekday | Tuesday | 0.47556 | 0.54998 | 0.62064 | 0.44959 | 1 | 0.44959 | 0.44959 | 0.16448 | 0.44959 | 0.47556 | 0.47556 | 0.23267 | 0.74526 | 0.45311 | 0.19078 | 0.23482 | 0.38901 | 0.54316 | 0.30891 | 0.32082 | 0.11535 | 0.36461 | 0.30382 | 0.16448 | 0.22356 | 0.42476 | 0.19836 | 0.28238 | 0.71093 | 0.46581 | 0.19082 | 0.23538 | 0.40795 | 0.47623 | 0.30798 | 0.32582 | 0.11501 | 0.37732 | 0.30024 | 0.16448 | 0.22356 | 0.42509 | 0.19836 | 0
Aug | 8 | 4 | Weekday | Tuesday | 0.47385 | 0.55573 | 0.63465 | 0.43239 | 1 | 0.43239 | 0.43239 | 0.14788 | 0.43239 | 0.47385 | 0.47385 | 0.36014 | 0.77346 | 0.53932 | 0.21713 | 0.23803 | 0.47759 | 0.61369 | 0.30026 | 0.43447 | 0.11218 | 0.4224 | 0.2974 | 0.14788 | 0.19756 | 0.41303 | 0.18006 | 0.409 | 0.70888 | 0.51921 | 0.21703 | 0.23732 | 0.48371 | 0.4942 | 0.29884 | 0.4405 | 0.11172 | 0.4325 | 0.29445 | 0.14788 | 0.19756 | 0.4133 | 0.18006 | 0
Aug | 8 | 5 | Weekday | Tuesday | 0.46371 | 0.57667 | 0.67741 | 0.45477 | 0.33631 | 0.45477 | 0.45477 | 0.22099 | 0.45477 | 0.46371 | 0.46371 | 0.58352 | 0.88671 | 0.80719 | 0.56686 | 0.34093 | 0.56393 | 0.74278 | 0.43419 | 0.83423 | 0.58646 | 0.66614 | 0.40881 | 0.22099 | 0.18209 | 0.56237 | 0.22331 | 0.64658 | 0.85974 | 0.75369 | 0.56615 | 0.3418 | 0.52227 | 0.67193 | 0.434 | 0.84368 | 0.5872 | 0.67943 | 0.40598 | 0.22072 | 0.17608 | 0.55071 | 0.22331 | 0
Aug | 8 | 6 | Weekday | Tuesday | 0.47654 | 0.60937 | 0.73189 | 0.47832 | 0.0044583 | 0.47832 | 0.47832 | 0.32158 | 0.47832 | 0.47654 | 0.47654 | 0.78977 | 0.95735 | 1 | 0.64605 | 0.47665 | 0.64268 | 0.87663 | 0.4565 | 0.87317 | 0.61912 | 0.86265 | 0.45726 | 0.32158 | 0.27532 | 0.62734 | 0.49265 | 0.8241 | 0.94258 | 0.90696 | 0.6443 | 0.47647 | 0.60106 | 0.82538 | 0.44729 | 0.85823 | 0.60989 | 0.88143 | 0.45405 | 0.32158 | 0.27287 | 0.60296 | 0.49265 | 0
Aug | 8 | 7 | Weekday | Tuesday | 0.53611 | 0.67309 | 0.77698 | 0.4959 | 0.0044583 | 0.4959 | 0.4959 | 0.53067 | 0.4959 | 0.53611 | 0.53611 | 0.84534 | 0.97911 | 0.86924 | 1 | 0.93883 | 0.64574 | 0.92263 | 0.78147 | 0.72545 | 0.80079 | 0.79527 | 0.92075 | 0.53067 | 0.48261 | 0.84678 | 0.74928 | 0.85828 | 0.97043 | 0.81789 | 1 | 0.9395 | 0.60747 | 0.88335 | 0.7794 | 0.7096 | 0.79752 | 0.78555 | 0.92019 | 0.53067 | 0.48258 | 0.83467 | 0.74928 | 0
Aug | 8 | 8 | Weekday | Tuesday | 0.61499 | 0.722 | 0.80726 | 0.55264 | 0.0044583 | 0.55264 | 0.55264 | 0.80777 | 0.55264 | 0.61499 | 0.61499 | 0.70794 | 0.99825 | 0.77557 | 0.98423 | 0.91273 | 0.60678 | 0.98274 | 0.8211 | 0.73639 | 0.85748 | 0.77398 | 0.95082 | 0.80777 | 0.76931 | 0.94455 | 0.92271 | 0.73491 | 0.99409 | 0.75942 | 0.98404 | 0.91307 | 0.57565 | 0.95864 | 0.82069 | 0.72554 | 0.85755 | 0.76929 | 0.9498 | 0.80777 | 0.76931 | 0.94227 | 0.92271 | 0
Aug | 8 | 9 | Weekday | Tuesday | 0.7212 | 0.77626 | 0.82986 | 0.58482 | 0.0044583 | 0.58482 | 0.58482 | 0.87402 | 0.58482 | 0.7212 | 0.7212 | 0.89773 | 1 | 0.65892 | 0.95762 | 0.92295 | 0.57919 | 0.98864 | 0.88032 | 0.91872 | 0.91314 | 0.62036 | 0.96915 | 0.87402 | 0.84407 | 0.93324 | 0.94483 | 0.90006 | 0.99858 | 0.65401 | 0.9573 | 0.92284 | 0.55271 | 0.97281 | 0.87978 | 0.91662 | 0.91307 | 0.61103 | 0.96859 | 0.87402 | 0.84407 | 0.93253 | 0.94483 | 0
Aug | 8 | 10 | Weekday | Tuesday | 0.79833 | 0.82836 | 0.84854 | 0.6382 | 0.0044583 | 0.6382 | 0.6382 | 0.91876 | 0.6382 | 0.79833 | 0.79833 | 0.95112 | 0.99914 | 0.63459 | 0.96115 | 0.95252 | 0.59673 | 0.99362 | 0.92209 | 0.99314 | 0.95848 | 0.62601 | 0.98079 | 0.91876 | 0.90099 | 1 | 0.96484 | 0.96336 | 0.99997 | 0.65573 | 0.96039 | 0.95243 | 0.5832 | 0.98281 | 0.92198 | 0.99072 | 0.9584 | 0.62022 | 0.97964 | 0.91876 | 0.90099 | 1 | 0.96484 | 0
Aug | 8 | 11 | Weekday | Tuesday | 0.84184 | 0.87181 | 0.85798 | 0.68932 | 0.0044583 | 0.68932 | 0.68932 | 0.94784 | 0.68932 | 0.84184 | 0.84184 | 0.97467 | 0.96791 | 0.63279 | 0.93126 | 0.95624 | 0.60772 | 0.95645 | 0.9629 | 1 | 0.99136 | 0.63772 | 0.93993 | 0.94784 | 0.94011 | 0.97924 | 0.89308 | 1 | 0.97092 | 0.65388 | 0.92981 | 0.95543 | 0.60119 | 0.94816 | 0.96299 | 1 | 0.99146 | 0.63329 | 0.93716 | 0.94784 | 0.94011 | 0.97941 | 0.89308 | 0
Aug | 8 | 12 | Weekday | Tuesday | 0.84504 | 0.88516 | 0.85993 | 0.73664 | 0.0044583 | 0.73664 | 0.73664 | 0.9673 | 0.73664 | 0.84504 | 0.84504 | 0.81057 | 0.98816 | 0.61342 | 0.96269 | 0.99678 | 0.61407 | 0.99655 | 0.97991 | 0.98691 | 0.99554 | 0.64643 | 0.99604 | 0.9673 | 0.96562 | 0.98679 | 0.99081 | 0.83544 | 0.9937 | 0.63213 | 0.96148 | 0.99653 | 0.61268 | 0.994 | 0.97999 | 0.98882 | 0.9958 | 0.64317 | 0.99433 | 0.9673 | 0.96562 | 0.98701 | 0.99081 | 0
Aug | 8 | 13 | Weekday | Tuesday | 0.83339 | 0.89403 | 0.86669 | 0.77026 | 0.0044583 | 0.77026 | 0.77026 | 0.98503 | 0.77026 | 0.83339 | 0.83339 | 0.74517 | 0.9863 | 0.61334 | 0.96188 | 0.97413 | 0.61532 | 1 | 1 | 0.79558 | 1 | 0.65137 | 0.99872 | 0.98503 | 0.98473 | 0.9689 | 0.99857 | 0.80048 | 0.99418 | 0.63274 | 0.96189 | 0.97444 | 0.61876 | 1 | 1 | 0.79632 | 1 | 0.64657 | 0.99837 | 0.98503 | 0.98473 | 0.96933 | 0.99857 | 0
Aug | 8 | 14 | Weekday | Tuesday | 0.81747 | 0.89872 | 0.85922 | 0.78991 | 0.0044583 | 0.78991 | 0.78991 | 1 | 0.78991 | 0.81747 | 0.81747 | 0.75996 | 0.98467 | 0.61392 | 0.96249 | 0.97857 | 0.65072 | 0.9803 | 0.98883 | 0.77703 | 0.98966 | 0.64616 | 1 | 1 | 1 | 0.95313 | 1 | 0.77601 | 0.99522 | 0.63356 | 0.96258 | 0.9797 | 0.65156 | 0.98821 | 0.9884 | 0.77774 | 0.98931 | 0.64226 | 1 | 1 | 1 | 0.95376 | 1 | 0
Aug | 8 | 15 | Weekday | Tuesday | 0.78671 | 0.8983 | 0.84375 | 0.81892 | 0.0044583 | 0.81892 | 0.81892 | 0.99653 | 0.81892 | 0.78671 | 0.78671 | 0.94758 | 0.98731 | 0.6514 | 0.9929 | 1 | 0.80179 | 0.97886 | 0.972 | 0.7688 | 0.97516 | 0.64069 | 0.99514 | 0.99653 | 0.99132 | 0.9468 | 0.98925 | 0.93239 | 1 | 0.69849 | 0.99236 | 1 | 0.8055 | 0.98589 | 0.97177 | 0.76842 | 0.97585 | 0.67242 | 0.99443 | 0.99653 | 0.99132 | 0.94725 | 0.98925 | 0
Aug | 8 | 16 | Weekday | Tuesday | 0.75171 | 0.8768 | 0.82509 | 0.86422 | 0.0044583 | 0.86422 | 0.86422 | 0.97243 | 0.86422 | 0.75171 | 0.75171 | 0.96707 | 0.98619 | 0.74772 | 0.92077 | 0.90079 | 0.91998 | 0.96459 | 0.79156 | 0.94045 | 0.92639 | 0.73808 | 0.65363 | 0.97243 | 0.95771 | 0.93563 | 0.28921 | 0.94653 | 0.99946 | 0.7762 | 0.92118 | 0.90197 | 0.91663 | 0.96891 | 0.78987 | 0.93869 | 0.92655 | 0.77104 | 0.65085 | 0.97243 | 0.95771 | 0.93578 | 0.28921 | 0
Aug | 8 | 17 | Weekday | Tuesday | 0.71595 | 0.83913 | 0.80413 | 0.89687 | 0.0044583 | 0.89687 | 0.89687 | 0.75318 | 0.89687 | 0.71595 | 0.71595 | 0.9956 | 0.80493 | 0.91583 | 0.7953 | 0.60568 | 0.96867 | 0.61455 | 0.67049 | 0.93972 | 0.82142 | 0.79998 | 0.5105 | 0.75318 | 0.71914 | 0.9088 | 0.093585 | 0.96666 | 0.8027 | 0.89182 | 0.79557 | 0.60597 | 0.958 | 0.59704 | 0.66557 | 0.92987 | 0.82116 | 0.82568 | 0.50805 | 0.75318 | 0.71914 | 0.90859 | 0.093585 | 0
Aug | 8 | 18 | Weekday | Tuesday | 0.67507 | 0.79921 | 0.77844 | 0.87772 | 1 | 0.87772 | 0.87772 | 0.73687 | 0.87772 | 0.67507 | 0.67507 | 0.82347 | 0.81555 | 0.90419 | 0.78967 | 0.61003 | 0.9655 | 0.63906 | 0.68564 | 0.96648 | 0.79342 | 0.84167 | 0.54957 | 0.73687 | 0.71959 | 0.87902 | 0.13223 | 0.82455 | 0.80806 | 0.92267 | 0.79011 | 0.61049 | 0.9578 | 0.61487 | 0.6779 | 0.95328 | 0.79241 | 0.87678 | 0.54706 | 0.73687 | 0.71959 | 0.87867 | 0.13223 | 0
Aug | 8 | 19 | Weekday | Tuesday | 0.66608 | 0.77598 | 0.76115 | 0.84088 | 1 | 0.84088 | 0.84088 | 0.71373 | 0.84088 | 0.66608 | 0.66608 | 0.83189 | 0.74694 | 0.96858 | 0.71152 | 0.55055 | 0.98779 | 0.60156 | 0.52618 | 0.82242 | 0.69244 | 0.946 | 0.58262 | 0.71373 | 0.72467 | 0.81455 | 0.19836 | 0.84657 | 0.72415 | 1 | 0.71112 | 0.55088 | 0.98699 | 0.55815 | 0.51862 | 0.81223 | 0.69122 | 0.98645 | 0.58068 | 0.71373 | 0.72467 | 0.81382 | 0.19836 | 0
Aug | 8 | 20 | Weekday | Tuesday | 0.6556 | 0.74608 | 0.74167 | 0.81832 | 1 | 0.81832 | 0.81832 | 0.30005 | 0.81832 | 0.6556 | 0.6556 | 0.76661 | 0.72635 | 0.97504 | 0.69446 | 0.53651 | 0.85254 | 0.42205 | 0.31257 | 0.8107 | 0.11571 | 0.90261 | 0.57268 | 0.30005 | 0.35196 | 0.58586 | 0.19836 | 0.80002 | 0.7002 | 0.94448 | 0.69397 | 0.53792 | 0.85458 | 0.39549 | 0.30467 | 0.79684 | 0.11387 | 0.93413 | 0.57167 | 0.30005 | 0.35196 | 0.58623 | 0.19836 | 0
Aug | 8 | 21 | Weekday | Tuesday | 0.60371 | 0.67539 | 0.7132 | 0.77423 | 1 | 0.77423 | 0.77423 | 0.16448 | 0.77423 | 0.60371 | 0.60371 | 0.70153 | 0.68693 | 0.80997 | 0.22211 | 0.25201 | 0.68384 | 0.42253 | 0.30833 | 0.78796 | 0.11514 | 0.66989 | 0.32098 | 0.16448 | 0.22356 | 0.39245 | 0.19836 | 0.77009 | 0.65347 | 0.79847 | 0.22222 | 0.25159 | 0.68195 | 0.37262 | 0.30408 | 0.77889 | 0.11365 | 0.69174 | 0.31752 | 0.16448 | 0.22356 | 0.39265 | 0.19836 | 0
Aug | 8 | 22 | Weekday | Tuesday | 0.57758 | 0.63881 | 0.68115 | 0.69277 | 1 | 0.69277 | 0.69277 | 0.16448 | 0.69277 | 0.57758 | 0.57758 | 0.64213 | 0.68992 | 0.63085 | 0.19073 | 0.23506 | 0.5231 | 0.33978 | 0.31101 | 0.79836 | 0.11528 | 0.46863 | 0.30349 | 0.16448 | 0.22356 | 0.48438 | 0.19836 | 0.75847 | 0.65457 | 0.65099 | 0.19082 | 0.23538 | 0.53042 | 0.30714 | 0.30852 | 0.80253 | 0.1146 | 0.48577 | 0.30024 | 0.16448 | 0.22356 | 0.48472 | 0.19836 | 0
Aug | 8 | 23 | Weekday | Tuesday | 0.52905 | 0.62299 | 0.67149 | 0.60711 | 1 | 0.60711 | 0.60711 | 0.16585 | 0.60711 | 0.52905 | 0.52905 | 0.36514 | 0.6807 | 0.48571 | 0.17747 | 0.23009 | 0.41928 | 0.42673 | 0.3051 | 0.4629 | 0.11629 | 0.41591 | 0.29752 | 0.16585 | 0.22472 | 0.42003 | 0.19836 | 0.42889 | 0.64192 | 0.50557 | 0.17754 | 0.22975 | 0.4369 | 0.36803 | 0.30414 | 0.45931 | 0.11596 | 0.43274 | 0.29423 | 0.16585 | 0.22472 | 0.42036 | 0.19836 | 0
Aug | 9 | 24 | Weekday | Wednesday | 0.50112 | 0.60104 | 0.63752 | 0.55417 | 1 | 0.55417 | 0.55417 | 0.16448 | 0.55417 | 0.50112 | 0.50112 | 0.22638 | 0.6835 | 0.45733 | 0.18299 | 0.23522 | 0.38758 | 0.32941 | 0.30504 | 0.30626 | 0.11422 | 0.38735 | 0.30349 | 0.16448 | 0.22356 | 0.38618 | 0.19836 | 0.27436 | 0.64421 | 0.48678 | 0.18305 | 0.23538 | 0.40644 | 0.29308 | 0.30409 | 0.31222 | 0.11365 | 0.40403 | 0.30024 | 0.16448 | 0.22356 | 0.38646 | 0.19836 | 0
Aug | 9 | 1 | Weekday | Wednesday | 0.49653 | 0.56547 | 0.62673 | 0.5118 | 1 | 0.5118 | 0.5118 | 0.16448 | 0.5118 | 0.49653 | 0.49653 | 0.22671 | 0.68501 | 0.43399 | 0.18299 | 0.23513 | 0.36751 | 0.41418 | 0.3052 | 0.30794 | 0.11387 | 0.36192 | 0.30282 | 0.16448 | 0.22356 | 0.38275 | 0.19836 | 0.27479 | 0.6449 | 0.46009 | 0.18305 | 0.23538 | 0.38752 | 0.35402 | 0.30403 | 0.31283 | 0.11364 | 0.37733 | 0.30024 | 0.16448 | 0.22356 | 0.38298 | 0.19836 | 0
Aug | 9 | 2 | Weekday | Wednesday | 0.48661 | 0.55157 | 0.62079 | 0.47843 | 1 | 0.47843 | 0.47843 | 0.16448 | 0.47843 | 0.48661 | 0.48661 | 0.22671 | 0.68645 | 0.43678 | 0.18297 | 0.23572 | 0.35448 | 0.31924 | 0.30515 | 0.30675 | 0.11419 | 0.35541 | 0.30349 | 0.16448 | 0.22356 | 0.37974 | 0.19836 | 0.27491 | 0.64615 | 0.46234 | 0.18305 | 0.23538 | 0.3737 | 0.28329 | 0.30397 | 0.31295 | 0.11362 | 0.36957 | 0.30024 | 0.16448 | 0.22356 | 0.38014 | 0.19836 | 0
Aug | 9 | 3 | Weekday | Wednesday | 0.47556 | 0.54998 | 0.62064 | 0.44959 | 1 | 0.44959 | 0.44959 | 0.16448 | 0.44959 | 0.47556 | 0.47556 | 0.23267 | 0.74526 | 0.45311 | 0.19078 | 0.23482 | 0.38901 | 0.54316 | 0.30891 | 0.32082 | 0.11535 | 0.36461 | 0.30382 | 0.16448 | 0.22356 | 0.42476 | 0.19836 | 0.28238 | 0.71093 | 0.46581 | 0.19082 | 0.23538 | 0.40795 | 0.47623 | 0.30798 | 0.32582 | 0.11501 | 0.37732 | 0.30024 | 0.16448 | 0.22356 | 0.42509 | 0.19836 | 0
Aug | 9 | 4 | Weekday | Wednesday | 0.47385 | 0.55573 | 0.63465 | 0.43239 | 1 | 0.43239 | 0.43239 | 0.14788 | 0.43239 | 0.47385 | 0.47385 | 0.36014 | 0.77346 | 0.53932 | 0.21713 | 0.23803 | 0.47759 | 0.61369 | 0.30026 | 0.43447 | 0.11218 | 0.4224 | 0.2974 | 0.14788 | 0.19756 | 0.41303 | 0.18006 | 0.409 | 0.70888 | 0.51921 | 0.21703 | 0.23732 | 0.48371 | 0.4942 | 0.29884 | 0.4405 | 0.11172 | 0.4325 | 0.29445 | 0.14788 | 0.19756 | 0.4133 | 0.18006 | 0
Aug | 9 | 5 | Weekday | Wednesday | 0.46371 | 0.57667 | 0.67741 | 0.45477 | 0.33631 | 0.45477 | 0.45477 | 0.22099 | 0.45477 | 0.46371 | 0.46371 | 0.58352 | 0.88671 | 0.80719 | 0.56686 | 0.34093 | 0.56393 | 0.74278 | 0.43419 | 0.83423 | 0.58646 | 0.66614 | 0.40881 | 0.22099 | 0.18209 | 0.56237 | 0.22331 | 0.64658 | 0.85974 | 0.75369 | 0.56615 | 0.3418 | 0.52227 | 0.67193 | 0.434 | 0.84368 | 0.5872 | 0.67943 | 0.40598 | 0.22072 | 0.17608 | 0.55071 | 0.22331 | 0
Aug | 9 | 6 | Weekday | Wednesday | 0.47654 | 0.60937 | 0.73189 | 0.47832 | 0.0044583 | 0.47832 | 0.47832 | 0.32158 | 0.47832 | 0.47654 | 0.47654 | 0.78977 | 0.95735 | 1 | 0.64605 | 0.47665 | 0.64268 | 0.87663 | 0.4565 | 0.87317 | 0.61912 | 0.86265 | 0.45726 | 0.32158 | 0.27532 | 0.62734 | 0.49265 | 0.8241 | 0.94258 | 0.90696 | 0.6443 | 0.47647 | 0.60106 | 0.82538 | 0.44729 | 0.85823 | 0.60989 | 0.88143 | 0.45405 | 0.32158 | 0.27287 | 0.60296 | 0.49265 | 0
Aug | 9 | 7 | Weekday | Wednesday | 0.53611 | 0.67309 | 0.77698 | 0.4959 | 0.0044583 | 0.4959 | 0.4959 | 0.53067 | 0.4959 | 0.53611 | 0.53611 | 0.84534 | 0.97911 | 0.86924 | 1 | 0.93883 | 0.64574 | 0.92263 | 0.78147 | 0.72545 | 0.80079 | 0.79527 | 0.92075 | 0.53067 | 0.48261 | 0.84678 | 0.74928 | 0.85828 | 0.97043 | 0.81789 | 1 | 0.9395 | 0.60747 | 0.88335 | 0.7794 | 0.7096 | 0.79752 | 0.78555 | 0.92019 | 0.53067 | 0.48258 | 0.83467 | 0.74928 | 0
Aug | 9 | 8 | Weekday | Wednesday | 0.61499 | 0.722 | 0.80726 | 0.55264 | 0.0044583 | 0.55264 | 0.55264 | 0.80777 | 0.55264 | 0.61499 | 0.61499 | 0.70794 | 0.99825 | 0.77557 | 0.98423 | 0.91273 | 0.60678 | 0.98274 | 0.8211 | 0.73639 | 0.85748 | 0.77398 | 0.95082 | 0.80777 | 0.76931 | 0.94455 | 0.92271 | 0.73491 | 0.99409 | 0.75942 | 0.98404 | 0.91307 | 0.57565 | 0.95864 | 0.82069 | 0.72554 | 0.85755 | 0.76929 | 0.9498 | 0.80777 | 0.76931 | 0.94227 | 0.92271 | 0
Aug | 9 | 9 | Weekday | Wednesday | 0.7212 | 0.77626 | 0.82986 | 0.58482 | 0.0044583 | 0.58482 | 0.58482 | 0.87402 | 0.58482 | 0.7212 | 0.7212 | 0.89773 | 1 | 0.65892 | 0.95762 | 0.92295 | 0.57919 | 0.98864 | 0.88032 | 0.91872 | 0.91314 | 0.62036 | 0.96915 | 0.87402 | 0.84407 | 0.93324 | 0.94483 | 0.90006 | 0.99858 | 0.65401 | 0.9573 | 0.92284 | 0.55271 | 0.97281 | 0.87978 | 0.91662 | 0.91307 | 0.61103 | 0.96859 | 0.87402 | 0.84407 | 0.93253 | 0.94483 | 0
Aug | 9 | 10 | Weekday | Wednesday | 0.79833 | 0.82836 | 0.84854 | 0.6382 | 0.0044583 | 0.6382 | 0.6382 | 0.91876 | 0.6382 | 0.79833 | 0.79833 | 0.95112 | 0.99914 | 0.63459 | 0.96115 | 0.95252 | 0.59673 | 0.99362 | 0.92209 | 0.99314 | 0.95848 | 0.62601 | 0.98079 | 0.91876 | 0.90099 | 1 | 0.96484 | 0.96336 | 0.99997 | 0.65573 | 0.96039 | 0.95243 | 0.5832 | 0.98281 | 0.92198 | 0.99072 | 0.9584 | 0.62022 | 0.97964 | 0.91876 | 0.90099 | 1 | 0.96484 | 0
Aug | 9 | 11 | Weekday | Wednesday | 0.84184 | 0.87181 | 0.85798 | 0.68932 | 0.0044583 | 0.68932 | 0.68932 | 0.94784 | 0.68932 | 0.84184 | 0.84184 | 0.97467 | 0.96791 | 0.63279 | 0.93126 | 0.95624 | 0.60772 | 0.95645 | 0.9629 | 1 | 0.99136 | 0.63772 | 0.93993 | 0.94784 | 0.94011 | 0.97924 | 0.89308 | 1 | 0.97092 | 0.65388 | 0.92981 | 0.95543 | 0.60119 | 0.94816 | 0.96299 | 1 | 0.99146 | 0.63329 | 0.93716 | 0.94784 | 0.94011 | 0.97941 | 0.89308 | 0
Aug | 9 | 12 | Weekday | Wednesday | 0.84504 | 0.88516 | 0.85993 | 0.73664 | 0.0044583 | 0.73664 | 0.73664 | 0.9673 | 0.73664 | 0.84504 | 0.84504 | 0.81057 | 0.98816 | 0.61342 | 0.96269 | 0.99678 | 0.61407 | 0.99655 | 0.97991 | 0.98691 | 0.99554 | 0.64643 | 0.99604 | 0.9673 | 0.96562 | 0.98679 | 0.99081 | 0.83544 | 0.9937 | 0.63213 | 0.96148 | 0.99653 | 0.61268 | 0.994 | 0.97999 | 0.98882 | 0.9958 | 0.64317 | 0.99433 | 0.9673 | 0.96562 | 0.98701 | 0.99081 | 0
Aug | 9 | 13 | Weekday | Wednesday | 0.83339 | 0.89403 | 0.86669 | 0.77026 | 0.0044583 | 0.77026 | 0.77026 | 0.98503 | 0.77026 | 0.83339 | 0.83339 | 0.74517 | 0.9863 | 0.61334 | 0.96188 | 0.97413 | 0.61532 | 1 | 1 | 0.79558 | 1 | 0.65137 | 0.99872 | 0.98503 | 0.98473 | 0.9689 | 0.99857 | 0.80048 | 0.99418 | 0.63274 | 0.96189 | 0.97444 | 0.61876 | 1 | 1 | 0.79632 | 1 | 0.64657 | 0.99837 | 0.98503 | 0.98473 | 0.96933 | 0.99857 | 0
Aug | 9 | 14 | Weekday | Wednesday | 0.81747 | 0.89872 | 0.85922 | 0.78991 | 0.0044583 | 0.78991 | 0.78991 | 1 | 0.78991 | 0.81747 | 0.81747 | 0.75996 | 0.98467 | 0.61392 | 0.96249 | 0.97857 | 0.65072 | 0.9803 | 0.98883 | 0.77703 | 0.98966 | 0.64616 | 1 | 1 | 1 | 0.95313 | 1 | 0.77601 | 0.99522 | 0.63356 | 0.96258 | 0.9797 | 0.65156 | 0.98821 | 0.9884 | 0.77774 | 0.98931 | 0.64226 | 1 | 1 | 1 | 0.95376 | 1 | 0
Aug | 9 | 15 | Weekday | Wednesday | 0.78671 | 0.8983 | 0.84375 | 0.81892 | 0.0044583 | 0.81892 | 0.81892 | 0.99653 | 0.81892 | 0.78671 | 0.78671 | 0.94758 | 0.98731 | 0.6514 | 0.9929 | 1 | 0.80179 | 0.97886 | 0.972 | 0.7688 | 0.97516 | 0.64069 | 0.99514 | 0.99653 | 0.99132 | 0.9468 | 0.98925 | 0.93239 | 1 | 0.69849 | 0.99236 | 1 | 0.8055 | 0.98589 | 0.97177 | 0.76842 | 0.97585 | 0.67242 | 0.99443 | 0.99653 | 0.99132 | 0.94725 | 0.98925 | 0
Aug | 9 | 16 | Weekday | Wednesday | 0.75171 | 0.8768 | 0.82509 | 0.86422 | 0.0044583 | 0.86422 | 0.86422 | 0.97243 | 0.86422 | 0.75171 | 0.75171 | 0.96707 | 0.98619 | 0.74772 | 0.92077 | 0.90079 | 0.91998 | 0.96459 | 0.79156 | 0.94045 | 0.92639 | 0.73808 | 0.65363 | 0.97243 | 0.95771 | 0.93563 | 0.28921 | 0.94653 | 0.99946 | 0.7762 | 0.92118 | 0.90197 | 0.91663 | 0.96891 | 0.78987 | 0.93869 | 0.92655 | 0.77104 | 0.65085 | 0.97243 | 0.95771 | 0.93578 | 0.28921 | 0
Aug | 9 | 17 | Weekday | Wednesday | 0.71595 | 0.83913 | 0.80413 | 0.89687 | 0.0044583 | 0.89687 | 0.89687 | 0.75318 | 0.89687 | 0.71595 | 0.71595 | 0.9956 | 0.80493 | 0.91583 | 0.7953 | 0.60568 | 0.96867 | 0.61455 | 0.67049 | 0.93972 | 0.82142 | 0.79998 | 0.5105 | 0.75318 | 0.71914 | 0.9088 | 0.093585 | 0.96666 | 0.8027 | 0.89182 | 0.79557 | 0.60597 | 0.958 | 0.59704 | 0.66557 | 0.92987 | 0.82116 | 0.82568 | 0.50805 | 0.75318 | 0.71914 | 0.90859 | 0.093585 | 0
Aug | 9 | 18 | Weekday | Wednesday | 0.67507 | 0.79921 | 0.77844 | 0.87772 | 1 | 0.87772 | 0.87772 | 0.73687 | 0.87772 | 0.67507 | 0.67507 | 0.82347 | 0.81555 | 0.90419 | 0.78967 | 0.61003 | 0.9655 | 0.63906 | 0.68564 | 0.96648 | 0.79342 | 0.84167 | 0.54957 | 0.73687 | 0.71959 | 0.87902 | 0.13223 | 0.82455 | 0.80806 | 0.92267 | 0.79011 | 0.61049 | 0.9578 | 0.61487 | 0.6779 | 0.95328 | 0.79241 | 0.87678 | 0.54706 | 0.73687 | 0.71959 | 0.87867 | 0.13223 | 0
Aug | 9 | 19 | Weekday | Wednesday | 0.66608 | 0.77598 | 0.76115 | 0.84088 | 1 | 0.84088 | 0.84088 | 0.71373 | 0.84088 | 0.66608 | 0.66608 | 0.83189 | 0.74694 | 0.96858 | 0.71152 | 0.55055 | 0.98779 | 0.60156 | 0.52618 | 0.82242 | 0.69244 | 0.946 | 0.58262 | 0.71373 | 0.72467 | 0.81455 | 0.19836 | 0.84657 | 0.72415 | 1 | 0.71112 | 0.55088 | 0.98699 | 0.55815 | 0.51862 | 0.81223 | 0.69122 | 0.98645 | 0.58068 | 0.71373 | 0.72467 | 0.81382 | 0.19836 | 0
Aug | 9 | 20 | Weekday | Wednesday | 0.6556 | 0.74608 | 0.74167 | 0.81832 | 1 | 0.81832 | 0.81832 | 0.30005 | 0.81832 | 0.6556 | 0.6556 | 0.76661 | 0.72635 | 0.97504 | 0.69446 | 0.53651 | 0.85254 | 0.42205 | 0.31257 | 0.8107 | 0.11571 | 0.90261 | 0.57268 | 0.30005 | 0.35196 | 0.58586 | 0.19836 | 0.80002 | 0.7002 | 0.94448 | 0.69397 | 0.53792 | 0.85458 | 0.39549 | 0.30467 | 0.79684 | 0.11387 | 0.93413 | 0.57167 | 0.30005 | 0.35196 | 0.58623 | 0.19836 | 0
Aug | 9 | 21 | Weekday | Wednesday | 0.60371 | 0.67539 | 0.7132 | 0.77423 | 1 | 0.77423 | 0.77423 | 0.16448 | 0.77423 | 0.60371 | 0.60371 | 0.70153 | 0.68693 | 0.80997 | 0.22211 | 0.25201 | 0.68384 | 0.42253 | 0.30833 | 0.78796 | 0.11514 | 0.66989 | 0.32098 | 0.16448 | 0.22356 | 0.39245 | 0.19836 | 0.77009 | 0.65347 | 0.79847 | 0.22222 | 0.25159 | 0.68195 | 0.37262 | 0.30408 | 0.77889 | 0.11365 | 0.69174 | 0.31752 | 0.16448 | 0.22356 | 0.39265 | 0.19836 | 0
Aug | 9 | 22 | Weekday | Wednesday | 0.57758 | 0.63881 | 0.68115 | 0.69277 | 1 | 0.69277 | 0.69277 | 0.16448 | 0.69277 | 0.57758 | 0.57758 | 0.64213 | 0.68992 | 0.63085 | 0.19073 | 0.23506 | 0.5231 | 0.33978 | 0.31101 | 0.79836 | 0.11528 | 0.46863 | 0.30349 | 0.16448 | 0.22356 | 0.48438 | 0.19836 | 0.75847 | 0.65457 | 0.65099 | 0.19082 | 0.23538 | 0.53042 | 0.30714 | 0.30852 | 0.80253 | 0.1146 | 0.48577 | 0.30024 | 0.16448 | 0.22356 | 0.48472 | 0.19836 | 0
Aug | 9 | 23 | Weekday | Wednesday | 0.52905 | 0.62299 | 0.67149 | 0.60711 | 1 | 0.60711 | 0.60711 | 0.16585 | 0.60711 | 0.52905 | 0.52905 | 0.36514 | 0.6807 | 0.48571 | 0.17747 | 0.23009 | 0.41928 | 0.42673 | 0.3051 | 0.4629 | 0.11629 | 0.41591 | 0.29752 | 0.16585 | 0.22472 | 0.42003 | 0.19836 | 0.42889 | 0.64192 | 0.50557 | 0.17754 | 0.22975 | 0.4369 | 0.36803 | 0.30414 | 0.45931 | 0.11596 | 0.43274 | 0.29423 | 0.16585 | 0.22472 | 0.42036 | 0.19836 | 0
Aug | 10 | 24 | Weekday | Thursday | 0.50112 | 0.60104 | 0.63752 | 0.55417 | 1 | 0.55417 | 0.55417 | 0.16448 | 0.55417 | 0.50112 | 0.50112 | 0.22638 | 0.6835 | 0.45733 | 0.18299 | 0.23522 | 0.38758 | 0.32941 | 0.30504 | 0.30626 | 0.11422 | 0.38735 | 0.30349 | 0.16448 | 0.22356 | 0.38618 | 0.19836 | 0.27436 | 0.64421 | 0.48678 | 0.18305 | 0.23538 | 0.40644 | 0.29308 | 0.30409 | 0.31222 | 0.11365 | 0.40403 | 0.30024 | 0.16448 | 0.22356 | 0.38646 | 0.19836 | 0
Aug | 10 | 1 | Weekday | Thursday | 0.49653 | 0.56547 | 0.62673 | 0.5118 | 1 | 0.5118 | 0.5118 | 0.16448 | 0.5118 | 0.49653 | 0.49653 | 0.22671 | 0.68501 | 0.43399 | 0.18299 | 0.23513 | 0.36751 | 0.41418 | 0.3052 | 0.30794 | 0.11387 | 0.36192 | 0.30282 | 0.16448 | 0.22356 | 0.38275 | 0.19836 | 0.27479 | 0.6449 | 0.46009 | 0.18305 | 0.23538 | 0.38752 | 0.35402 | 0.30403 | 0.31283 | 0.11364 | 0.37733 | 0.30024 | 0.16448 | 0.22356 | 0.38298 | 0.19836 | 0
Aug | 10 | 2 | Weekday | Thursday | 0.48661 | 0.55157 | 0.62079 | 0.47843 | 1 | 0.47843 | 0.47843 | 0.16448 | 0.47843 | 0.48661 | 0.48661 | 0.22671 | 0.68645 | 0.43678 | 0.18297 | 0.23572 | 0.35448 | 0.31924 | 0.30515 | 0.30675 | 0.11419 | 0.35541 | 0.30349 | 0.16448 | 0.22356 | 0.37974 | 0.19836 | 0.27491 | 0.64615 | 0.46234 | 0.18305 | 0.23538 | 0.3737 | 0.28329 | 0.30397 | 0.31295 | 0.11362 | 0.36957 | 0.30024 | 0.16448 | 0.22356 | 0.38014 | 0.19836 | 0
Aug | 10 | 3 | Weekday | Thursday | 0.47556 | 0.54998 | 0.62064 | 0.44959 | 1 | 0.44959 | 0.44959 | 0.16448 | 0.44959 | 0.47556 | 0.47556 | 0.23267 | 0.74526 | 0.45311 | 0.19078 | 0.23482 | 0.38901 | 0.54316 | 0.30891 | 0.32082 | 0.11535 | 0.36461 | 0.30382 | 0.16448 | 0.22356 | 0.42476 | 0.19836 | 0.28238 | 0.71093 | 0.46581 | 0.19082 | 0.23538 | 0.40795 | 0.47623 | 0.30798 | 0.32582 | 0.11501 | 0.37732 | 0.30024 | 0.16448 | 0.22356 | 0.42509 | 0.19836 | 0
Aug | 10 | 4 | Weekday | Thursday | 0.47385 | 0.55573 | 0.63465 | 0.43239 | 1 | 0.43239 | 0.43239 | 0.14788 | 0.43239 | 0.47385 | 0.47385 | 0.36014 | 0.77346 | 0.53932 | 0.21713 | 0.23803 | 0.47759 | 0.61369 | 0.30026 | 0.43447 | 0.11218 | 0.4224 | 0.2974 | 0.14788 | 0.19756 | 0.41303 | 0.18006 | 0.409 | 0.70888 | 0.51921 | 0.21703 | 0.23732 | 0.48371 | 0.4942 | 0.29884 | 0.4405 | 0.11172 | 0.4325 | 0.29445 | 0.14788 | 0.19756 | 0.4133 | 0.18006 | 0
Aug | 10 | 5 | Weekday | Thursday | 0.46371 | 0.57667 | 0.67741 | 0.45477 | 0.33631 | 0.45477 | 0.45477 | 0.22099 | 0.45477 | 0.46371 | 0.46371 | 0.58352 | 0.88671 | 0.80719 | 0.56686 | 0.34093 | 0.56393 | 0.74278 | 0.43419 | 0.83423 | 0.58646 | 0.66614 | 0.40881 | 0.22099 | 0.18209 | 0.56237 | 0.22331 | 0.64658 | 0.85974 | 0.75369 | 0.56615 | 0.3418 | 0.52227 | 0.67193 | 0.434 | 0.84368 | 0.5872 | 0.67943 | 0.40598 | 0.22072 | 0.17608 | 0.55071 | 0.22331 | 0
Aug | 10 | 6 | Weekday | Thursday | 0.47654 | 0.60937 | 0.73189 | 0.47832 | 0.0044583 | 0.47832 | 0.47832 | 0.32158 | 0.47832 | 0.47654 | 0.47654 | 0.78977 | 0.95735 | 1 | 0.64605 | 0.47665 | 0.64268 | 0.87663 | 0.4565 | 0.87317 | 0.61912 | 0.86265 | 0.45726 | 0.32158 | 0.27532 | 0.62734 | 0.49265 | 0.8241 | 0.94258 | 0.90696 | 0.6443 | 0.47647 | 0.60106 | 0.82538 | 0.44729 | 0.85823 | 0.60989 | 0.88143 | 0.45405 | 0.32158 | 0.27287 | 0.60296 | 0.49265 | 0
Aug | 10 | 7 | Weekday | Thursday | 0.53611 | 0.67309 | 0.77698 | 0.4959 | 0.0044583 | 0.4959 | 0.4959 | 0.53067 | 0.4959 | 0.53611 | 0.53611 | 0.84534 | 0.97911 | 0.86924 | 1 | 0.93883 | 0.64574 | 0.92263 | 0.78147 | 0.72545 | 0.80079 | 0.79527 | 0.92075 | 0.53067 | 0.48261 | 0.84678 | 0.74928 | 0.85828 | 0.97043 | 0.81789 | 1 | 0.9395 | 0.60747 | 0.88335 | 0.7794 | 0.7096 | 0.79752 | 0.78555 | 0.92019 | 0.53067 | 0.48258 | 0.83467 | 0.74928 | 0
Aug | 10 | 8 | Weekday | Thursday | 0.61499 | 0.722 | 0.80726 | 0.55264 | 0.0044583 | 0.55264 | 0.55264 | 0.80777 | 0.55264 | 0.61499 | 0.61499 | 0.70794 | 0.99825 | 0.77557 | 0.98423 | 0.91273 | 0.60678 | 0.98274 | 0.8211 | 0.73639 | 0.85748 | 0.77398 | 0.95082 | 0.80777 | 0.76931 | 0.94455 | 0.92271 | 0.73491 | 0.99409 | 0.75942 | 0.98404 | 0.91307 | 0.57565 | 0.95864 | 0.82069 | 0.72554 | 0.85755 | 0.76929 | 0.9498 | 0.80777 | 0.76931 | 0.94227 | 0.92271 | 0
Aug | 10 | 9 | Weekday | Thursday | 0.7212 | 0.77626 | 0.82986 | 0.58482 | 0.0044583 | 0.58482 | 0.58482 | 0.87402 | 0.58482 | 0.7212 | 0.7212 | 0.89773 | 1 | 0.65892 | 0.95762 | 0.92295 | 0.57919 | 0.98864 | 0.88032 | 0.91872 | 0.91314 | 0.62036 | 0.96915 | 0.87402 | 0.84407 | 0.93324 | 0.94483 | 0.90006 | 0.99858 | 0.65401 | 0.9573 | 0.92284 | 0.55271 | 0.97281 | 0.87978 | 0.91662 | 0.91307 | 0.61103 | 0.96859 | 0.87402 | 0.84407 | 0.93253 | 0.94483 | 0
Aug | 10 | 10 | Weekday | Thursday | 0.79833 | 0.82836 | 0.84854 | 0.6382 | 0.0044583 | 0.6382 | 0.6382 | 0.91876 | 0.6382 | 0.79833 | 0.79833 | 0.95112 | 0.99914 | 0.63459 | 0.96115 | 0.95252 | 0.59673 | 0.99362 | 0.92209 | 0.99314 | 0.95848 | 0.62601 | 0.98079 | 0.91876 | 0.90099 | 1 | 0.96484 | 0.96336 | 0.99997 | 0.65573 | 0.96039 | 0.95243 | 0.5832 | 0.98281 | 0.92198 | 0.99072 | 0.9584 | 0.62022 | 0.97964 | 0.91876 | 0.90099 | 1 | 0.96484 | 0
Aug | 10 | 11 | Weekday | Thursday | 0.84184 | 0.87181 | 0.85798 | 0.68932 | 0.0044583 | 0.68932 | 0.68932 | 0.94784 | 0.68932 | 0.84184 | 0.84184 | 0.97467 | 0.96791 | 0.63279 | 0.93126 | 0.95624 | 0.60772 | 0.95645 | 0.9629 | 1 | 0.99136 | 0.63772 | 0.93993 | 0.94784 | 0.94011 | 0.97924 | 0.89308 | 1 | 0.97092 | 0.65388 | 0.92981 | 0.95543 | 0.60119 | 0.94816 | 0.96299 | 1 | 0.99146 | 0.63329 | 0.93716 | 0.94784 | 0.94011 | 0.97941 | 0.89308 | 0
Aug | 10 | 12 | Weekday | Thursday | 0.84504 | 0.88516 | 0.85993 | 0.73664 | 0.0044583 | 0.73664 | 0.73664 | 0.9673 | 0.73664 | 0.84504 | 0.84504 | 0.81057 | 0.98816 | 0.61342 | 0.96269 | 0.99678 | 0.61407 | 0.99655 | 0.97991 | 0.98691 | 0.99554 | 0.64643 | 0.99604 | 0.9673 | 0.96562 | 0.98679 | 0.99081 | 0.83544 | 0.9937 | 0.63213 | 0.96148 | 0.99653 | 0.61268 | 0.994 | 0.97999 | 0.98882 | 0.9958 | 0.64317 | 0.99433 | 0.9673 | 0.96562 | 0.98701 | 0.99081 | 0
Aug | 10 | 13 | Weekday | Thursday | 0.83339 | 0.89403 | 0.86669 | 0.77026 | 0.0044583 | 0.77026 | 0.77026 | 0.98503 | 0.77026 | 0.83339 | 0.83339 | 0.74517 | 0.9863 | 0.61334 | 0.96188 | 0.97413 | 0.61532 | 1 | 1 | 0.79558 | 1 | 0.65137 | 0.99872 | 0.98503 | 0.98473 | 0.9689 | 0.99857 | 0.80048 | 0.99418 | 0.63274 | 0.96189 | 0.97444 | 0.61876 | 1 | 1 | 0.79632 | 1 | 0.64657 | 0.99837 | 0.98503 | 0.98473 | 0.96933 | 0.99857 | 0
Aug | 10 | 14 | Weekday | Thursday | 0.81747 | 0.89872 | 0.85922 | 0.78991 | 0.0044583 | 0.78991 | 0.78991 | 1 | 0.78991 | 0.81747 | 0.81747 | 0.75996 | 0.98467 | 0.61392 | 0.96249 | 0.97857 | 0.65072 | 0.9803 | 0.98883 | 0.77703 | 0.98966 | 0.64616 | 1 | 1 | 1 | 0.95313 | 1 | 0.77601 | 0.99522 | 0.63356 | 0.96258 | 0.9797 | 0.65156 | 0.98821 | 0.9884 | 0.77774 | 0.98931 | 0.64226 | 1 | 1 | 1 | 0.95376 | 1 | 0
Aug | 10 | 15 | Weekday | Thursday | 0.78671 | 0.8983 | 0.84375 | 0.81892 | 0.0044583 | 0.81892 | 0.81892 | 0.99653 | 0.81892 | 0.78671 | 0.78671 | 0.94758 | 0.98731 | 0.6514 | 0.9929 | 1 | 0.80179 | 0.97886 | 0.972 | 0.7688 | 0.97516 | 0.64069 | 0.99514 | 0.99653 | 0.99132 | 0.9468 | 0.98925 | 0.93239 | 1 | 0.69849 | 0.99236 | 1 | 0.8055 | 0.98589 | 0.97177 | 0.76842 | 0.97585 | 0.67242 | 0.99443 | 0.99653 | 0.99132 | 0.94725 | 0.98925 | 0
Aug | 10 | 16 | Weekday | Thursday | 0.75171 | 0.8768 | 0.82509 | 0.86422 | 0.0044583 | 0.86422 | 0.86422 | 0.97243 | 0.86422 | 0.75171 | 0.75171 | 0.96707 | 0.98619 | 0.74772 | 0.92077 | 0.90079 | 0.91998 | 0.96459 | 0.79156 | 0.94045 | 0.92639 | 0.73808 | 0.65363 | 0.97243 | 0.95771 | 0.93563 | 0.28921 | 0.94653 | 0.99946 | 0.7762 | 0.92118 | 0.90197 | 0.91663 | 0.96891 | 0.78987 | 0.93869 | 0.92655 | 0.77104 | 0.65085 | 0.97243 | 0.95771 | 0.93578 | 0.28921 | 0
Aug | 10 | 17 | Weekday | Thursday | 0.71595 | 0.83913 | 0.80413 | 0.89687 | 0.0044583 | 0.89687 | 0.89687 | 0.75318 | 0.89687 | 0.71595 | 0.71595 | 0.9956 | 0.80493 | 0.91583 | 0.7953 | 0.60568 | 0.96867 | 0.61455 | 0.67049 | 0.93972 | 0.82142 | 0.79998 | 0.5105 | 0.75318 | 0.71914 | 0.9088 | 0.093585 | 0.96666 | 0.8027 | 0.89182 | 0.79557 | 0.60597 | 0.958 | 0.59704 | 0.66557 | 0.92987 | 0.82116 | 0.82568 | 0.50805 | 0.75318 | 0.71914 | 0.90859 | 0.093585 | 0
Aug | 10 | 18 | Weekday | Thursday | 0.67507 | 0.79921 | 0.77844 | 0.87772 | 1 | 0.87772 | 0.87772 | 0.73687 | 0.87772 | 0.67507 | 0.67507 | 0.82347 | 0.81555 | 0.90419 | 0.78967 | 0.61003 | 0.9655 | 0.63906 | 0.68564 | 0.96648 | 0.79342 | 0.84167 | 0.54957 | 0.73687 | 0.71959 | 0.87902 | 0.13223 | 0.82455 | 0.80806 | 0.92267 | 0.79011 | 0.61049 | 0.9578 | 0.61487 | 0.6779 | 0.95328 | 0.79241 | 0.87678 | 0.54706 | 0.73687 | 0.71959 | 0.87867 | 0.13223 | 0
Aug | 10 | 19 | Weekday | Thursday | 0.66608 | 0.77598 | 0.76115 | 0.84088 | 1 | 0.84088 | 0.84088 | 0.71373 | 0.84088 | 0.66608 | 0.66608 | 0.83189 | 0.74694 | 0.96858 | 0.71152 | 0.55055 | 0.98779 | 0.60156 | 0.52618 | 0.82242 | 0.69244 | 0.946 | 0.58262 | 0.71373 | 0.72467 | 0.81455 | 0.19836 | 0.84657 | 0.72415 | 1 | 0.71112 | 0.55088 | 0.98699 | 0.55815 | 0.51862 | 0.81223 | 0.69122 | 0.98645 | 0.58068 | 0.71373 | 0.72467 | 0.81382 | 0.19836 | 0
Aug | 10 | 20 | Weekday | Thursday | 0.6556 | 0.74608 | 0.74167 | 0.81832 | 1 | 0.81832 | 0.81832 | 0.30005 | 0.81832 | 0.6556 | 0.6556 | 0.76661 | 0.72635 | 0.97504 | 0.69446 | 0.53651 | 0.85254 | 0.42205 | 0.31257 | 0.8107 | 0.11571 | 0.90261 | 0.57268 | 0.30005 | 0.35196 | 0.58586 | 0.19836 | 0.80002 | 0.7002 | 0.94448 | 0.69397 | 0.53792 | 0.85458 | 0.39549 | 0.30467 | 0.79684 | 0.11387 | 0.93413 | 0.57167 | 0.30005 | 0.35196 | 0.58623 | 0.19836 | 0
Aug | 10 | 21 | Weekday | Thursday | 0.60371 | 0.67539 | 0.7132 | 0.77423 | 1 | 0.77423 | 0.77423 | 0.16448 | 0.77423 | 0.60371 | 0.60371 | 0.70153 | 0.68693 | 0.80997 | 0.22211 | 0.25201 | 0.68384 | 0.42253 | 0.30833 | 0.78796 | 0.11514 | 0.66989 | 0.32098 | 0.16448 | 0.22356 | 0.39245 | 0.19836 | 0.77009 | 0.65347 | 0.79847 | 0.22222 | 0.25159 | 0.68195 | 0.37262 | 0.30408 | 0.77889 | 0.11365 | 0.69174 | 0.31752 | 0.16448 | 0.22356 | 0.39265 | 0.19836 | 0
Aug | 10 | 22 | Weekday | Thursday | 0.57758 | 0.63881 | 0.68115 | 0.69277 | 1 | 0.69277 | 0.69277 | 0.16448 | 0.69277 | 0.57758 | 0.57758 | 0.64213 | 0.68992 | 0.63085 | 0.19073 | 0.23506 | 0.5231 | 0.33978 | 0.31101 | 0.79836 | 0.11528 | 0.46863 | 0.30349 | 0.16448 | 0.22356 | 0.48438 | 0.19836 | 0.75847 | 0.65457 | 0.65099 | 0.19082 | 0.23538 | 0.53042 | 0.30714 | 0.30852 | 0.80253 | 0.1146 | 0.48577 | 0.30024 | 0.16448 | 0.22356 | 0.48472 | 0.19836 | 0
Aug | 10 | 23 | Weekday | Thursday | 0.52905 | 0.62299 | 0.67149 | 0.60711 | 1 | 0.60711 | 0.60711 | 0.16585 | 0.60711 | 0.52905 | 0.52905 | 0.36514 | 0.6807 | 0.48571 | 0.17747 | 0.23009 | 0.41928 | 0.42673 | 0.3051 | 0.4629 | 0.11629 | 0.41591 | 0.29752 | 0.16585 | 0.22472 | 0.42003 | 0.19836 | 0.42889 | 0.64192 | 0.50557 | 0.17754 | 0.22975 | 0.4369 | 0.36803 | 0.30414 | 0.45931 | 0.11596 | 0.43274 | 0.29423 | 0.16585 | 0.22472 | 0.42036 | 0.19836 | 0
Aug | 11 | 24 | Weekday | Friday | 0.50112 | 0.60104 | 0.63752 | 0.55417 | 1 | 0.55417 | 0.55417 | 0.16448 | 0.55417 | 0.50112 | 0.50112 | 0.22638 | 0.6835 | 0.45733 | 0.18299 | 0.23522 | 0.38758 | 0.32941 | 0.30504 | 0.30626 | 0.11422 | 0.38735 | 0.30349 | 0.16448 | 0.22356 | 0.38618 | 0.19836 | 0.27436 | 0.64421 | 0.48678 | 0.18305 | 0.23538 | 0.40644 | 0.29308 | 0.30409 | 0.31222 | 0.11365 | 0.40403 | 0.30024 | 0.16448 | 0.22356 | 0.38646 | 0.19836 | 0
Aug | 11 | 1 | Weekday | Friday | 0.49653 | 0.56547 | 0.62673 | 0.5118 | 1 | 0.5118 | 0.5118 | 0.16448 | 0.5118 | 0.49653 | 0.49653 | 0.22671 | 0.68501 | 0.43399 | 0.18299 | 0.23513 | 0.36751 | 0.41418 | 0.3052 | 0.30794 | 0.11387 | 0.36192 | 0.30282 | 0.16448 | 0.22356 | 0.38275 | 0.19836 | 0.27479 | 0.6449 | 0.46009 | 0.18305 | 0.23538 | 0.38752 | 0.35402 | 0.30403 | 0.31283 | 0.11364 | 0.37733 | 0.30024 | 0.16448 | 0.22356 | 0.38298 | 0.19836 | 0
Aug | 11 | 2 | Weekday | Friday | 0.48661 | 0.55157 | 0.62079 | 0.47843 | 1 | 0.47843 | 0.47843 | 0.16448 | 0.47843 | 0.48661 | 0.48661 | 0.22671 | 0.68645 | 0.43678 | 0.18297 | 0.23572 | 0.35448 | 0.31924 | 0.30515 | 0.30675 | 0.11419 | 0.35541 | 0.30349 | 0.16448 | 0.22356 | 0.37974 | 0.19836 | 0.27491 | 0.64615 | 0.46234 | 0.18305 | 0.23538 | 0.3737 | 0.28329 | 0.30397 | 0.31295 | 0.11362 | 0.36957 | 0.30024 | 0.16448 | 0.22356 | 0.38014 | 0.19836 | 0
Aug | 11 | 3 | Weekday | Friday | 0.47556 | 0.54998 | 0.62064 | 0.44959 | 1 | 0.44959 | 0.44959 | 0.16448 | 0.44959 | 0.47556 | 0.47556 | 0.23267 | 0.74526 | 0.45311 | 0.19078 | 0.23482 | 0.38901 | 0.54316 | 0.30891 | 0.32082 | 0.11535 | 0.36461 | 0.30382 | 0.16448 | 0.22356 | 0.42476 | 0.19836 | 0.28238 | 0.71093 | 0.46581 | 0.19082 | 0.23538 | 0.40795 | 0.47623 | 0.30798 | 0.32582 | 0.11501 | 0.37732 | 0.30024 | 0.16448 | 0.22356 | 0.42509 | 0.19836 | 0
Aug | 11 | 4 | Weekday | Friday | 0.47385 | 0.55573 | 0.63465 | 0.43239 | 1 | 0.43239 | 0.43239 | 0.14788 | 0.43239 | 0.47385 | 0.47385 | 0.36014 | 0.77346 | 0.53932 | 0.21713 | 0.23803 | 0.47759 | 0.61369 | 0.30026 | 0.43447 | 0.11218 | 0.4224 | 0.2974 | 0.14788 | 0.19756 | 0.41303 | 0.18006 | 0.409 | 0.70888 | 0.51921 | 0.21703 | 0.23732 | 0.48371 | 0.4942 | 0.29884 | 0.4405 | 0.11172 | 0.4325 | 0.29445 | 0.14788 | 0.19756 | 0.4133 | 0.18006 | 0
Aug | 11 | 5 | Weekday | Friday | 0.46371 | 0.57667 | 0.67741 | 0.45477 | 0.33631 | 0.45477 | 0.45477 | 0.22099 | 0.45477 | 0.46371 | 0.46371 | 0.58352 | 0.88671 | 0.80719 | 0.56686 | 0.34093 | 0.56393 | 0.74278 | 0.43419 | 0.83423 | 0.58646 | 0.66614 | 0.40881 | 0.22099 | 0.18209 | 0.56237 | 0.22331 | 0.64658 | 0.85974 | 0.75369 | 0.56615 | 0.3418 | 0.52227 | 0.67193 | 0.434 | 0.84368 | 0.5872 | 0.67943 | 0.40598 | 0.22072 | 0.17608 | 0.55071 | 0.22331 | 0
Aug | 11 | 6 | Weekday | Friday | 0.47654 | 0.60937 | 0.73189 | 0.47832 | 0.0044583 | 0.47832 | 0.47832 | 0.32158 | 0.47832 | 0.47654 | 0.47654 | 0.78977 | 0.95735 | 1 | 0.64605 | 0.47665 | 0.64268 | 0.87663 | 0.4565 | 0.87317 | 0.61912 | 0.86265 | 0.45726 | 0.32158 | 0.27532 | 0.62734 | 0.49265 | 0.8241 | 0.94258 | 0.90696 | 0.6443 | 0.47647 | 0.60106 | 0.82538 | 0.44729 | 0.85823 | 0.60989 | 0.88143 | 0.45405 | 0.32158 | 0.27287 | 0.60296 | 0.49265 | 0
Aug | 11 | 7 | Weekday | Friday | 0.53611 | 0.67309 | 0.77698 | 0.4959 | 0.0044583 | 0.4959 | 0.4959 | 0.53067 | 0.4959 | 0.53611 | 0.53611 | 0.84534 | 0.97911 | 0.86924 | 1 | 0.93883 | 0.64574 | 0.92263 | 0.78147 | 0.72545 | 0.80079 | 0.79527 | 0.92075 | 0.53067 | 0.48261 | 0.84678 | 0.74928 | 0.85828 | 0.97043 | 0.81789 | 1 | 0.9395 | 0.60747 | 0.88335 | 0.7794 | 0.7096 | 0.79752 | 0.78555 | 0.92019 | 0.53067 | 0.48258 | 0.83467 | 0.74928 | 0
Aug | 11 | 8 | Weekday | Friday | 0.61499 | 0.722 | 0.80726 | 0.55264 | 0.0044583 | 0.55264 | 0.55264 | 0.80777 | 0.55264 | 0.61499 | 0.61499 | 0.70794 | 0.99825 | 0.77557 | 0.98423 | 0.91273 | 0.60678 | 0.98274 | 0.8211 | 0.73639 | 0.85748 | 0.77398 | 0.95082 | 0.80777 | 0.76931 | 0.94455 | 0.92271 | 0.73491 | 0.99409 | 0.75942 | 0.98404 | 0.91307 | 0.57565 | 0.95864 | 0.82069 | 0.72554 | 0.85755 | 0.76929 | 0.9498 | 0.80777 | 0.76931 | 0.94227 | 0.92271 | 0
Aug | 11 | 9 | Weekday | Friday | 0.7212 | 0.77626 | 0.82986 | 0.58482 | 0.0044583 | 0.58482 | 0.58482 | 0.87402 | 0.58482 | 0.7212 | 0.7212 | 0.89773 | 1 | 0.65892 | 0.95762 | 0.92295 | 0.57919 | 0.98864 | 0.88032 | 0.91872 | 0.91314 | 0.62036 | 0.96915 | 0.87402 | 0.84407 | 0.93324 | 0.94483 | 0.90006 | 0.99858 | 0.65401 | 0.9573 | 0.92284 | 0.55271 | 0.97281 | 0.87978 | 0.91662 | 0.91307 | 0.61103 | 0.96859 | 0.87402 | 0.84407 | 0.93253 | 0.94483 | 0
Aug | 11 | 10 | Weekday | Friday | 0.79833 | 0.82836 | 0.84854 | 0.6382 | 0.0044583 | 0.6382 | 0.6382 | 0.91876 | 0.6382 | 0.79833 | 0.79833 | 0.95112 | 0.99914 | 0.63459 | 0.96115 | 0.95252 | 0.59673 | 0.99362 | 0.92209 | 0.99314 | 0.95848 | 0.62601 | 0.98079 | 0.91876 | 0.90099 | 1 | 0.96484 | 0.96336 | 0.99997 | 0.65573 | 0.96039 | 0.95243 | 0.5832 | 0.98281 | 0.92198 | 0.99072 | 0.9584 | 0.62022 | 0.97964 | 0.91876 | 0.90099 | 1 | 0.96484 | 0
Aug | 11 | 11 | Weekday | Friday | 0.84184 | 0.87181 | 0.85798 | 0.68932 | 0.0044583 | 0.68932 | 0.68932 | 0.94784 | 0.68932 | 0.84184 | 0.84184 | 0.97467 | 0.96791 | 0.63279 | 0.93126 | 0.95624 | 0.60772 | 0.95645 | 0.9629 | 1 | 0.99136 | 0.63772 | 0.93993 | 0.94784 | 0.94011 | 0.97924 | 0.89308 | 1 | 0.97092 | 0.65388 | 0.92981 | 0.95543 | 0.60119 | 0.94816 | 0.96299 | 1 | 0.99146 | 0.63329 | 0.93716 | 0.94784 | 0.94011 | 0.97941 | 0.89308 | 0
Aug | 11 | 12 | Weekday | Friday | 0.84504 | 0.88516 | 0.85993 | 0.73664 | 0.0044583 | 0.73664 | 0.73664 | 0.9673 | 0.73664 | 0.84504 | 0.84504 | 0.81057 | 0.98816 | 0.61342 | 0.96269 | 0.99678 | 0.61407 | 0.99655 | 0.97991 | 0.98691 | 0.99554 | 0.64643 | 0.99604 | 0.9673 | 0.96562 | 0.98679 | 0.99081 | 0.83544 | 0.9937 | 0.63213 | 0.96148 | 0.99653 | 0.61268 | 0.994 | 0.97999 | 0.98882 | 0.9958 | 0.64317 | 0.99433 | 0.9673 | 0.96562 | 0.98701 | 0.99081 | 0
Aug | 11 | 13 | Weekday | Friday | 0.83339 | 0.89403 | 0.86669 | 0.77026 | 0.0044583 | 0.77026 | 0.77026 | 0.98503 | 0.77026 | 0.83339 | 0.83339 | 0.74517 | 0.9863 | 0.61334 | 0.96188 | 0.97413 | 0.61532 | 1 | 1 | 0.79558 | 1 | 0.65137 | 0.99872 | 0.98503 | 0.98473 | 0.9689 | 0.99857 | 0.80048 | 0.99418 | 0.63274 | 0.96189 | 0.97444 | 0.61876 | 1 | 1 | 0.79632 | 1 | 0.64657 | 0.99837 | 0.98503 | 0.98473 | 0.96933 | 0.99857 | 0
Aug | 11 | 14 | Weekday | Friday | 0.81747 | 0.89872 | 0.85922 | 0.78991 | 0.0044583 | 0.78991 | 0.78991 | 1 | 0.78991 | 0.81747 | 0.81747 | 0.75996 | 0.98467 | 0.61392 | 0.96249 | 0.97857 | 0.65072 | 0.9803 | 0.98883 | 0.77703 | 0.98966 | 0.64616 | 1 | 1 | 1 | 0.95313 | 1 | 0.77601 | 0.99522 | 0.63356 | 0.96258 | 0.9797 | 0.65156 | 0.98821 | 0.9884 | 0.77774 | 0.98931 | 0.64226 | 1 | 1 | 1 | 0.95376 | 1 | 0
Aug | 11 | 15 | Weekday | Friday | 0.78671 | 0.8983 | 0.84375 | 0.81892 | 0.0044583 | 0.81892 | 0.81892 | 0.99653 | 0.81892 | 0.78671 | 0.78671 | 0.94758 | 0.98731 | 0.6514 | 0.9929 | 1 | 0.80179 | 0.97886 | 0.972 | 0.7688 | 0.97516 | 0.64069 | 0.99514 | 0.99653 | 0.99132 | 0.9468 | 0.98925 | 0.93239 | 1 | 0.69849 | 0.99236 | 1 | 0.8055 | 0.98589 | 0.97177 | 0.76842 | 0.97585 | 0.67242 | 0.99443 | 0.99653 | 0.99132 | 0.94725 | 0.98925 | 0
Aug | 11 | 16 | Weekday | Friday | 0.75171 | 0.8768 | 0.82509 | 0.86422 | 0.0044583 | 0.86422 | 0.86422 | 0.97243 | 0.86422 | 0.75171 | 0.75171 | 0.96707 | 0.98619 | 0.74772 | 0.92077 | 0.90079 | 0.91998 | 0.96459 | 0.79156 | 0.94045 | 0.92639 | 0.73808 | 0.65363 | 0.97243 | 0.95771 | 0.93563 | 0.28921 | 0.94653 | 0.99946 | 0.7762 | 0.92118 | 0.90197 | 0.91663 | 0.96891 | 0.78987 | 0.93869 | 0.92655 | 0.77104 | 0.65085 | 0.97243 | 0.95771 | 0.93578 | 0.28921 | 0
Aug | 11 | 17 | Weekday | Friday | 0.71595 | 0.83913 | 0.80413 | 0.89687 | 0.0044583 | 0.89687 | 0.89687 | 0.75318 | 0.89687 | 0.71595 | 0.71595 | 0.9956 | 0.80493 | 0.91583 | 0.7953 | 0.60568 | 0.96867 | 0.61455 | 0.67049 | 0.93972 | 0.82142 | 0.79998 | 0.5105 | 0.75318 | 0.71914 | 0.9088 | 0.093585 | 0.96666 | 0.8027 | 0.89182 | 0.79557 | 0.60597 | 0.958 | 0.59704 | 0.66557 | 0.92987 | 0.82116 | 0.82568 | 0.50805 | 0.75318 | 0.71914 | 0.90859 | 0.093585 | 0
Aug | 11 | 18 | Weekday | Friday | 0.67507 | 0.79921 | 0.77844 | 0.87772 | 1 | 0.87772 | 0.87772 | 0.73687 | 0.87772 | 0.67507 | 0.67507 | 0.82347 | 0.81555 | 0.90419 | 0.78967 | 0.61003 | 0.9655 | 0.63906 | 0.68564 | 0.96648 | 0.79342 | 0.84167 | 0.54957 | 0.73687 | 0.71959 | 0.87902 | 0.13223 | 0.82455 | 0.80806 | 0.92267 | 0.79011 | 0.61049 | 0.9578 | 0.61487 | 0.6779 | 0.95328 | 0.79241 | 0.87678 | 0.54706 | 0.73687 | 0.71959 | 0.87867 | 0.13223 | 0
Aug | 11 | 19 | Weekday | Friday | 0.66608 | 0.77598 | 0.76115 | 0.84088 | 1 | 0.84088 | 0.84088 | 0.71373 | 0.84088 | 0.66608 | 0.66608 | 0.83189 | 0.74694 | 0.96858 | 0.71152 | 0.55055 | 0.98779 | 0.60156 | 0.52618 | 0.82242 | 0.69244 | 0.946 | 0.58262 | 0.71373 | 0.72467 | 0.81455 | 0.19836 | 0.84657 | 0.72415 | 1 | 0.71112 | 0.55088 | 0.98699 | 0.55815 | 0.51862 | 0.81223 | 0.69122 | 0.98645 | 0.58068 | 0.71373 | 0.72467 | 0.81382 | 0.19836 | 0
Aug | 11 | 20 | Weekday | Friday | 0.6556 | 0.74608 | 0.74167 | 0.81832 | 1 | 0.81832 | 0.81832 | 0.30005 | 0.81832 | 0.6556 | 0.6556 | 0.76661 | 0.72635 | 0.97504 | 0.69446 | 0.53651 | 0.85254 | 0.42205 | 0.31257 | 0.8107 | 0.11571 | 0.90261 | 0.57268 | 0.30005 | 0.35196 | 0.58586 | 0.19836 | 0.80002 | 0.7002 | 0.94448 | 0.69397 | 0.53792 | 0.85458 | 0.39549 | 0.30467 | 0.79684 | 0.11387 | 0.93413 | 0.57167 | 0.30005 | 0.35196 | 0.58623 | 0.19836 | 0
Aug | 11 | 21 | Weekday | Friday | 0.60371 | 0.67539 | 0.7132 | 0.77423 | 1 | 0.77423 | 0.77423 | 0.16448 | 0.77423 | 0.60371 | 0.60371 | 0.70153 | 0.68693 | 0.80997 | 0.22211 | 0.25201 | 0.68384 | 0.42253 | 0.30833 | 0.78796 | 0.11514 | 0.66989 | 0.32098 | 0.16448 | 0.22356 | 0.39245 | 0.19836 | 0.77009 | 0.65347 | 0.79847 | 0.22222 | 0.25159 | 0.68195 | 0.37262 | 0.30408 | 0.77889 | 0.11365 | 0.69174 | 0.31752 | 0.16448 | 0.22356 | 0.39265 | 0.19836 | 0
Aug | 11 | 22 | Weekday | Friday | 0.57758 | 0.63881 | 0.68115 | 0.69277 | 1 | 0.69277 | 0.69277 | 0.16448 | 0.69277 | 0.57758 | 0.57758 | 0.64213 | 0.68992 | 0.63085 | 0.19073 | 0.23506 | 0.5231 | 0.33978 | 0.31101 | 0.79836 | 0.11528 | 0.46863 | 0.30349 | 0.16448 | 0.22356 | 0.48438 | 0.19836 | 0.75847 | 0.65457 | 0.65099 | 0.19082 | 0.23538 | 0.53042 | 0.30714 | 0.30852 | 0.80253 | 0.1146 | 0.48577 | 0.30024 | 0.16448 | 0.22356 | 0.48472 | 0.19836 | 0
Aug | 11 | 23 | Weekday | Friday | 0.52905 | 0.62299 | 0.67149 | 0.60711 | 1 | 0.60711 | 0.60711 | 0.15796 | 0.60711 | 0.52905 | 0.52905 | 0.3743 | 0.67375 | 0.48353 | 0.16717 | 0.21889 | 0.40803 | 0.41075 | 0.30567 | 0.46603 | 0.1287 | 0.41655 | 0.28612 | 0.15796 | 0.21804 | 0.40533 | 0.19836 | 0.43648 | 0.63958 | 0.50155 | 0.1672 | 0.21918 | 0.42497 | 0.35777 | 0.30398 | 0.46297 | 0.12831 | 0.43312 | 0.28296 | 0.15796 | 0.21804 | 0.40569 | 0.19836 | 0
Aug | 12 | 24 | Weekend | Saturday | 0.51423 | 0.62087 | 0.69616 | 0.60278 | 1 | 0.60278 | 0.60278 | 0.16191 | 0.60278 | 0.51423 | 0.51423 | 0.22598 | 0.66899 | 0.46033 | 0.15136 | 0.20321 | 0.37959 | 0.31375 | 0.3031 | 0.30595 | 0.11403 | 0.41059 | 0.26896 | 0.16191 | 0.22138 | 0.37019 | 0.19836 | 0.27414 | 0.63311 | 0.48908 | 0.15135 | 0.20298 | 0.39796 | 0.28275 | 0.30393 | 0.31176 | 0.1136 | 0.42825 | 0.26568 | 0.16191 | 0.22138 | 0.37036 | 0.19836 | 0
Aug | 12 | 1 | Weekend | Saturday | 0.5147 | 0.58632 | 0.68206 | 0.55887 | 1 | 0.55887 | 0.55887 | 0.16191 | 0.55887 | 0.5147 | 0.5147 | 0.22662 | 0.66833 | 0.4248 | 0.15136 | 0.20298 | 0.36165 | 0.3993 | 0.30495 | 0.30724 | 0.11369 | 0.36163 | 0.26992 | 0.16191 | 0.22138 | 0.36732 | 0.19836 | 0.27461 | 0.63205 | 0.44745 | 0.15135 | 0.20298 | 0.3813 | 0.34742 | 0.30389 | 0.31244 | 0.11359 | 0.37575 | 0.26568 | 0.16191 | 0.22138 | 0.36749 | 0.19836 | 0
Aug | 12 | 2 | Weekend | Saturday | 0.50471 | 0.57425 | 0.67427 | 0.52195 | 1 | 0.52195 | 0.52195 | 0.16191 | 0.52195 | 0.50471 | 0.50471 | 0.22675 | 0.67123 | 0.4414 | 0.15131 | 0.20275 | 0.3521 | 0.30408 | 0.30429 | 0.30742 | 0.11368 | 0.35594 | 0.268 | 0.16191 | 0.22138 | 0.36568 | 0.19836 | 0.27478 | 0.63305 | 0.46503 | 0.15135 | 0.20298 | 0.37117 | 0.27243 | 0.30386 | 0.31263 | 0.11358 | 0.36934 | 0.26568 | 0.16191 | 0.22138 | 0.36597 | 0.19836 | 0
Aug | 12 | 3 | Weekend | Saturday | 0.49307 | 0.57302 | 0.6746 | 0.48933 | 1 | 0.48933 | 0.48933 | 0.16191 | 0.48933 | 0.49307 | 0.49307 | 0.22918 | 0.67616 | 0.45164 | 0.15911 | 0.20321 | 0.38994 | 0.48051 | 0.30459 | 0.31266 | 0.11456 | 0.36845 | 0.26896 | 0.16191 | 0.22138 | 0.38905 | 0.19836 | 0.27792 | 0.64021 | 0.46242 | 0.15912 | 0.20298 | 0.40894 | 0.42353 | 0.30543 | 0.31801 | 0.11413 | 0.37881 | 0.26568 | 0.16191 | 0.22138 | 0.38938 | 0.19836 | 0
Aug | 12 | 4 | Weekend | Saturday | 0.49173 | 0.58538 | 0.69498 | 0.47495 | 1 | 0.47495 | 0.47495 | 0.14827 | 0.47495 | 0.49173 | 0.49173 | 0.37249 | 0.67641 | 0.48339 | 0.16998 | 0.1902 | 0.48078 | 0.47838 | 0.29855 | 0.43774 | 0.11103 | 0.38926 | 0.24896 | 0.14827 | 0.20002 | 0.37815 | 0.18162 | 0.41365 | 0.63916 | 0.48174 | 0.16991 | 0.18992 | 0.48712 | 0.39897 | 0.29745 | 0.43886 | 0.11125 | 0.40069 | 0.24458 | 0.14827 | 0.20002 | 0.37821 | 0.18162 | 0
Aug | 12 | 5 | Weekend | Saturday | 0.48416 | 0.61993 | 0.75704 | 0.50786 | 0.40267 | 0.50786 | 0.50786 | 0.13623 | 0.50786 | 0.48416 | 0.48416 | 0.59617 | 0.70242 | 0.68719 | 0.37324 | 0.22101 | 0.56386 | 0.6013 | 0.25234 | 0.83569 | 0.095156 | 0.52647 | 0.25638 | 0.13623 | 0.11027 | 0.5002 | 0.083547 | 0.65356 | 0.67979 | 0.68866 | 0.37128 | 0.22084 | 0.52226 | 0.53227 | 0.25165 | 0.84361 | 0.094689 | 0.53985 | 0.25301 | 0.13623 | 0.10962 | 0.47705 | 0.083547 | 0
Aug | 12 | 6 | Weekend | Saturday | 0.51138 | 0.6686 | 0.84097 | 0.54443 | 0.0044583 | 0.54443 | 0.54443 | 0.20194 | 0.54443 | 0.51138 | 0.51138 | 0.76067 | 0.75582 | 0.87131 | 0.39153 | 0.23951 | 0.63557 | 0.62189 | 0.25069 | 0.84898 | 0.095023 | 0.70085 | 0.24212 | 0.20194 | 0.16782 | 0.57506 | 0.1526 | 0.83686 | 0.72488 | 0.81954 | 0.38931 | 0.23941 | 0.59359 | 0.57849 | 0.25126 | 0.85857 | 0.094556 | 0.71929 | 0.23855 | 0.20194 | 0.16781 | 0.53708 | 0.1526 | 0
Aug | 12 | 7 | Weekend | Saturday | 0.60118 | 0.75262 | 0.90245 | 0.55321 | 0.0044583 | 0.55321 | 0.55321 | 0.44864 | 0.55321 | 0.60118 | 0.60118 | 0.8156 | 0.77781 | 0.99948 | 0.49808 | 0.32654 | 0.59341 | 0.73889 | 0.25398 | 0.6986 | 0.115 | 1 | 0.30655 | 0.44864 | 0.39172 | 0.71949 | 0.16308 | 0.86536 | 0.75518 | 0.89384 | 0.49737 | 0.32698 | 0.55203 | 0.70739 | 0.2514 | 0.70623 | 0.11491 | 0.99463 | 0.30354 | 0.44864 | 0.39013 | 0.69298 | 0.16308 | 0
Aug | 12 | 8 | Weekend | Saturday | 0.70158 | 0.81424 | 0.93824 | 0.58325 | 0.0044583 | 0.58325 | 0.58325 | 0.60689 | 0.58325 | 0.70158 | 0.70158 | 0.67899 | 0.80261 | 0.83191 | 0.48583 | 0.34164 | 0.54358 | 0.73477 | 0.25164 | 0.71952 | 0.16203 | 0.87788 | 0.31615 | 0.60689 | 0.55931 | 0.7206 | 0.2313 | 0.7109 | 0.78582 | 0.78004 | 0.48544 | 0.34167 | 0.50866 | 0.71842 | 0.25158 | 0.71676 | 0.1619 | 0.87 | 0.31224 | 0.60689 | 0.55931 | 0.70663 | 0.2313 | 0
Aug | 12 | 9 | Weekend | Saturday | 0.82938 | 0.8721 | 0.96085 | 0.59761 | 0.0044583 | 0.59761 | 0.59761 | 0.74072 | 0.59761 | 0.82938 | 0.82938 | 0.88486 | 0.80277 | 0.70103 | 0.5052 | 0.359 | 0.50284 | 0.76804 | 0.2542 | 0.89985 | 0.17405 | 0.64667 | 0.32184 | 0.74072 | 0.70289 | 0.80707 | 0.23475 | 0.8752 | 0.78885 | 0.67042 | 0.50522 | 0.35886 | 0.47177 | 0.74975 | 0.25161 | 0.89275 | 0.17389 | 0.63607 | 0.31701 | 0.74072 | 0.70289 | 0.80146 | 0.23475 | 0
Aug | 12 | 10 | Weekend | Saturday | 0.92969 | 0.92827 | 0.9803 | 0.65086 | 0.0044583 | 0.65086 | 0.65086 | 0.78219 | 0.65086 | 0.92969 | 0.92969 | 0.92566 | 0.80251 | 0.66226 | 0.49559 | 0.36216 | 0.51347 | 0.73966 | 0.25594 | 0.97027 | 0.23595 | 0.63021 | 0.32297 | 0.78219 | 0.75147 | 0.87896 | 0.23803 | 0.92517 | 0.79163 | 0.65734 | 0.49561 | 0.36203 | 0.49491 | 0.73441 | 0.2559 | 0.9637 | 0.23578 | 0.61818 | 0.32104 | 0.78219 | 0.75147 | 0.87713 | 0.23803 | 0
Aug | 12 | 11 | Weekend | Saturday | 0.98829 | 0.97116 | 0.98973 | 0.7166 | 0.0044583 | 0.7166 | 0.7166 | 0.8921 | 0.7166 | 0.98829 | 0.98829 | 0.94021 | 0.79329 | 0.63595 | 0.5263 | 0.3937 | 0.52691 | 0.75717 | 0.26663 | 0.96814 | 0.27831 | 0.63067 | 0.26779 | 0.8921 | 0.87304 | 0.89948 | 0.16985 | 0.94949 | 0.78397 | 0.65616 | 0.52656 | 0.39369 | 0.5155 | 0.74678 | 0.2641 | 0.96474 | 0.27822 | 0.62765 | 0.26354 | 0.8921 | 0.87304 | 0.89973 | 0.16985 | 0
Aug | 12 | 12 | Weekend | Saturday | 1 | 0.98436 | 0.99079 | 0.77911 | 0.0044583 | 0.77911 | 0.77911 | 0.92376 | 0.77911 | 1 | 1 | 0.79442 | 0.78659 | 0.60707 | 0.54181 | 0.39041 | 0.53677 | 0.7486 | 0.27736 | 0.96728 | 0.33118 | 0.64684 | 0.26931 | 0.92376 | 0.91431 | 0.91011 | 0.17879 | 0.80684 | 0.78037 | 0.62437 | 0.5421 | 0.39039 | 0.5307 | 0.75213 | 0.27743 | 0.96386 | 0.3312 | 0.64307 | 0.26411 | 0.92376 | 0.91431 | 0.91062 | 0.17879 | 0
Aug | 12 | 13 | Weekend | Saturday | 0.99895 | 0.99414 | 1 | 0.82153 | 0.0044583 | 0.82153 | 0.82153 | 0.93819 | 0.82153 | 0.99895 | 0.99895 | 0.74418 | 0.78414 | 0.60812 | 0.45693 | 0.30841 | 0.55011 | 0.78348 | 0.30707 | 0.79204 | 0.41378 | 0.65341 | 0.27205 | 0.93819 | 0.93297 | 0.90074 | 0.19241 | 0.79292 | 0.78028 | 0.62622 | 0.45712 | 0.30809 | 0.5496 | 0.78285 | 0.30792 | 0.78924 | 0.41431 | 0.65182 | 0.2688 | 0.93819 | 0.93297 | 0.90111 | 0.19241 | 0
Aug | 12 | 14 | Weekend | Saturday | 0.9874 | 1 | 0.99028 | 0.85164 | 0.0044583 | 0.85164 | 0.85164 | 0.94651 | 0.85164 | 0.9874 | 0.9874 | 0.77789 | 0.75071 | 0.6105 | 0.45564 | 0.30004 | 0.59924 | 0.74892 | 0.32067 | 0.79471 | 0.37765 | 0.65643 | 0.28164 | 0.94651 | 0.94416 | 0.89318 | 0.20034 | 0.79334 | 0.75089 | 0.6279 | 0.45591 | 0.30038 | 0.59697 | 0.75399 | 0.31905 | 0.79261 | 0.3781 | 0.65148 | 0.27846 | 0.94651 | 0.94416 | 0.89391 | 0.20034 | 0
Aug | 12 | 15 | Weekend | Saturday | 0.95146 | 0.99508 | 0.96785 | 0.89264 | 0.0044583 | 0.89264 | 0.89264 | 0.93595 | 0.89264 | 0.95146 | 0.95146 | 0.97562 | 0.7444 | 0.64831 | 0.49191 | 0.32075 | 0.76858 | 0.74856 | 0.32978 | 0.79593 | 0.43625 | 0.65378 | 0.28977 | 0.93595 | 0.92952 | 0.89702 | 0.12605 | 0.96594 | 0.74361 | 0.69436 | 0.49205 | 0.32094 | 0.77031 | 0.74356 | 0.33011 | 0.79515 | 0.43682 | 0.68611 | 0.28664 | 0.93595 | 0.92952 | 0.89764 | 0.12605 | 0
Aug | 12 | 16 | Weekend | Saturday | 0.88488 | 0.9626 | 0.93857 | 0.95413 | 0.0044583 | 0.95413 | 0.95413 | 0.83269 | 0.95413 | 0.88488 | 0.88488 | 0.98291 | 0.71463 | 0.71776 | 0.47055 | 0.27957 | 0.93785 | 0.67643 | 0.32935 | 0.96033 | 0.39079 | 0.72323 | 0.25804 | 0.83269 | 0.81465 | 0.8434 | 0.11407 | 0.96748 | 0.71135 | 0.75563 | 0.47033 | 0.27938 | 0.93565 | 0.67214 | 0.32967 | 0.9593 | 0.39094 | 0.75465 | 0.25469 | 0.83269 | 0.81465 | 0.84351 | 0.11407 | 0
Aug | 12 | 17 | Weekend | Saturday | 0.81421 | 0.91626 | 0.90678 | 1 | 0.0044583 | 1 | 1 | 0.63969 | 1 | 0.81421 | 0.81421 | 1 | 0.69996 | 0.85131 | 0.32572 | 0.17147 | 0.98211 | 0.51886 | 0.30815 | 0.96004 | 0.36587 | 0.83957 | 0.13108 | 0.63969 | 0.60631 | 0.80152 | 0.10707 | 0.97565 | 0.68769 | 0.89367 | 0.32614 | 0.17182 | 0.97232 | 0.49113 | 0.30705 | 0.95191 | 0.36629 | 0.87831 | 0.12683 | 0.63969 | 0.60631 | 0.79977 | 0.10707 | 0
Aug | 12 | 18 | Weekend | Saturday | 0.76115 | 0.87143 | 0.86694 | 0.98365 | 1 | 0.98365 | 0.98365 | 0.46911 | 0.98365 | 0.76115 | 0.76115 | 0.83435 | 0.70624 | 0.89059 | 0.28832 | 0.18452 | 0.97653 | 0.49065 | 0.30749 | 0.98314 | 0.28285 | 0.87008 | 0.18827 | 0.46911 | 0.4735 | 0.73069 | 0.13913 | 0.84647 | 0.68909 | 0.90882 | 0.28847 | 0.18375 | 0.96956 | 0.46989 | 0.30771 | 0.97433 | 0.28311 | 0.91071 | 0.18443 | 0.46911 | 0.4735 | 0.72737 | 0.13913 | 0
Aug | 12 | 19 | Weekend | Saturday | 0.73718 | 0.84629 | 0.84071 | 0.94835 | 1 | 0.94835 | 0.94835 | 0.48068 | 0.94835 | 0.73718 | 0.73718 | 0.84209 | 0.67681 | 0.93854 | 0.21306 | 0.21202 | 1 | 0.52818 | 0.31681 | 0.84192 | 0.28363 | 0.95905 | 0.27065 | 0.48068 | 0.51672 | 0.70841 | 0.20035 | 0.86555 | 0.64721 | 0.96502 | 0.21319 | 0.21252 | 1 | 0.48577 | 0.31708 | 0.83526 | 0.28356 | 1 | 0.26642 | 0.48068 | 0.51672 | 0.70292 | 0.20035 | 0
Aug | 12 | 20 | Weekend | Saturday | 0.71267 | 0.80806 | 0.81353 | 0.92766 | 1 | 0.92766 | 0.92766 | 0.2155 | 0.92766 | 0.71267 | 0.71267 | 0.7957 | 0.67858 | 0.9019 | 0.19029 | 0.2077 | 0.87204 | 0.39206 | 0.30838 | 0.83635 | 0.21889 | 0.93692 | 0.26896 | 0.2155 | 0.27546 | 0.57696 | 0.19912 | 0.84041 | 0.6477 | 0.91961 | 0.19022 | 0.20702 | 0.87532 | 0.36667 | 0.30734 | 0.82632 | 0.21934 | 0.97824 | 0.26568 | 0.2155 | 0.27546 | 0.57702 | 0.19912 | 0
Aug | 12 | 21 | Weekend | Saturday | 0.64805 | 0.7225 | 0.77684 | 0.87672 | 1 | 0.87672 | 0.87672 | 0.16191 | 0.87672 | 0.64805 | 0.64805 | 0.73011 | 0.67535 | 0.8504 | 0.1853 | 0.20456 | 0.70566 | 0.43172 | 0.30406 | 0.81083 | 0.18748 | 0.73811 | 0.26896 | 0.16191 | 0.22138 | 0.38859 | 0.19836 | 0.81264 | 0.64188 | 0.79991 | 0.18536 | 0.20479 | 0.70513 | 0.3835 | 0.30426 | 0.80594 | 0.18753 | 0.758 | 0.26568 | 0.16191 | 0.22138 | 0.38879 | 0.19836 | 0
Aug | 12 | 22 | Weekend | Saturday | 0.612 | 0.67486 | 0.73518 | 0.77891 | 1 | 0.77891 | 0.77891 | 0.16191 | 0.77891 | 0.612 | 0.612 | 0.67935 | 0.67654 | 0.6578 | 0.15916 | 0.20298 | 0.54646 | 0.33015 | 0.30826 | 0.82412 | 0.16076 | 0.51174 | 0.26992 | 0.16191 | 0.22138 | 0.48035 | 0.19836 | 0.80692 | 0.642 | 0.65083 | 0.15912 | 0.20298 | 0.55522 | 0.30075 | 0.30848 | 0.82791 | 0.16076 | 0.52783 | 0.26568 | 0.16191 | 0.22138 | 0.48057 | 0.19836 | 0
Aug | 12 | 23 | Weekend | Saturday | 0.55855 | 0.65229 | 0.71662 | 0.67889 | 1 | 0.67889 | 0.67889 | 0.15796 | 0.67889 | 0.55855 | 0.55855 | 0.3743 | 0.67375 | 0.48353 | 0.16717 | 0.21889 | 0.40803 | 0.41075 | 0.30567 | 0.46603 | 0.1287 | 0.41655 | 0.28612 | 0.15796 | 0.21804 | 0.40533 | 0.19836 | 0.43648 | 0.63958 | 0.50155 | 0.1672 | 0.21918 | 0.42497 | 0.35777 | 0.30398 | 0.46297 | 0.12831 | 0.43312 | 0.28296 | 0.15796 | 0.21804 | 0.40569 | 0.19836 | 0
Aug | 13 | 24 | Weekend | Sunday | 0.51423 | 0.62087 | 0.69616 | 0.60278 | 1 | 0.60278 | 0.60278 | 0.16191 | 0.60278 | 0.51423 | 0.51423 | 0.22598 | 0.66899 | 0.46033 | 0.15136 | 0.20321 | 0.37959 | 0.31375 | 0.3031 | 0.30595 | 0.11403 | 0.41059 | 0.26896 | 0.16191 | 0.22138 | 0.37019 | 0.19836 | 0.27414 | 0.63311 | 0.48908 | 0.15135 | 0.20298 | 0.39796 | 0.28275 | 0.30393 | 0.31176 | 0.1136 | 0.42825 | 0.26568 | 0.16191 | 0.22138 | 0.37036 | 0.19836 | 0
Aug | 13 | 1 | Weekend | Sunday | 0.5147 | 0.58632 | 0.68206 | 0.55887 | 1 | 0.55887 | 0.55887 | 0.16191 | 0.55887 | 0.5147 | 0.5147 | 0.22662 | 0.66833 | 0.4248 | 0.15136 | 0.20298 | 0.36165 | 0.3993 | 0.30495 | 0.30724 | 0.11369 | 0.36163 | 0.26992 | 0.16191 | 0.22138 | 0.36732 | 0.19836 | 0.27461 | 0.63205 | 0.44745 | 0.15135 | 0.20298 | 0.3813 | 0.34742 | 0.30389 | 0.31244 | 0.11359 | 0.37575 | 0.26568 | 0.16191 | 0.22138 | 0.36749 | 0.19836 | 0
Aug | 13 | 2 | Weekend | Sunday | 0.50471 | 0.57425 | 0.67427 | 0.52195 | 1 | 0.52195 | 0.52195 | 0.16191 | 0.52195 | 0.50471 | 0.50471 | 0.22675 | 0.67123 | 0.4414 | 0.15131 | 0.20275 | 0.3521 | 0.30408 | 0.30429 | 0.30742 | 0.11368 | 0.35594 | 0.268 | 0.16191 | 0.22138 | 0.36568 | 0.19836 | 0.27478 | 0.63305 | 0.46503 | 0.15135 | 0.20298 | 0.37117 | 0.27243 | 0.30386 | 0.31263 | 0.11358 | 0.36934 | 0.26568 | 0.16191 | 0.22138 | 0.36597 | 0.19836 | 0
Aug | 13 | 3 | Weekend | Sunday | 0.49307 | 0.57302 | 0.6746 | 0.48933 | 1 | 0.48933 | 0.48933 | 0.16191 | 0.48933 | 0.49307 | 0.49307 | 0.22918 | 0.67616 | 0.45164 | 0.15911 | 0.20321 | 0.38994 | 0.48051 | 0.30459 | 0.31266 | 0.11456 | 0.36845 | 0.26896 | 0.16191 | 0.22138 | 0.38905 | 0.19836 | 0.27792 | 0.64021 | 0.46242 | 0.15912 | 0.20298 | 0.40894 | 0.42353 | 0.30543 | 0.31801 | 0.11413 | 0.37881 | 0.26568 | 0.16191 | 0.22138 | 0.38938 | 0.19836 | 0
Aug | 13 | 4 | Weekend | Sunday | 0.49173 | 0.58538 | 0.69498 | 0.47495 | 1 | 0.47495 | 0.47495 | 0.14827 | 0.47495 | 0.49173 | 0.49173 | 0.37249 | 0.67641 | 0.48339 | 0.16998 | 0.1902 | 0.48078 | 0.47838 | 0.29855 | 0.43774 | 0.11103 | 0.38926 | 0.24896 | 0.14827 | 0.20002 | 0.37815 | 0.18162 | 0.41365 | 0.63916 | 0.48174 | 0.16991 | 0.18992 | 0.48712 | 0.39897 | 0.29745 | 0.43886 | 0.11125 | 0.40069 | 0.24458 | 0.14827 | 0.20002 | 0.37821 | 0.18162 | 0
Aug | 13 | 5 | Weekend | Sunday | 0.48416 | 0.61993 | 0.75704 | 0.50786 | 0.40267 | 0.50786 | 0.50786 | 0.13623 | 0.50786 | 0.48416 | 0.48416 | 0.59617 | 0.70242 | 0.68719 | 0.37324 | 0.22101 | 0.56386 | 0.6013 | 0.25234 | 0.83569 | 0.095156 | 0.52647 | 0.25638 | 0.13623 | 0.11027 | 0.5002 | 0.083547 | 0.65356 | 0.67979 | 0.68866 | 0.37128 | 0.22084 | 0.52226 | 0.53227 | 0.25165 | 0.84361 | 0.094689 | 0.53985 | 0.25301 | 0.13623 | 0.10962 | 0.47705 | 0.083547 | 0
Aug | 13 | 6 | Weekend | Sunday | 0.51138 | 0.6686 | 0.84097 | 0.54443 | 0.0044583 | 0.54443 | 0.54443 | 0.20194 | 0.54443 | 0.51138 | 0.51138 | 0.76067 | 0.75582 | 0.87131 | 0.39153 | 0.23951 | 0.63557 | 0.62189 | 0.25069 | 0.84898 | 0.095023 | 0.70085 | 0.24212 | 0.20194 | 0.16782 | 0.57506 | 0.1526 | 0.83686 | 0.72488 | 0.81954 | 0.38931 | 0.23941 | 0.59359 | 0.57849 | 0.25126 | 0.85857 | 0.094556 | 0.71929 | 0.23855 | 0.20194 | 0.16781 | 0.53708 | 0.1526 | 0
Aug | 13 | 7 | Weekend | Sunday | 0.60118 | 0.75262 | 0.90245 | 0.55321 | 0.0044583 | 0.55321 | 0.55321 | 0.44864 | 0.55321 | 0.60118 | 0.60118 | 0.8156 | 0.77781 | 0.99948 | 0.49808 | 0.32654 | 0.59341 | 0.73889 | 0.25398 | 0.6986 | 0.115 | 1 | 0.30655 | 0.44864 | 0.39172 | 0.71949 | 0.16308 | 0.86536 | 0.75518 | 0.89384 | 0.49737 | 0.32698 | 0.55203 | 0.70739 | 0.2514 | 0.70623 | 0.11491 | 0.99463 | 0.30354 | 0.44864 | 0.39013 | 0.69298 | 0.16308 | 0
Aug | 13 | 8 | Weekend | Sunday | 0.70158 | 0.81424 | 0.93824 | 0.58325 | 0.0044583 | 0.58325 | 0.58325 | 0.60689 | 0.58325 | 0.70158 | 0.70158 | 0.67899 | 0.80261 | 0.83191 | 0.48583 | 0.34164 | 0.54358 | 0.73477 | 0.25164 | 0.71952 | 0.16203 | 0.87788 | 0.31615 | 0.60689 | 0.55931 | 0.7206 | 0.2313 | 0.7109 | 0.78582 | 0.78004 | 0.48544 | 0.34167 | 0.50866 | 0.71842 | 0.25158 | 0.71676 | 0.1619 | 0.87 | 0.31224 | 0.60689 | 0.55931 | 0.70663 | 0.2313 | 0
Aug | 13 | 9 | Weekend | Sunday | 0.82938 | 0.8721 | 0.96085 | 0.59761 | 0.0044583 | 0.59761 | 0.59761 | 0.74072 | 0.59761 | 0.82938 | 0.82938 | 0.88486 | 0.80277 | 0.70103 | 0.5052 | 0.359 | 0.50284 | 0.76804 | 0.2542 | 0.89985 | 0.17405 | 0.64667 | 0.32184 | 0.74072 | 0.70289 | 0.80707 | 0.23475 | 0.8752 | 0.78885 | 0.67042 | 0.50522 | 0.35886 | 0.47177 | 0.74975 | 0.25161 | 0.89275 | 0.17389 | 0.63607 | 0.31701 | 0.74072 | 0.70289 | 0.80146 | 0.23475 | 0
Aug | 13 | 10 | Weekend | Sunday | 0.92969 | 0.92827 | 0.9803 | 0.65086 | 0.0044583 | 0.65086 | 0.65086 | 0.78219 | 0.65086 | 0.92969 | 0.92969 | 0.92566 | 0.80251 | 0.66226 | 0.49559 | 0.36216 | 0.51347 | 0.73966 | 0.25594 | 0.97027 | 0.23595 | 0.63021 | 0.32297 | 0.78219 | 0.75147 | 0.87896 | 0.23803 | 0.92517 | 0.79163 | 0.65734 | 0.49561 | 0.36203 | 0.49491 | 0.73441 | 0.2559 | 0.9637 | 0.23578 | 0.61818 | 0.32104 | 0.78219 | 0.75147 | 0.87713 | 0.23803 | 0
Aug | 13 | 11 | Weekend | Sunday | 0.98829 | 0.97116 | 0.98973 | 0.7166 | 0.0044583 | 0.7166 | 0.7166 | 0.8921 | 0.7166 | 0.98829 | 0.98829 | 0.94021 | 0.79329 | 0.63595 | 0.5263 | 0.3937 | 0.52691 | 0.75717 | 0.26663 | 0.96814 | 0.27831 | 0.63067 | 0.26779 | 0.8921 | 0.87304 | 0.89948 | 0.16985 | 0.94949 | 0.78397 | 0.65616 | 0.52656 | 0.39369 | 0.5155 | 0.74678 | 0.2641 | 0.96474 | 0.27822 | 0.62765 | 0.26354 | 0.8921 | 0.87304 | 0.89973 | 0.16985 | 0
Aug | 13 | 12 | Weekend | Sunday | 1 | 0.98436 | 0.99079 | 0.77911 | 0.0044583 | 0.77911 | 0.77911 | 0.92376 | 0.77911 | 1 | 1 | 0.79442 | 0.78659 | 0.60707 | 0.54181 | 0.39041 | 0.53677 | 0.7486 | 0.27736 | 0.96728 | 0.33118 | 0.64684 | 0.26931 | 0.92376 | 0.91431 | 0.91011 | 0.17879 | 0.80684 | 0.78037 | 0.62437 | 0.5421 | 0.39039 | 0.5307 | 0.75213 | 0.27743 | 0.96386 | 0.3312 | 0.64307 | 0.26411 | 0.92376 | 0.91431 | 0.91062 | 0.17879 | 0
Aug | 13 | 13 | Weekend | Sunday | 0.99895 | 0.99414 | 1 | 0.82153 | 0.0044583 | 0.82153 | 0.82153 | 0.93819 | 0.82153 | 0.99895 | 0.99895 | 0.74418 | 0.78414 | 0.60812 | 0.45693 | 0.30841 | 0.55011 | 0.78348 | 0.30707 | 0.79204 | 0.41378 | 0.65341 | 0.27205 | 0.93819 | 0.93297 | 0.90074 | 0.19241 | 0.79292 | 0.78028 | 0.62622 | 0.45712 | 0.30809 | 0.5496 | 0.78285 | 0.30792 | 0.78924 | 0.41431 | 0.65182 | 0.2688 | 0.93819 | 0.93297 | 0.90111 | 0.19241 | 0
Aug | 13 | 14 | Weekend | Sunday | 0.9874 | 1 | 0.99028 | 0.85164 | 0.0044583 | 0.85164 | 0.85164 | 0.94651 | 0.85164 | 0.9874 | 0.9874 | 0.77789 | 0.75071 | 0.6105 | 0.45564 | 0.30004 | 0.59924 | 0.74892 | 0.32067 | 0.79471 | 0.37765 | 0.65643 | 0.28164 | 0.94651 | 0.94416 | 0.89318 | 0.20034 | 0.79334 | 0.75089 | 0.6279 | 0.45591 | 0.30038 | 0.59697 | 0.75399 | 0.31905 | 0.79261 | 0.3781 | 0.65148 | 0.27846 | 0.94651 | 0.94416 | 0.89391 | 0.20034 | 0
Aug | 13 | 15 | Weekend | Sunday | 0.95146 | 0.99508 | 0.96785 | 0.89264 | 0.0044583 | 0.89264 | 0.89264 | 0.93595 | 0.89264 | 0.95146 | 0.95146 | 0.97562 | 0.7444 | 0.64831 | 0.49191 | 0.32075 | 0.76858 | 0.74856 | 0.32978 | 0.79593 | 0.43625 | 0.65378 | 0.28977 | 0.93595 | 0.92952 | 0.89702 | 0.12605 | 0.96594 | 0.74361 | 0.69436 | 0.49205 | 0.32094 | 0.77031 | 0.74356 | 0.33011 | 0.79515 | 0.43682 | 0.68611 | 0.28664 | 0.93595 | 0.92952 | 0.89764 | 0.12605 | 0
Aug | 13 | 16 | Weekend | Sunday | 0.88488 | 0.9626 | 0.93857 | 0.95413 | 0.0044583 | 0.95413 | 0.95413 | 0.83269 | 0.95413 | 0.88488 | 0.88488 | 0.98291 | 0.71463 | 0.71776 | 0.47055 | 0.27957 | 0.93785 | 0.67643 | 0.32935 | 0.96033 | 0.39079 | 0.72323 | 0.25804 | 0.83269 | 0.81465 | 0.8434 | 0.11407 | 0.96748 | 0.71135 | 0.75563 | 0.47033 | 0.27938 | 0.93565 | 0.67214 | 0.32967 | 0.9593 | 0.39094 | 0.75465 | 0.25469 | 0.83269 | 0.81465 | 0.84351 | 0.11407 | 0
Aug | 13 | 17 | Weekend | Sunday | 0.81421 | 0.91626 | 0.90678 | 1 | 0.0044583 | 1 | 1 | 0.63969 | 1 | 0.81421 | 0.81421 | 1 | 0.69996 | 0.85131 | 0.32572 | 0.17147 | 0.98211 | 0.51886 | 0.30815 | 0.96004 | 0.36587 | 0.83957 | 0.13108 | 0.63969 | 0.60631 | 0.80152 | 0.10707 | 0.97565 | 0.68769 | 0.89367 | 0.32614 | 0.17182 | 0.97232 | 0.49113 | 0.30705 | 0.95191 | 0.36629 | 0.87831 | 0.12683 | 0.63969 | 0.60631 | 0.79977 | 0.10707 | 0
Aug | 13 | 18 | Weekend | Sunday | 0.76115 | 0.87143 | 0.86694 | 0.98365 | 1 | 0.98365 | 0.98365 | 0.46911 | 0.98365 | 0.76115 | 0.76115 | 0.83435 | 0.70624 | 0.89059 | 0.28832 | 0.18452 | 0.97653 | 0.49065 | 0.30749 | 0.98314 | 0.28285 | 0.87008 | 0.18827 | 0.46911 | 0.4735 | 0.73069 | 0.13913 | 0.84647 | 0.68909 | 0.90882 | 0.28847 | 0.18375 | 0.96956 | 0.46989 | 0.30771 | 0.97433 | 0.28311 | 0.91071 | 0.18443 | 0.46911 | 0.4735 | 0.72737 | 0.13913 | 0
Aug | 13 | 19 | Weekend | Sunday | 0.73718 | 0.84629 | 0.84071 | 0.94835 | 1 | 0.94835 | 0.94835 | 0.48068 | 0.94835 | 0.73718 | 0.73718 | 0.84209 | 0.67681 | 0.93854 | 0.21306 | 0.21202 | 1 | 0.52818 | 0.31681 | 0.84192 | 0.28363 | 0.95905 | 0.27065 | 0.48068 | 0.51672 | 0.70841 | 0.20035 | 0.86555 | 0.64721 | 0.96502 | 0.21319 | 0.21252 | 1 | 0.48577 | 0.31708 | 0.83526 | 0.28356 | 1 | 0.26642 | 0.48068 | 0.51672 | 0.70292 | 0.20035 | 0
Aug | 13 | 20 | Weekend | Sunday | 0.71267 | 0.80806 | 0.81353 | 0.92766 | 1 | 0.92766 | 0.92766 | 0.2155 | 0.92766 | 0.71267 | 0.71267 | 0.7957 | 0.67858 | 0.9019 | 0.19029 | 0.2077 | 0.87204 | 0.39206 | 0.30838 | 0.83635 | 0.21889 | 0.93692 | 0.26896 | 0.2155 | 0.27546 | 0.57696 | 0.19912 | 0.84041 | 0.6477 | 0.91961 | 0.19022 | 0.20702 | 0.87532 | 0.36667 | 0.30734 | 0.82632 | 0.21934 | 0.97824 | 0.26568 | 0.2155 | 0.27546 | 0.57702 | 0.19912 | 0
Aug | 13 | 21 | Weekend | Sunday | 0.64805 | 0.7225 | 0.77684 | 0.87672 | 1 | 0.87672 | 0.87672 | 0.16191 | 0.87672 | 0.64805 | 0.64805 | 0.73011 | 0.67535 | 0.8504 | 0.1853 | 0.20456 | 0.70566 | 0.43172 | 0.30406 | 0.81083 | 0.18748 | 0.73811 | 0.26896 | 0.16191 | 0.22138 | 0.38859 | 0.19836 | 0.81264 | 0.64188 | 0.79991 | 0.18536 | 0.20479 | 0.70513 | 0.3835 | 0.30426 | 0.80594 | 0.18753 | 0.758 | 0.26568 | 0.16191 | 0.22138 | 0.38879 | 0.19836 | 0
Aug | 13 | 22 | Weekend | Sunday | 0.612 | 0.67486 | 0.73518 | 0.77891 | 1 | 0.77891 | 0.77891 | 0.16191 | 0.77891 | 0.612 | 0.612 | 0.67935 | 0.67654 | 0.6578 | 0.15916 | 0.20298 | 0.54646 | 0.33015 | 0.30826 | 0.82412 | 0.16076 | 0.51174 | 0.26992 | 0.16191 | 0.22138 | 0.48035 | 0.19836 | 0.80692 | 0.642 | 0.65083 | 0.15912 | 0.20298 | 0.55522 | 0.30075 | 0.30848 | 0.82791 | 0.16076 | 0.52783 | 0.26568 | 0.16191 | 0.22138 | 0.48057 | 0.19836 | 0
Aug | 13 | 23 | Weekend | Sunday | 0.55855 | 0.65229 | 0.71662 | 0.67889 | 1 | 0.67889 | 0.67889 | 0.16585 | 0.67889 | 0.55855 | 0.55855 | 0.36514 | 0.6807 | 0.48571 | 0.17747 | 0.23009 | 0.41928 | 0.42673 | 0.3051 | 0.4629 | 0.11629 | 0.41591 | 0.29752 | 0.16585 | 0.22472 | 0.42003 | 0.19836 | 0.42889 | 0.64192 | 0.50557 | 0.17754 | 0.22975 | 0.4369 | 0.36803 | 0.30414 | 0.45931 | 0.11596 | 0.43274 | 0.29423 | 0.16585 | 0.22472 | 0.42036 | 0.19836 | 0
Aug | 14 | 24 | Weekday | Monday | 0.50112 | 0.60104 | 0.63752 | 0.55417 | 1 | 0.55417 | 0.55417 | 0.16448 | 0.55417 | 0.50112 | 0.50112 | 0.22638 | 0.6835 | 0.45733 | 0.18299 | 0.23522 | 0.38758 | 0.32941 | 0.30504 | 0.30626 | 0.11422 | 0.38735 | 0.30349 | 0.16448 | 0.22356 | 0.38618 | 0.19836 | 0.27436 | 0.64421 | 0.48678 | 0.18305 | 0.23538 | 0.40644 | 0.29308 | 0.30409 | 0.31222 | 0.11365 | 0.40403 | 0.30024 | 0.16448 | 0.22356 | 0.38646 | 0.19836 | 0
Aug | 14 | 1 | Weekday | Monday | 0.49653 | 0.56547 | 0.62673 | 0.5118 | 1 | 0.5118 | 0.5118 | 0.16448 | 0.5118 | 0.49653 | 0.49653 | 0.22671 | 0.68501 | 0.43399 | 0.18299 | 0.23513 | 0.36751 | 0.41418 | 0.3052 | 0.30794 | 0.11387 | 0.36192 | 0.30282 | 0.16448 | 0.22356 | 0.38275 | 0.19836 | 0.27479 | 0.6449 | 0.46009 | 0.18305 | 0.23538 | 0.38752 | 0.35402 | 0.30403 | 0.31283 | 0.11364 | 0.37733 | 0.30024 | 0.16448 | 0.22356 | 0.38298 | 0.19836 | 0
Aug | 14 | 2 | Weekday | Monday | 0.48661 | 0.55157 | 0.62079 | 0.47843 | 1 | 0.47843 | 0.47843 | 0.16448 | 0.47843 | 0.48661 | 0.48661 | 0.22671 | 0.68645 | 0.43678 | 0.18297 | 0.23572 | 0.35448 | 0.31924 | 0.30515 | 0.30675 | 0.11419 | 0.35541 | 0.30349 | 0.16448 | 0.22356 | 0.37974 | 0.19836 | 0.27491 | 0.64615 | 0.46234 | 0.18305 | 0.23538 | 0.3737 | 0.28329 | 0.30397 | 0.31295 | 0.11362 | 0.36957 | 0.30024 | 0.16448 | 0.22356 | 0.38014 | 0.19836 | 0
Aug | 14 | 3 | Weekday | Monday | 0.47556 | 0.54998 | 0.62064 | 0.44959 | 1 | 0.44959 | 0.44959 | 0.16448 | 0.44959 | 0.47556 | 0.47556 | 0.23267 | 0.74526 | 0.45311 | 0.19078 | 0.23482 | 0.38901 | 0.54316 | 0.30891 | 0.32082 | 0.11535 | 0.36461 | 0.30382 | 0.16448 | 0.22356 | 0.42476 | 0.19836 | 0.28238 | 0.71093 | 0.46581 | 0.19082 | 0.23538 | 0.40795 | 0.47623 | 0.30798 | 0.32582 | 0.11501 | 0.37732 | 0.30024 | 0.16448 | 0.22356 | 0.42509 | 0.19836 | 0
Aug | 14 | 4 | Weekday | Monday | 0.47385 | 0.55573 | 0.63465 | 0.43239 | 1 | 0.43239 | 0.43239 | 0.14788 | 0.43239 | 0.47385 | 0.47385 | 0.36014 | 0.77346 | 0.53932 | 0.21713 | 0.23803 | 0.47759 | 0.61369 | 0.30026 | 0.43447 | 0.11218 | 0.4224 | 0.2974 | 0.14788 | 0.19756 | 0.41303 | 0.18006 | 0.409 | 0.70888 | 0.51921 | 0.21703 | 0.23732 | 0.48371 | 0.4942 | 0.29884 | 0.4405 | 0.11172 | 0.4325 | 0.29445 | 0.14788 | 0.19756 | 0.4133 | 0.18006 | 0
Aug | 14 | 5 | Weekday | Monday | 0.46371 | 0.57667 | 0.67741 | 0.45477 | 0.33631 | 0.45477 | 0.45477 | 0.22099 | 0.45477 | 0.46371 | 0.46371 | 0.58352 | 0.88671 | 0.80719 | 0.56686 | 0.34093 | 0.56393 | 0.74278 | 0.43419 | 0.83423 | 0.58646 | 0.66614 | 0.40881 | 0.22099 | 0.18209 | 0.56237 | 0.22331 | 0.64658 | 0.85974 | 0.75369 | 0.56615 | 0.3418 | 0.52227 | 0.67193 | 0.434 | 0.84368 | 0.5872 | 0.67943 | 0.40598 | 0.22072 | 0.17608 | 0.55071 | 0.22331 | 0
Aug | 14 | 6 | Weekday | Monday | 0.47654 | 0.60937 | 0.73189 | 0.47832 | 0.0044583 | 0.47832 | 0.47832 | 0.32158 | 0.47832 | 0.47654 | 0.47654 | 0.78977 | 0.95735 | 1 | 0.64605 | 0.47665 | 0.64268 | 0.87663 | 0.4565 | 0.87317 | 0.61912 | 0.86265 | 0.45726 | 0.32158 | 0.27532 | 0.62734 | 0.49265 | 0.8241 | 0.94258 | 0.90696 | 0.6443 | 0.47647 | 0.60106 | 0.82538 | 0.44729 | 0.85823 | 0.60989 | 0.88143 | 0.45405 | 0.32158 | 0.27287 | 0.60296 | 0.49265 | 0
Aug | 14 | 7 | Weekday | Monday | 0.53611 | 0.67309 | 0.77698 | 0.4959 | 0.0044583 | 0.4959 | 0.4959 | 0.53067 | 0.4959 | 0.53611 | 0.53611 | 0.84534 | 0.97911 | 0.86924 | 1 | 0.93883 | 0.64574 | 0.92263 | 0.78147 | 0.72545 | 0.80079 | 0.79527 | 0.92075 | 0.53067 | 0.48261 | 0.84678 | 0.74928 | 0.85828 | 0.97043 | 0.81789 | 1 | 0.9395 | 0.60747 | 0.88335 | 0.7794 | 0.7096 | 0.79752 | 0.78555 | 0.92019 | 0.53067 | 0.48258 | 0.83467 | 0.74928 | 0
Aug | 14 | 8 | Weekday | Monday | 0.61499 | 0.722 | 0.80726 | 0.55264 | 0.0044583 | 0.55264 | 0.55264 | 0.80777 | 0.55264 | 0.61499 | 0.61499 | 0.70794 | 0.99825 | 0.77557 | 0.98423 | 0.91273 | 0.60678 | 0.98274 | 0.8211 | 0.73639 | 0.85748 | 0.77398 | 0.95082 | 0.80777 | 0.76931 | 0.94455 | 0.92271 | 0.73491 | 0.99409 | 0.75942 | 0.98404 | 0.91307 | 0.57565 | 0.95864 | 0.82069 | 0.72554 | 0.85755 | 0.76929 | 0.9498 | 0.80777 | 0.76931 | 0.94227 | 0.92271 | 0
Aug | 14 | 9 | Weekday | Monday | 0.7212 | 0.77626 | 0.82986 | 0.58482 | 0.0044583 | 0.58482 | 0.58482 | 0.87402 | 0.58482 | 0.7212 | 0.7212 | 0.89773 | 1 | 0.65892 | 0.95762 | 0.92295 | 0.57919 | 0.98864 | 0.88032 | 0.91872 | 0.91314 | 0.62036 | 0.96915 | 0.87402 | 0.84407 | 0.93324 | 0.94483 | 0.90006 | 0.99858 | 0.65401 | 0.9573 | 0.92284 | 0.55271 | 0.97281 | 0.87978 | 0.91662 | 0.91307 | 0.61103 | 0.96859 | 0.87402 | 0.84407 | 0.93253 | 0.94483 | 0
Aug | 14 | 10 | Weekday | Monday | 0.79833 | 0.82836 | 0.84854 | 0.6382 | 0.0044583 | 0.6382 | 0.6382 | 0.91876 | 0.6382 | 0.79833 | 0.79833 | 0.95112 | 0.99914 | 0.63459 | 0.96115 | 0.95252 | 0.59673 | 0.99362 | 0.92209 | 0.99314 | 0.95848 | 0.62601 | 0.98079 | 0.91876 | 0.90099 | 1 | 0.96484 | 0.96336 | 0.99997 | 0.65573 | 0.96039 | 0.95243 | 0.5832 | 0.98281 | 0.92198 | 0.99072 | 0.9584 | 0.62022 | 0.97964 | 0.91876 | 0.90099 | 1 | 0.96484 | 0
Aug | 14 | 11 | Weekday | Monday | 0.84184 | 0.87181 | 0.85798 | 0.68932 | 0.0044583 | 0.68932 | 0.68932 | 0.94784 | 0.68932 | 0.84184 | 0.84184 | 0.97467 | 0.96791 | 0.63279 | 0.93126 | 0.95624 | 0.60772 | 0.95645 | 0.9629 | 1 | 0.99136 | 0.63772 | 0.93993 | 0.94784 | 0.94011 | 0.97924 | 0.89308 | 1 | 0.97092 | 0.65388 | 0.92981 | 0.95543 | 0.60119 | 0.94816 | 0.96299 | 1 | 0.99146 | 0.63329 | 0.93716 | 0.94784 | 0.94011 | 0.97941 | 0.89308 | 0
Aug | 14 | 12 | Weekday | Monday | 0.84504 | 0.88516 | 0.85993 | 0.73664 | 0.0044583 | 0.73664 | 0.73664 | 0.9673 | 0.73664 | 0.84504 | 0.84504 | 0.81057 | 0.98816 | 0.61342 | 0.96269 | 0.99678 | 0.61407 | 0.99655 | 0.97991 | 0.98691 | 0.99554 | 0.64643 | 0.99604 | 0.9673 | 0.96562 | 0.98679 | 0.99081 | 0.83544 | 0.9937 | 0.63213 | 0.96148 | 0.99653 | 0.61268 | 0.994 | 0.97999 | 0.98882 | 0.9958 | 0.64317 | 0.99433 | 0.9673 | 0.96562 | 0.98701 | 0.99081 | 0
Aug | 14 | 13 | Weekday | Monday | 0.83339 | 0.89403 | 0.86669 | 0.77026 | 0.0044583 | 0.77026 | 0.77026 | 0.98503 | 0.77026 | 0.83339 | 0.83339 | 0.74517 | 0.9863 | 0.61334 | 0.96188 | 0.97413 | 0.61532 | 1 | 1 | 0.79558 | 1 | 0.65137 | 0.99872 | 0.98503 | 0.98473 | 0.9689 | 0.99857 | 0.80048 | 0.99418 | 0.63274 | 0.96189 | 0.97444 | 0.61876 | 1 | 1 | 0.79632 | 1 | 0.64657 | 0.99837 | 0.98503 | 0.98473 | 0.96933 | 0.99857 | 0
Aug | 14 | 14 | Weekday | Monday | 0.81747 | 0.89872 | 0.85922 | 0.78991 | 0.0044583 | 0.78991 | 0.78991 | 1 | 0.78991 | 0.81747 | 0.81747 | 0.75996 | 0.98467 | 0.61392 | 0.96249 | 0.97857 | 0.65072 | 0.9803 | 0.98883 | 0.77703 | 0.98966 | 0.64616 | 1 | 1 | 1 | 0.95313 | 1 | 0.77601 | 0.99522 | 0.63356 | 0.96258 | 0.9797 | 0.65156 | 0.98821 | 0.9884 | 0.77774 | 0.98931 | 0.64226 | 1 | 1 | 1 | 0.95376 | 1 | 0
Aug | 14 | 15 | Weekday | Monday | 0.78671 | 0.8983 | 0.84375 | 0.81892 | 0.0044583 | 0.81892 | 0.81892 | 0.99653 | 0.81892 | 0.78671 | 0.78671 | 0.94758 | 0.98731 | 0.6514 | 0.9929 | 1 | 0.80179 | 0.97886 | 0.972 | 0.7688 | 0.97516 | 0.64069 | 0.99514 | 0.99653 | 0.99132 | 0.9468 | 0.98925 | 0.93239 | 1 | 0.69849 | 0.99236 | 1 | 0.8055 | 0.98589 | 0.97177 | 0.76842 | 0.97585 | 0.67242 | 0.99443 | 0.99653 | 0.99132 | 0.94725 | 0.98925 | 0
Aug | 14 | 16 | Weekday | Monday | 0.75171 | 0.8768 | 0.82509 | 0.86422 | 0.0044583 | 0.86422 | 0.86422 | 0.97243 | 0.86422 | 0.75171 | 0.75171 | 0.96707 | 0.98619 | 0.74772 | 0.92077 | 0.90079 | 0.91998 | 0.96459 | 0.79156 | 0.94045 | 0.92639 | 0.73808 | 0.65363 | 0.97243 | 0.95771 | 0.93563 | 0.28921 | 0.94653 | 0.99946 | 0.7762 | 0.92118 | 0.90197 | 0.91663 | 0.96891 | 0.78987 | 0.93869 | 0.92655 | 0.77104 | 0.65085 | 0.97243 | 0.95771 | 0.93578 | 0.28921 | 0
Aug | 14 | 17 | Weekday | Monday | 0.71595 | 0.83913 | 0.80413 | 0.89687 | 0.0044583 | 0.89687 | 0.89687 | 0.75318 | 0.89687 | 0.71595 | 0.71595 | 0.9956 | 0.80493 | 0.91583 | 0.7953 | 0.60568 | 0.96867 | 0.61455 | 0.67049 | 0.93972 | 0.82142 | 0.79998 | 0.5105 | 0.75318 | 0.71914 | 0.9088 | 0.093585 | 0.96666 | 0.8027 | 0.89182 | 0.79557 | 0.60597 | 0.958 | 0.59704 | 0.66557 | 0.92987 | 0.82116 | 0.82568 | 0.50805 | 0.75318 | 0.71914 | 0.90859 | 0.093585 | 0
Aug | 14 | 18 | Weekday | Monday | 0.67507 | 0.79921 | 0.77844 | 0.87772 | 1 | 0.87772 | 0.87772 | 0.73687 | 0.87772 | 0.67507 | 0.67507 | 0.82347 | 0.81555 | 0.90419 | 0.78967 | 0.61003 | 0.9655 | 0.63906 | 0.68564 | 0.96648 | 0.79342 | 0.84167 | 0.54957 | 0.73687 | 0.71959 | 0.87902 | 0.13223 | 0.82455 | 0.80806 | 0.92267 | 0.79011 | 0.61049 | 0.9578 | 0.61487 | 0.6779 | 0.95328 | 0.79241 | 0.87678 | 0.54706 | 0.73687 | 0.71959 | 0.87867 | 0.13223 | 0
Aug | 14 | 19 | Weekday | Monday | 0.66608 | 0.77598 | 0.76115 | 0.84088 | 1 | 0.84088 | 0.84088 | 0.71373 | 0.84088 | 0.66608 | 0.66608 | 0.83189 | 0.74694 | 0.96858 | 0.71152 | 0.55055 | 0.98779 | 0.60156 | 0.52618 | 0.82242 | 0.69244 | 0.946 | 0.58262 | 0.71373 | 0.72467 | 0.81455 | 0.19836 | 0.84657 | 0.72415 | 1 | 0.71112 | 0.55088 | 0.98699 | 0.55815 | 0.51862 | 0.81223 | 0.69122 | 0.98645 | 0.58068 | 0.71373 | 0.72467 | 0.81382 | 0.19836 | 0
Aug | 14 | 20 | Weekday | Monday | 0.6556 | 0.74608 | 0.74167 | 0.81832 | 1 | 0.81832 | 0.81832 | 0.30005 | 0.81832 | 0.6556 | 0.6556 | 0.76661 | 0.72635 | 0.97504 | 0.69446 | 0.53651 | 0.85254 | 0.42205 | 0.31257 | 0.8107 | 0.11571 | 0.90261 | 0.57268 | 0.30005 | 0.35196 | 0.58586 | 0.19836 | 0.80002 | 0.7002 | 0.94448 | 0.69397 | 0.53792 | 0.85458 | 0.39549 | 0.30467 | 0.79684 | 0.11387 | 0.93413 | 0.57167 | 0.30005 | 0.35196 | 0.58623 | 0.19836 | 0
Aug | 14 | 21 | Weekday | Monday | 0.60371 | 0.67539 | 0.7132 | 0.77423 | 1 | 0.77423 | 0.77423 | 0.16448 | 0.77423 | 0.60371 | 0.60371 | 0.70153 | 0.68693 | 0.80997 | 0.22211 | 0.25201 | 0.68384 | 0.42253 | 0.30833 | 0.78796 | 0.11514 | 0.66989 | 0.32098 | 0.16448 | 0.22356 | 0.39245 | 0.19836 | 0.77009 | 0.65347 | 0.79847 | 0.22222 | 0.25159 | 0.68195 | 0.37262 | 0.30408 | 0.77889 | 0.11365 | 0.69174 | 0.31752 | 0.16448 | 0.22356 | 0.39265 | 0.19836 | 0
Aug | 14 | 22 | Weekday | Monday | 0.57758 | 0.63881 | 0.68115 | 0.69277 | 1 | 0.69277 | 0.69277 | 0.16448 | 0.69277 | 0.57758 | 0.57758 | 0.64213 | 0.68992 | 0.63085 | 0.19073 | 0.23506 | 0.5231 | 0.33978 | 0.31101 | 0.79836 | 0.11528 | 0.46863 | 0.30349 | 0.16448 | 0.22356 | 0.48438 | 0.19836 | 0.75847 | 0.65457 | 0.65099 | 0.19082 | 0.23538 | 0.53042 | 0.30714 | 0.30852 | 0.80253 | 0.1146 | 0.48577 | 0.30024 | 0.16448 | 0.22356 | 0.48472 | 0.19836 | 0
Aug | 14 | 23 | Weekday | Monday | 0.52905 | 0.62299 | 0.67149 | 0.60711 | 1 | 0.60711 | 0.60711 | 0.16585 | 0.60711 | 0.52905 | 0.52905 | 0.36514 | 0.6807 | 0.48571 | 0.17747 | 0.23009 | 0.41928 | 0.42673 | 0.3051 | 0.4629 | 0.11629 | 0.41591 | 0.29752 | 0.16585 | 0.22472 | 0.42003 | 0.19836 | 0.42889 | 0.64192 | 0.50557 | 0.17754 | 0.22975 | 0.4369 | 0.36803 | 0.30414 | 0.45931 | 0.11596 | 0.43274 | 0.29423 | 0.16585 | 0.22472 | 0.42036 | 0.19836 | 0
Aug | 15 | 24 | Weekday | Tuesday | 0.50112 | 0.60104 | 0.63752 | 0.55417 | 1 | 0.55417 | 0.55417 | 0.16448 | 0.55417 | 0.50112 | 0.50112 | 0.22638 | 0.6835 | 0.45733 | 0.18299 | 0.23522 | 0.38758 | 0.32941 | 0.30504 | 0.30626 | 0.11422 | 0.38735 | 0.30349 | 0.16448 | 0.22356 | 0.38618 | 0.19836 | 0.27436 | 0.64421 | 0.48678 | 0.18305 | 0.23538 | 0.40644 | 0.29308 | 0.30409 | 0.31222 | 0.11365 | 0.40403 | 0.30024 | 0.16448 | 0.22356 | 0.38646 | 0.19836 | 0
Aug | 15 | 1 | Weekday | Tuesday | 0.49653 | 0.56547 | 0.62673 | 0.5118 | 1 | 0.5118 | 0.5118 | 0.16448 | 0.5118 | 0.49653 | 0.49653 | 0.22671 | 0.68501 | 0.43399 | 0.18299 | 0.23513 | 0.36751 | 0.41418 | 0.3052 | 0.30794 | 0.11387 | 0.36192 | 0.30282 | 0.16448 | 0.22356 | 0.38275 | 0.19836 | 0.27479 | 0.6449 | 0.46009 | 0.18305 | 0.23538 | 0.38752 | 0.35402 | 0.30403 | 0.31283 | 0.11364 | 0.37733 | 0.30024 | 0.16448 | 0.22356 | 0.38298 | 0.19836 | 0
Aug | 15 | 2 | Weekday | Tuesday | 0.48661 | 0.55157 | 0.62079 | 0.47843 | 1 | 0.47843 | 0.47843 | 0.16448 | 0.47843 | 0.48661 | 0.48661 | 0.22671 | 0.68645 | 0.43678 | 0.18297 | 0.23572 | 0.35448 | 0.31924 | 0.30515 | 0.30675 | 0.11419 | 0.35541 | 0.30349 | 0.16448 | 0.22356 | 0.37974 | 0.19836 | 0.27491 | 0.64615 | 0.46234 | 0.18305 | 0.23538 | 0.3737 | 0.28329 | 0.30397 | 0.31295 | 0.11362 | 0.36957 | 0.30024 | 0.16448 | 0.22356 | 0.38014 | 0.19836 | 0
Aug | 15 | 3 | Weekday | Tuesday | 0.47556 | 0.54998 | 0.62064 | 0.44959 | 1 | 0.44959 | 0.44959 | 0.16448 | 0.44959 | 0.47556 | 0.47556 | 0.23267 | 0.74526 | 0.45311 | 0.19078 | 0.23482 | 0.38901 | 0.54316 | 0.30891 | 0.32082 | 0.11535 | 0.36461 | 0.30382 | 0.16448 | 0.22356 | 0.42476 | 0.19836 | 0.28238 | 0.71093 | 0.46581 | 0.19082 | 0.23538 | 0.40795 | 0.47623 | 0.30798 | 0.32582 | 0.11501 | 0.37732 | 0.30024 | 0.16448 | 0.22356 | 0.42509 | 0.19836 | 0
Aug | 15 | 4 | Weekday | Tuesday | 0.47385 | 0.55573 | 0.63465 | 0.43239 | 1 | 0.43239 | 0.43239 | 0.14788 | 0.43239 | 0.47385 | 0.47385 | 0.36014 | 0.77346 | 0.53932 | 0.21713 | 0.23803 | 0.47759 | 0.61369 | 0.30026 | 0.43447 | 0.11218 | 0.4224 | 0.2974 | 0.14788 | 0.19756 | 0.41303 | 0.18006 | 0.409 | 0.70888 | 0.51921 | 0.21703 | 0.23732 | 0.48371 | 0.4942 | 0.29884 | 0.4405 | 0.11172 | 0.4325 | 0.29445 | 0.14788 | 0.19756 | 0.4133 | 0.18006 | 0
Aug | 15 | 5 | Weekday | Tuesday | 0.46371 | 0.57667 | 0.67741 | 0.45477 | 0.33631 | 0.45477 | 0.45477 | 0.22099 | 0.45477 | 0.46371 | 0.46371 | 0.58352 | 0.88671 | 0.80719 | 0.56686 | 0.34093 | 0.56393 | 0.74278 | 0.43419 | 0.83423 | 0.58646 | 0.66614 | 0.40881 | 0.22099 | 0.18209 | 0.56237 | 0.22331 | 0.64658 | 0.85974 | 0.75369 | 0.56615 | 0.3418 | 0.52227 | 0.67193 | 0.434 | 0.84368 | 0.5872 | 0.67943 | 0.40598 | 0.22072 | 0.17608 | 0.55071 | 0.22331 | 0
Aug | 15 | 6 | Weekday | Tuesday | 0.47654 | 0.60937 | 0.73189 | 0.47832 | 0.0044583 | 0.47832 | 0.47832 | 0.32158 | 0.47832 | 0.47654 | 0.47654 | 0.78977 | 0.95735 | 1 | 0.64605 | 0.47665 | 0.64268 | 0.87663 | 0.4565 | 0.87317 | 0.61912 | 0.86265 | 0.45726 | 0.32158 | 0.27532 | 0.62734 | 0.49265 | 0.8241 | 0.94258 | 0.90696 | 0.6443 | 0.47647 | 0.60106 | 0.82538 | 0.44729 | 0.85823 | 0.60989 | 0.88143 | 0.45405 | 0.32158 | 0.27287 | 0.60296 | 0.49265 | 0
Aug | 15 | 7 | Weekday | Tuesday | 0.53611 | 0.67309 | 0.77698 | 0.4959 | 0.0044583 | 0.4959 | 0.4959 | 0.53067 | 0.4959 | 0.53611 | 0.53611 | 0.84534 | 0.97911 | 0.86924 | 1 | 0.93883 | 0.64574 | 0.92263 | 0.78147 | 0.72545 | 0.80079 | 0.79527 | 0.92075 | 0.53067 | 0.48261 | 0.84678 | 0.74928 | 0.85828 | 0.97043 | 0.81789 | 1 | 0.9395 | 0.60747 | 0.88335 | 0.7794 | 0.7096 | 0.79752 | 0.78555 | 0.92019 | 0.53067 | 0.48258 | 0.83467 | 0.74928 | 0
Aug | 15 | 8 | Weekday | Tuesday | 0.61499 | 0.722 | 0.80726 | 0.55264 | 0.0044583 | 0.55264 | 0.55264 | 0.80777 | 0.55264 | 0.61499 | 0.61499 | 0.70794 | 0.99825 | 0.77557 | 0.98423 | 0.91273 | 0.60678 | 0.98274 | 0.8211 | 0.73639 | 0.85748 | 0.77398 | 0.95082 | 0.80777 | 0.76931 | 0.94455 | 0.92271 | 0.73491 | 0.99409 | 0.75942 | 0.98404 | 0.91307 | 0.57565 | 0.95864 | 0.82069 | 0.72554 | 0.85755 | 0.76929 | 0.9498 | 0.80777 | 0.76931 | 0.94227 | 0.92271 | 0
Aug | 15 | 9 | Weekday | Tuesday | 0.7212 | 0.77626 | 0.82986 | 0.58482 | 0.0044583 | 0.58482 | 0.58482 | 0.87402 | 0.58482 | 0.7212 | 0.7212 | 0.89773 | 1 | 0.65892 | 0.95762 | 0.92295 | 0.57919 | 0.98864 | 0.88032 | 0.91872 | 0.91314 | 0.62036 | 0.96915 | 0.87402 | 0.84407 | 0.93324 | 0.94483 | 0.90006 | 0.99858 | 0.65401 | 0.9573 | 0.92284 | 0.55271 | 0.97281 | 0.87978 | 0.91662 | 0.91307 | 0.61103 | 0.96859 | 0.87402 | 0.84407 | 0.93253 | 0.94483 | 0
Aug | 15 | 10 | Weekday | Tuesday | 0.79833 | 0.82836 | 0.84854 | 0.6382 | 0.0044583 | 0.6382 | 0.6382 | 0.91876 | 0.6382 | 0.79833 | 0.79833 | 0.95112 | 0.99914 | 0.63459 | 0.96115 | 0.95252 | 0.59673 | 0.99362 | 0.92209 | 0.99314 | 0.95848 | 0.62601 | 0.98079 | 0.91876 | 0.90099 | 1 | 0.96484 | 0.96336 | 0.99997 | 0.65573 | 0.96039 | 0.95243 | 0.5832 | 0.98281 | 0.92198 | 0.99072 | 0.9584 | 0.62022 | 0.97964 | 0.91876 | 0.90099 | 1 | 0.96484 | 0
Aug | 15 | 11 | Weekday | Tuesday | 0.84184 | 0.87181 | 0.85798 | 0.68932 | 0.0044583 | 0.68932 | 0.68932 | 0.94784 | 0.68932 | 0.84184 | 0.84184 | 0.97467 | 0.96791 | 0.63279 | 0.93126 | 0.95624 | 0.60772 | 0.95645 | 0.9629 | 1 | 0.99136 | 0.63772 | 0.93993 | 0.94784 | 0.94011 | 0.97924 | 0.89308 | 1 | 0.97092 | 0.65388 | 0.92981 | 0.95543 | 0.60119 | 0.94816 | 0.96299 | 1 | 0.99146 | 0.63329 | 0.93716 | 0.94784 | 0.94011 | 0.97941 | 0.89308 | 0
Aug | 15 | 12 | Weekday | Tuesday | 0.84504 | 0.88516 | 0.85993 | 0.73664 | 0.0044583 | 0.73664 | 0.73664 | 0.9673 | 0.73664 | 0.84504 | 0.84504 | 0.81057 | 0.98816 | 0.61342 | 0.96269 | 0.99678 | 0.61407 | 0.99655 | 0.97991 | 0.98691 | 0.99554 | 0.64643 | 0.99604 | 0.9673 | 0.96562 | 0.98679 | 0.99081 | 0.83544 | 0.9937 | 0.63213 | 0.96148 | 0.99653 | 0.61268 | 0.994 | 0.97999 | 0.98882 | 0.9958 | 0.64317 | 0.99433 | 0.9673 | 0.96562 | 0.98701 | 0.99081 | 0
Aug | 15 | 13 | Weekday | Tuesday | 0.83339 | 0.89403 | 0.86669 | 0.77026 | 0.0044583 | 0.77026 | 0.77026 | 0.98503 | 0.77026 | 0.83339 | 0.83339 | 0.74517 | 0.9863 | 0.61334 | 0.96188 | 0.97413 | 0.61532 | 1 | 1 | 0.79558 | 1 | 0.65137 | 0.99872 | 0.98503 | 0.98473 | 0.9689 | 0.99857 | 0.80048 | 0.99418 | 0.63274 | 0.96189 | 0.97444 | 0.61876 | 1 | 1 | 0.79632 | 1 | 0.64657 | 0.99837 | 0.98503 | 0.98473 | 0.96933 | 0.99857 | 0
Aug | 15 | 14 | Weekday | Tuesday | 0.81747 | 0.89872 | 0.85922 | 0.78991 | 0.0044583 | 0.78991 | 0.78991 | 1 | 0.78991 | 0.81747 | 0.81747 | 0.75996 | 0.98467 | 0.61392 | 0.96249 | 0.97857 | 0.65072 | 0.9803 | 0.98883 | 0.77703 | 0.98966 | 0.64616 | 1 | 1 | 1 | 0.95313 | 1 | 0.77601 | 0.99522 | 0.63356 | 0.96258 | 0.9797 | 0.65156 | 0.98821 | 0.9884 | 0.77774 | 0.98931 | 0.64226 | 1 | 1 | 1 | 0.95376 | 1 | 0
Aug | 15 | 15 | Weekday | Tuesday | 0.78671 | 0.8983 | 0.84375 | 0.81892 | 0.0044583 | 0.81892 | 0.81892 | 0.99653 | 0.81892 | 0.78671 | 0.78671 | 0.94758 | 0.98731 | 0.6514 | 0.9929 | 1 | 0.80179 | 0.97886 | 0.972 | 0.7688 | 0.97516 | 0.64069 | 0.99514 | 0.99653 | 0.99132 | 0.9468 | 0.98925 | 0.93239 | 1 | 0.69849 | 0.99236 | 1 | 0.8055 | 0.98589 | 0.97177 | 0.76842 | 0.97585 | 0.67242 | 0.99443 | 0.99653 | 0.99132 | 0.94725 | 0.98925 | 0
Aug | 15 | 16 | Weekday | Tuesday | 0.75171 | 0.8768 | 0.82509 | 0.86422 | 0.0044583 | 0.86422 | 0.86422 | 0.97243 | 0.86422 | 0.75171 | 0.75171 | 0.96707 | 0.98619 | 0.74772 | 0.92077 | 0.90079 | 0.91998 | 0.96459 | 0.79156 | 0.94045 | 0.92639 | 0.73808 | 0.65363 | 0.97243 | 0.95771 | 0.93563 | 0.28921 | 0.94653 | 0.99946 | 0.7762 | 0.92118 | 0.90197 | 0.91663 | 0.96891 | 0.78987 | 0.93869 | 0.92655 | 0.77104 | 0.65085 | 0.97243 | 0.95771 | 0.93578 | 0.28921 | 0
Aug | 15 | 17 | Weekday | Tuesday | 0.71595 | 0.83913 | 0.80413 | 0.89687 | 0.0044583 | 0.89687 | 0.89687 | 0.75318 | 0.89687 | 0.71595 | 0.71595 | 0.9956 | 0.80493 | 0.91583 | 0.7953 | 0.60568 | 0.96867 | 0.61455 | 0.67049 | 0.93972 | 0.82142 | 0.79998 | 0.5105 | 0.75318 | 0.71914 | 0.9088 | 0.093585 | 0.96666 | 0.8027 | 0.89182 | 0.79557 | 0.60597 | 0.958 | 0.59704 | 0.66557 | 0.92987 | 0.82116 | 0.82568 | 0.50805 | 0.75318 | 0.71914 | 0.90859 | 0.093585 | 0
Aug | 15 | 18 | Weekday | Tuesday | 0.67507 | 0.79921 | 0.77844 | 0.87772 | 1 | 0.87772 | 0.87772 | 0.73687 | 0.87772 | 0.67507 | 0.67507 | 0.82347 | 0.81555 | 0.90419 | 0.78967 | 0.61003 | 0.9655 | 0.63906 | 0.68564 | 0.96648 | 0.79342 | 0.84167 | 0.54957 | 0.73687 | 0.71959 | 0.87902 | 0.13223 | 0.82455 | 0.80806 | 0.92267 | 0.79011 | 0.61049 | 0.9578 | 0.61487 | 0.6779 | 0.95328 | 0.79241 | 0.87678 | 0.54706 | 0.73687 | 0.71959 | 0.87867 | 0.13223 | 0
Aug | 15 | 19 | Weekday | Tuesday | 0.66608 | 0.77598 | 0.76115 | 0.84088 | 1 | 0.84088 | 0.84088 | 0.71373 | 0.84088 | 0.66608 | 0.66608 | 0.83189 | 0.74694 | 0.96858 | 0.71152 | 0.55055 | 0.98779 | 0.60156 | 0.52618 | 0.82242 | 0.69244 | 0.946 | 0.58262 | 0.71373 | 0.72467 | 0.81455 | 0.19836 | 0.84657 | 0.72415 | 1 | 0.71112 | 0.55088 | 0.98699 | 0.55815 | 0.51862 | 0.81223 | 0.69122 | 0.98645 | 0.58068 | 0.71373 | 0.72467 | 0.81382 | 0.19836 | 0
Aug | 15 | 20 | Weekday | Tuesday | 0.6556 | 0.74608 | 0.74167 | 0.81832 | 1 | 0.81832 | 0.81832 | 0.30005 | 0.81832 | 0.6556 | 0.6556 | 0.76661 | 0.72635 | 0.97504 | 0.69446 | 0.53651 | 0.85254 | 0.42205 | 0.31257 | 0.8107 | 0.11571 | 0.90261 | 0.57268 | 0.30005 | 0.35196 | 0.58586 | 0.19836 | 0.80002 | 0.7002 | 0.94448 | 0.69397 | 0.53792 | 0.85458 | 0.39549 | 0.30467 | 0.79684 | 0.11387 | 0.93413 | 0.57167 | 0.30005 | 0.35196 | 0.58623 | 0.19836 | 0
Aug | 15 | 21 | Weekday | Tuesday | 0.60371 | 0.67539 | 0.7132 | 0.77423 | 1 | 0.77423 | 0.77423 | 0.16448 | 0.77423 | 0.60371 | 0.60371 | 0.70153 | 0.68693 | 0.80997 | 0.22211 | 0.25201 | 0.68384 | 0.42253 | 0.30833 | 0.78796 | 0.11514 | 0.66989 | 0.32098 | 0.16448 | 0.22356 | 0.39245 | 0.19836 | 0.77009 | 0.65347 | 0.79847 | 0.22222 | 0.25159 | 0.68195 | 0.37262 | 0.30408 | 0.77889 | 0.11365 | 0.69174 | 0.31752 | 0.16448 | 0.22356 | 0.39265 | 0.19836 | 0
Aug | 15 | 22 | Weekday | Tuesday | 0.57758 | 0.63881 | 0.68115 | 0.69277 | 1 | 0.69277 | 0.69277 | 0.16448 | 0.69277 | 0.57758 | 0.57758 | 0.64213 | 0.68992 | 0.63085 | 0.19073 | 0.23506 | 0.5231 | 0.33978 | 0.31101 | 0.79836 | 0.11528 | 0.46863 | 0.30349 | 0.16448 | 0.22356 | 0.48438 | 0.19836 | 0.75847 | 0.65457 | 0.65099 | 0.19082 | 0.23538 | 0.53042 | 0.30714 | 0.30852 | 0.80253 | 0.1146 | 0.48577 | 0.30024 | 0.16448 | 0.22356 | 0.48472 | 0.19836 | 0
Aug | 15 | 23 | Weekday | Tuesday | 0.52905 | 0.62299 | 0.67149 | 0.60711 | 1 | 0.60711 | 0.60711 | 0.16585 | 0.60711 | 0.52905 | 0.52905 | 0.36514 | 0.6807 | 0.48571 | 0.17747 | 0.23009 | 0.41928 | 0.42673 | 0.3051 | 0.4629 | 0.11629 | 0.41591 | 0.29752 | 0.16585 | 0.22472 | 0.42003 | 0.19836 | 0.42889 | 0.64192 | 0.50557 | 0.17754 | 0.22975 | 0.4369 | 0.36803 | 0.30414 | 0.45931 | 0.11596 | 0.43274 | 0.29423 | 0.16585 | 0.22472 | 0.42036 | 0.19836 | 0
Aug | 16 | 24 | Weekday | Wednesday | 0.50112 | 0.60104 | 0.63752 | 0.55417 | 1 | 0.55417 | 0.55417 | 0.16448 | 0.55417 | 0.50112 | 0.50112 | 0.22638 | 0.6835 | 0.45733 | 0.18299 | 0.23522 | 0.38758 | 0.32941 | 0.30504 | 0.30626 | 0.11422 | 0.38735 | 0.30349 | 0.16448 | 0.22356 | 0.38618 | 0.19836 | 0.27436 | 0.64421 | 0.48678 | 0.18305 | 0.23538 | 0.40644 | 0.29308 | 0.30409 | 0.31222 | 0.11365 | 0.40403 | 0.30024 | 0.16448 | 0.22356 | 0.38646 | 0.19836 | 0
Aug | 16 | 1 | Weekday | Wednesday | 0.49653 | 0.56547 | 0.62673 | 0.5118 | 1 | 0.5118 | 0.5118 | 0.16448 | 0.5118 | 0.49653 | 0.49653 | 0.22671 | 0.68501 | 0.43399 | 0.18299 | 0.23513 | 0.36751 | 0.41418 | 0.3052 | 0.30794 | 0.11387 | 0.36192 | 0.30282 | 0.16448 | 0.22356 | 0.38275 | 0.19836 | 0.27479 | 0.6449 | 0.46009 | 0.18305 | 0.23538 | 0.38752 | 0.35402 | 0.30403 | 0.31283 | 0.11364 | 0.37733 | 0.30024 | 0.16448 | 0.22356 | 0.38298 | 0.19836 | 0
Aug | 16 | 2 | Weekday | Wednesday | 0.48661 | 0.55157 | 0.62079 | 0.47843 | 1 | 0.47843 | 0.47843 | 0.16448 | 0.47843 | 0.48661 | 0.48661 | 0.22671 | 0.68645 | 0.43678 | 0.18297 | 0.23572 | 0.35448 | 0.31924 | 0.30515 | 0.30675 | 0.11419 | 0.35541 | 0.30349 | 0.16448 | 0.22356 | 0.37974 | 0.19836 | 0.27491 | 0.64615 | 0.46234 | 0.18305 | 0.23538 | 0.3737 | 0.28329 | 0.30397 | 0.31295 | 0.11362 | 0.36957 | 0.30024 | 0.16448 | 0.22356 | 0.38014 | 0.19836 | 0
Aug | 16 | 3 | Weekday | Wednesday | 0.47556 | 0.54998 | 0.62064 | 0.44959 | 1 | 0.44959 | 0.44959 | 0.16448 | 0.44959 | 0.47556 | 0.47556 | 0.23267 | 0.74526 | 0.45311 | 0.19078 | 0.23482 | 0.38901 | 0.54316 | 0.30891 | 0.32082 | 0.11535 | 0.36461 | 0.30382 | 0.16448 | 0.22356 | 0.42476 | 0.19836 | 0.28238 | 0.71093 | 0.46581 | 0.19082 | 0.23538 | 0.40795 | 0.47623 | 0.30798 | 0.32582 | 0.11501 | 0.37732 | 0.30024 | 0.16448 | 0.22356 | 0.42509 | 0.19836 | 0
Aug | 16 | 4 | Weekday | Wednesday | 0.47385 | 0.55573 | 0.63465 | 0.43239 | 1 | 0.43239 | 0.43239 | 0.14788 | 0.43239 | 0.47385 | 0.47385 | 0.36014 | 0.77346 | 0.53932 | 0.21713 | 0.23803 | 0.47759 | 0.61369 | 0.30026 | 0.43447 | 0.11218 | 0.4224 | 0.2974 | 0.14788 | 0.19756 | 0.41303 | 0.18006 | 0.409 | 0.70888 | 0.51921 | 0.21703 | 0.23732 | 0.48371 | 0.4942 | 0.29884 | 0.4405 | 0.11172 | 0.4325 | 0.29445 | 0.14788 | 0.19756 | 0.4133 | 0.18006 | 0
Aug | 16 | 5 | Weekday | Wednesday | 0.46371 | 0.57667 | 0.67741 | 0.45477 | 0.33631 | 0.45477 | 0.45477 | 0.22099 | 0.45477 | 0.46371 | 0.46371 | 0.58352 | 0.88671 | 0.80719 | 0.56686 | 0.34093 | 0.56393 | 0.74278 | 0.43419 | 0.83423 | 0.58646 | 0.66614 | 0.40881 | 0.22099 | 0.18209 | 0.56237 | 0.22331 | 0.64658 | 0.85974 | 0.75369 | 0.56615 | 0.3418 | 0.52227 | 0.67193 | 0.434 | 0.84368 | 0.5872 | 0.67943 | 0.40598 | 0.22072 | 0.17608 | 0.55071 | 0.22331 | 0
Aug | 16 | 6 | Weekday | Wednesday | 0.47654 | 0.60937 | 0.73189 | 0.47832 | 0.0044583 | 0.47832 | 0.47832 | 0.32158 | 0.47832 | 0.47654 | 0.47654 | 0.78977 | 0.95735 | 1 | 0.64605 | 0.47665 | 0.64268 | 0.87663 | 0.4565 | 0.87317 | 0.61912 | 0.86265 | 0.45726 | 0.32158 | 0.27532 | 0.62734 | 0.49265 | 0.8241 | 0.94258 | 0.90696 | 0.6443 | 0.47647 | 0.60106 | 0.82538 | 0.44729 | 0.85823 | 0.60989 | 0.88143 | 0.45405 | 0.32158 | 0.27287 | 0.60296 | 0.49265 | 0
Aug | 16 | 7 | Weekday | Wednesday | 0.53611 | 0.67309 | 0.77698 | 0.4959 | 0.0044583 | 0.4959 | 0.4959 | 0.53067 | 0.4959 | 0.53611 | 0.53611 | 0.84534 | 0.97911 | 0.86924 | 1 | 0.93883 | 0.64574 | 0.92263 | 0.78147 | 0.72545 | 0.80079 | 0.79527 | 0.92075 | 0.53067 | 0.48261 | 0.84678 | 0.74928 | 0.85828 | 0.97043 | 0.81789 | 1 | 0.9395 | 0.60747 | 0.88335 | 0.7794 | 0.7096 | 0.79752 | 0.78555 | 0.92019 | 0.53067 | 0.48258 | 0.83467 | 0.74928 | 0
Aug | 16 | 8 | Weekday | Wednesday | 0.61499 | 0.722 | 0.80726 | 0.55264 | 0.0044583 | 0.55264 | 0.55264 | 0.80777 | 0.55264 | 0.61499 | 0.61499 | 0.70794 | 0.99825 | 0.77557 | 0.98423 | 0.91273 | 0.60678 | 0.98274 | 0.8211 | 0.73639 | 0.85748 | 0.77398 | 0.95082 | 0.80777 | 0.76931 | 0.94455 | 0.92271 | 0.73491 | 0.99409 | 0.75942 | 0.98404 | 0.91307 | 0.57565 | 0.95864 | 0.82069 | 0.72554 | 0.85755 | 0.76929 | 0.9498 | 0.80777 | 0.76931 | 0.94227 | 0.92271 | 0
Aug | 16 | 9 | Weekday | Wednesday | 0.7212 | 0.77626 | 0.82986 | 0.58482 | 0.0044583 | 0.58482 | 0.58482 | 0.87402 | 0.58482 | 0.7212 | 0.7212 | 0.89773 | 1 | 0.65892 | 0.95762 | 0.92295 | 0.57919 | 0.98864 | 0.88032 | 0.91872 | 0.91314 | 0.62036 | 0.96915 | 0.87402 | 0.84407 | 0.93324 | 0.94483 | 0.90006 | 0.99858 | 0.65401 | 0.9573 | 0.92284 | 0.55271 | 0.97281 | 0.87978 | 0.91662 | 0.91307 | 0.61103 | 0.96859 | 0.87402 | 0.84407 | 0.93253 | 0.94483 | 0
Aug | 16 | 10 | Weekday | Wednesday | 0.79833 | 0.82836 | 0.84854 | 0.6382 | 0.0044583 | 0.6382 | 0.6382 | 0.91876 | 0.6382 | 0.79833 | 0.79833 | 0.95112 | 0.99914 | 0.63459 | 0.96115 | 0.95252 | 0.59673 | 0.99362 | 0.92209 | 0.99314 | 0.95848 | 0.62601 | 0.98079 | 0.91876 | 0.90099 | 1 | 0.96484 | 0.96336 | 0.99997 | 0.65573 | 0.96039 | 0.95243 | 0.5832 | 0.98281 | 0.92198 | 0.99072 | 0.9584 | 0.62022 | 0.97964 | 0.91876 | 0.90099 | 1 | 0.96484 | 0
Aug | 16 | 11 | Weekday | Wednesday | 0.84184 | 0.87181 | 0.85798 | 0.68932 | 0.0044583 | 0.68932 | 0.68932 | 0.94784 | 0.68932 | 0.84184 | 0.84184 | 0.97467 | 0.96791 | 0.63279 | 0.93126 | 0.95624 | 0.60772 | 0.95645 | 0.9629 | 1 | 0.99136 | 0.63772 | 0.93993 | 0.94784 | 0.94011 | 0.97924 | 0.89308 | 1 | 0.97092 | 0.65388 | 0.92981 | 0.95543 | 0.60119 | 0.94816 | 0.96299 | 1 | 0.99146 | 0.63329 | 0.93716 | 0.94784 | 0.94011 | 0.97941 | 0.89308 | 0
Aug | 16 | 12 | Weekday | Wednesday | 0.84504 | 0.88516 | 0.85993 | 0.73664 | 0.0044583 | 0.73664 | 0.73664 | 0.9673 | 0.73664 | 0.84504 | 0.84504 | 0.81057 | 0.98816 | 0.61342 | 0.96269 | 0.99678 | 0.61407 | 0.99655 | 0.97991 | 0.98691 | 0.99554 | 0.64643 | 0.99604 | 0.9673 | 0.96562 | 0.98679 | 0.99081 | 0.83544 | 0.9937 | 0.63213 | 0.96148 | 0.99653 | 0.61268 | 0.994 | 0.97999 | 0.98882 | 0.9958 | 0.64317 | 0.99433 | 0.9673 | 0.96562 | 0.98701 | 0.99081 | 0
Aug | 16 | 13 | Weekday | Wednesday | 0.83339 | 0.89403 | 0.86669 | 0.77026 | 0.0044583 | 0.77026 | 0.77026 | 0.98503 | 0.77026 | 0.83339 | 0.83339 | 0.74517 | 0.9863 | 0.61334 | 0.96188 | 0.97413 | 0.61532 | 1 | 1 | 0.79558 | 1 | 0.65137 | 0.99872 | 0.98503 | 0.98473 | 0.9689 | 0.99857 | 0.80048 | 0.99418 | 0.63274 | 0.96189 | 0.97444 | 0.61876 | 1 | 1 | 0.79632 | 1 | 0.64657 | 0.99837 | 0.98503 | 0.98473 | 0.96933 | 0.99857 | 0
Aug | 16 | 14 | Weekday | Wednesday | 0.81747 | 0.89872 | 0.85922 | 0.78991 | 0.0044583 | 0.78991 | 0.78991 | 1 | 0.78991 | 0.81747 | 0.81747 | 0.75996 | 0.98467 | 0.61392 | 0.96249 | 0.97857 | 0.65072 | 0.9803 | 0.98883 | 0.77703 | 0.98966 | 0.64616 | 1 | 1 | 1 | 0.95313 | 1 | 0.77601 | 0.99522 | 0.63356 | 0.96258 | 0.9797 | 0.65156 | 0.98821 | 0.9884 | 0.77774 | 0.98931 | 0.64226 | 1 | 1 | 1 | 0.95376 | 1 | 0
Aug | 16 | 15 | Weekday | Wednesday | 0.78671 | 0.8983 | 0.84375 | 0.81892 | 0.0044583 | 0.81892 | 0.81892 | 0.99653 | 0.81892 | 0.78671 | 0.78671 | 0.94758 | 0.98731 | 0.6514 | 0.9929 | 1 | 0.80179 | 0.97886 | 0.972 | 0.7688 | 0.97516 | 0.64069 | 0.99514 | 0.99653 | 0.99132 | 0.9468 | 0.98925 | 0.93239 | 1 | 0.69849 | 0.99236 | 1 | 0.8055 | 0.98589 | 0.97177 | 0.76842 | 0.97585 | 0.67242 | 0.99443 | 0.99653 | 0.99132 | 0.94725 | 0.98925 | 0
Aug | 16 | 16 | Weekday | Wednesday | 0.75171 | 0.8768 | 0.82509 | 0.86422 | 0.0044583 | 0.86422 | 0.86422 | 0.97243 | 0.86422 | 0.75171 | 0.75171 | 0.96707 | 0.98619 | 0.74772 | 0.92077 | 0.90079 | 0.91998 | 0.96459 | 0.79156 | 0.94045 | 0.92639 | 0.73808 | 0.65363 | 0.97243 | 0.95771 | 0.93563 | 0.28921 | 0.94653 | 0.99946 | 0.7762 | 0.92118 | 0.90197 | 0.91663 | 0.96891 | 0.78987 | 0.93869 | 0.92655 | 0.77104 | 0.65085 | 0.97243 | 0.95771 | 0.93578 | 0.28921 | 0
Aug | 16 | 17 | Weekday | Wednesday | 0.71595 | 0.83913 | 0.80413 | 0.89687 | 0.0044583 | 0.89687 | 0.89687 | 0.75318 | 0.89687 | 0.71595 | 0.71595 | 0.9956 | 0.80493 | 0.91583 | 0.7953 | 0.60568 | 0.96867 | 0.61455 | 0.67049 | 0.93972 | 0.82142 | 0.79998 | 0.5105 | 0.75318 | 0.71914 | 0.9088 | 0.093585 | 0.96666 | 0.8027 | 0.89182 | 0.79557 | 0.60597 | 0.958 | 0.59704 | 0.66557 | 0.92987 | 0.82116 | 0.82568 | 0.50805 | 0.75318 | 0.71914 | 0.90859 | 0.093585 | 0
Aug | 16 | 18 | Weekday | Wednesday | 0.67507 | 0.79921 | 0.77844 | 0.87772 | 1 | 0.87772 | 0.87772 | 0.73687 | 0.87772 | 0.67507 | 0.67507 | 0.82347 | 0.81555 | 0.90419 | 0.78967 | 0.61003 | 0.9655 | 0.63906 | 0.68564 | 0.96648 | 0.79342 | 0.84167 | 0.54957 | 0.73687 | 0.71959 | 0.87902 | 0.13223 | 0.82455 | 0.80806 | 0.92267 | 0.79011 | 0.61049 | 0.9578 | 0.61487 | 0.6779 | 0.95328 | 0.79241 | 0.87678 | 0.54706 | 0.73687 | 0.71959 | 0.87867 | 0.13223 | 0
Aug | 16 | 19 | Weekday | Wednesday | 0.66608 | 0.77598 | 0.76115 | 0.84088 | 1 | 0.84088 | 0.84088 | 0.71373 | 0.84088 | 0.66608 | 0.66608 | 0.83189 | 0.74694 | 0.96858 | 0.71152 | 0.55055 | 0.98779 | 0.60156 | 0.52618 | 0.82242 | 0.69244 | 0.946 | 0.58262 | 0.71373 | 0.72467 | 0.81455 | 0.19836 | 0.84657 | 0.72415 | 1 | 0.71112 | 0.55088 | 0.98699 | 0.55815 | 0.51862 | 0.81223 | 0.69122 | 0.98645 | 0.58068 | 0.71373 | 0.72467 | 0.81382 | 0.19836 | 0
Aug | 16 | 20 | Weekday | Wednesday | 0.6556 | 0.74608 | 0.74167 | 0.81832 | 1 | 0.81832 | 0.81832 | 0.30005 | 0.81832 | 0.6556 | 0.6556 | 0.76661 | 0.72635 | 0.97504 | 0.69446 | 0.53651 | 0.85254 | 0.42205 | 0.31257 | 0.8107 | 0.11571 | 0.90261 | 0.57268 | 0.30005 | 0.35196 | 0.58586 | 0.19836 | 0.80002 | 0.7002 | 0.94448 | 0.69397 | 0.53792 | 0.85458 | 0.39549 | 0.30467 | 0.79684 | 0.11387 | 0.93413 | 0.57167 | 0.30005 | 0.35196 | 0.58623 | 0.19836 | 0
Aug | 16 | 21 | Weekday | Wednesday | 0.60371 | 0.67539 | 0.7132 | 0.77423 | 1 | 0.77423 | 0.77423 | 0.16448 | 0.77423 | 0.60371 | 0.60371 | 0.70153 | 0.68693 | 0.80997 | 0.22211 | 0.25201 | 0.68384 | 0.42253 | 0.30833 | 0.78796 | 0.11514 | 0.66989 | 0.32098 | 0.16448 | 0.22356 | 0.39245 | 0.19836 | 0.77009 | 0.65347 | 0.79847 | 0.22222 | 0.25159 | 0.68195 | 0.37262 | 0.30408 | 0.77889 | 0.11365 | 0.69174 | 0.31752 | 0.16448 | 0.22356 | 0.39265 | 0.19836 | 0
Aug | 16 | 22 | Weekday | Wednesday | 0.57758 | 0.63881 | 0.68115 | 0.69277 | 1 | 0.69277 | 0.69277 | 0.16448 | 0.69277 | 0.57758 | 0.57758 | 0.64213 | 0.68992 | 0.63085 | 0.19073 | 0.23506 | 0.5231 | 0.33978 | 0.31101 | 0.79836 | 0.11528 | 0.46863 | 0.30349 | 0.16448 | 0.22356 | 0.48438 | 0.19836 | 0.75847 | 0.65457 | 0.65099 | 0.19082 | 0.23538 | 0.53042 | 0.30714 | 0.30852 | 0.80253 | 0.1146 | 0.48577 | 0.30024 | 0.16448 | 0.22356 | 0.48472 | 0.19836 | 0
Aug | 16 | 23 | Weekday | Wednesday | 0.52905 | 0.62299 | 0.67149 | 0.60711 | 1 | 0.60711 | 0.60711 | 0.16585 | 0.60711 | 0.52905 | 0.52905 | 0.36514 | 0.6807 | 0.48571 | 0.17747 | 0.23009 | 0.41928 | 0.42673 | 0.3051 | 0.4629 | 0.11629 | 0.41591 | 0.29752 | 0.16585 | 0.22472 | 0.42003 | 0.19836 | 0.42889 | 0.64192 | 0.50557 | 0.17754 | 0.22975 | 0.4369 | 0.36803 | 0.30414 | 0.45931 | 0.11596 | 0.43274 | 0.29423 | 0.16585 | 0.22472 | 0.42036 | 0.19836 | 0
Aug | 17 | 24 | Weekday | Thursday | 0.50112 | 0.60104 | 0.63752 | 0.55417 | 1 | 0.55417 | 0.55417 | 0.16448 | 0.55417 | 0.50112 | 0.50112 | 0.22638 | 0.6835 | 0.45733 | 0.18299 | 0.23522 | 0.38758 | 0.32941 | 0.30504 | 0.30626 | 0.11422 | 0.38735 | 0.30349 | 0.16448 | 0.22356 | 0.38618 | 0.19836 | 0.27436 | 0.64421 | 0.48678 | 0.18305 | 0.23538 | 0.40644 | 0.29308 | 0.30409 | 0.31222 | 0.11365 | 0.40403 | 0.30024 | 0.16448 | 0.22356 | 0.38646 | 0.19836 | 0
Aug | 17 | 1 | Weekday | Thursday | 0.49653 | 0.56547 | 0.62673 | 0.5118 | 1 | 0.5118 | 0.5118 | 0.16448 | 0.5118 | 0.49653 | 0.49653 | 0.22671 | 0.68501 | 0.43399 | 0.18299 | 0.23513 | 0.36751 | 0.41418 | 0.3052 | 0.30794 | 0.11387 | 0.36192 | 0.30282 | 0.16448 | 0.22356 | 0.38275 | 0.19836 | 0.27479 | 0.6449 | 0.46009 | 0.18305 | 0.23538 | 0.38752 | 0.35402 | 0.30403 | 0.31283 | 0.11364 | 0.37733 | 0.30024 | 0.16448 | 0.22356 | 0.38298 | 0.19836 | 0
Aug | 17 | 2 | Weekday | Thursday | 0.48661 | 0.55157 | 0.62079 | 0.47843 | 1 | 0.47843 | 0.47843 | 0.16448 | 0.47843 | 0.48661 | 0.48661 | 0.22671 | 0.68645 | 0.43678 | 0.18297 | 0.23572 | 0.35448 | 0.31924 | 0.30515 | 0.30675 | 0.11419 | 0.35541 | 0.30349 | 0.16448 | 0.22356 | 0.37974 | 0.19836 | 0.27491 | 0.64615 | 0.46234 | 0.18305 | 0.23538 | 0.3737 | 0.28329 | 0.30397 | 0.31295 | 0.11362 | 0.36957 | 0.30024 | 0.16448 | 0.22356 | 0.38014 | 0.19836 | 0
Aug | 17 | 3 | Weekday | Thursday | 0.47556 | 0.54998 | 0.62064 | 0.44959 | 1 | 0.44959 | 0.44959 | 0.16448 | 0.44959 | 0.47556 | 0.47556 | 0.23267 | 0.74526 | 0.45311 | 0.19078 | 0.23482 | 0.38901 | 0.54316 | 0.30891 | 0.32082 | 0.11535 | 0.36461 | 0.30382 | 0.16448 | 0.22356 | 0.42476 | 0.19836 | 0.28238 | 0.71093 | 0.46581 | 0.19082 | 0.23538 | 0.40795 | 0.47623 | 0.30798 | 0.32582 | 0.11501 | 0.37732 | 0.30024 | 0.16448 | 0.22356 | 0.42509 | 0.19836 | 0
Aug | 17 | 4 | Weekday | Thursday | 0.47385 | 0.55573 | 0.63465 | 0.43239 | 1 | 0.43239 | 0.43239 | 0.14788 | 0.43239 | 0.47385 | 0.47385 | 0.36014 | 0.77346 | 0.53932 | 0.21713 | 0.23803 | 0.47759 | 0.61369 | 0.30026 | 0.43447 | 0.11218 | 0.4224 | 0.2974 | 0.14788 | 0.19756 | 0.41303 | 0.18006 | 0.409 | 0.70888 | 0.51921 | 0.21703 | 0.23732 | 0.48371 | 0.4942 | 0.29884 | 0.4405 | 0.11172 | 0.4325 | 0.29445 | 0.14788 | 0.19756 | 0.4133 | 0.18006 | 0
Aug | 17 | 5 | Weekday | Thursday | 0.46371 | 0.57667 | 0.67741 | 0.45477 | 0.33631 | 0.45477 | 0.45477 | 0.22099 | 0.45477 | 0.46371 | 0.46371 | 0.58352 | 0.88671 | 0.80719 | 0.56686 | 0.34093 | 0.56393 | 0.74278 | 0.43419 | 0.83423 | 0.58646 | 0.66614 | 0.40881 | 0.22099 | 0.18209 | 0.56237 | 0.22331 | 0.64658 | 0.85974 | 0.75369 | 0.56615 | 0.3418 | 0.52227 | 0.67193 | 0.434 | 0.84368 | 0.5872 | 0.67943 | 0.40598 | 0.22072 | 0.17608 | 0.55071 | 0.22331 | 0
Aug | 17 | 6 | Weekday | Thursday | 0.47654 | 0.60937 | 0.73189 | 0.47832 | 0.0044583 | 0.47832 | 0.47832 | 0.32158 | 0.47832 | 0.47654 | 0.47654 | 0.78977 | 0.95735 | 1 | 0.64605 | 0.47665 | 0.64268 | 0.87663 | 0.4565 | 0.87317 | 0.61912 | 0.86265 | 0.45726 | 0.32158 | 0.27532 | 0.62734 | 0.49265 | 0.8241 | 0.94258 | 0.90696 | 0.6443 | 0.47647 | 0.60106 | 0.82538 | 0.44729 | 0.85823 | 0.60989 | 0.88143 | 0.45405 | 0.32158 | 0.27287 | 0.60296 | 0.49265 | 0
Aug | 17 | 7 | Weekday | Thursday | 0.53611 | 0.67309 | 0.77698 | 0.4959 | 0.0044583 | 0.4959 | 0.4959 | 0.53067 | 0.4959 | 0.53611 | 0.53611 | 0.84534 | 0.97911 | 0.86924 | 1 | 0.93883 | 0.64574 | 0.92263 | 0.78147 | 0.72545 | 0.80079 | 0.79527 | 0.92075 | 0.53067 | 0.48261 | 0.84678 | 0.74928 | 0.85828 | 0.97043 | 0.81789 | 1 | 0.9395 | 0.60747 | 0.88335 | 0.7794 | 0.7096 | 0.79752 | 0.78555 | 0.92019 | 0.53067 | 0.48258 | 0.83467 | 0.74928 | 0
Aug | 17 | 8 | Weekday | Thursday | 0.61499 | 0.722 | 0.80726 | 0.55264 | 0.0044583 | 0.55264 | 0.55264 | 0.80777 | 0.55264 | 0.61499 | 0.61499 | 0.70794 | 0.99825 | 0.77557 | 0.98423 | 0.91273 | 0.60678 | 0.98274 | 0.8211 | 0.73639 | 0.85748 | 0.77398 | 0.95082 | 0.80777 | 0.76931 | 0.94455 | 0.92271 | 0.73491 | 0.99409 | 0.75942 | 0.98404 | 0.91307 | 0.57565 | 0.95864 | 0.82069 | 0.72554 | 0.85755 | 0.76929 | 0.9498 | 0.80777 | 0.76931 | 0.94227 | 0.92271 | 0
Aug | 17 | 9 | Weekday | Thursday | 0.7212 | 0.77626 | 0.82986 | 0.58482 | 0.0044583 | 0.58482 | 0.58482 | 0.87402 | 0.58482 | 0.7212 | 0.7212 | 0.89773 | 1 | 0.65892 | 0.95762 | 0.92295 | 0.57919 | 0.98864 | 0.88032 | 0.91872 | 0.91314 | 0.62036 | 0.96915 | 0.87402 | 0.84407 | 0.93324 | 0.94483 | 0.90006 | 0.99858 | 0.65401 | 0.9573 | 0.92284 | 0.55271 | 0.97281 | 0.87978 | 0.91662 | 0.91307 | 0.61103 | 0.96859 | 0.87402 | 0.84407 | 0.93253 | 0.94483 | 0
Aug | 17 | 10 | Weekday | Thursday | 0.79833 | 0.82836 | 0.84854 | 0.6382 | 0.0044583 | 0.6382 | 0.6382 | 0.91876 | 0.6382 | 0.79833 | 0.79833 | 0.95112 | 0.99914 | 0.63459 | 0.96115 | 0.95252 | 0.59673 | 0.99362 | 0.92209 | 0.99314 | 0.95848 | 0.62601 | 0.98079 | 0.91876 | 0.90099 | 1 | 0.96484 | 0.96336 | 0.99997 | 0.65573 | 0.96039 | 0.95243 | 0.5832 | 0.98281 | 0.92198 | 0.99072 | 0.9584 | 0.62022 | 0.97964 | 0.91876 | 0.90099 | 1 | 0.96484 | 0
Aug | 17 | 11 | Weekday | Thursday | 0.84184 | 0.87181 | 0.85798 | 0.68932 | 0.0044583 | 0.68932 | 0.68932 | 0.94784 | 0.68932 | 0.84184 | 0.84184 | 0.97467 | 0.96791 | 0.63279 | 0.93126 | 0.95624 | 0.60772 | 0.95645 | 0.9629 | 1 | 0.99136 | 0.63772 | 0.93993 | 0.94784 | 0.94011 | 0.97924 | 0.89308 | 1 | 0.97092 | 0.65388 | 0.92981 | 0.95543 | 0.60119 | 0.94816 | 0.96299 | 1 | 0.99146 | 0.63329 | 0.93716 | 0.94784 | 0.94011 | 0.97941 | 0.89308 | 0
Aug | 17 | 12 | Weekday | Thursday | 0.84504 | 0.88516 | 0.85993 | 0.73664 | 0.0044583 | 0.73664 | 0.73664 | 0.9673 | 0.73664 | 0.84504 | 0.84504 | 0.81057 | 0.98816 | 0.61342 | 0.96269 | 0.99678 | 0.61407 | 0.99655 | 0.97991 | 0.98691 | 0.99554 | 0.64643 | 0.99604 | 0.9673 | 0.96562 | 0.98679 | 0.99081 | 0.83544 | 0.9937 | 0.63213 | 0.96148 | 0.99653 | 0.61268 | 0.994 | 0.97999 | 0.98882 | 0.9958 | 0.64317 | 0.99433 | 0.9673 | 0.96562 | 0.98701 | 0.99081 | 0
Aug | 17 | 13 | Weekday | Thursday | 0.83339 | 0.89403 | 0.86669 | 0.77026 | 0.0044583 | 0.77026 | 0.77026 | 0.98503 | 0.77026 | 0.83339 | 0.83339 | 0.74517 | 0.9863 | 0.61334 | 0.96188 | 0.97413 | 0.61532 | 1 | 1 | 0.79558 | 1 | 0.65137 | 0.99872 | 0.98503 | 0.98473 | 0.9689 | 0.99857 | 0.80048 | 0.99418 | 0.63274 | 0.96189 | 0.97444 | 0.61876 | 1 | 1 | 0.79632 | 1 | 0.64657 | 0.99837 | 0.98503 | 0.98473 | 0.96933 | 0.99857 | 0
Aug | 17 | 14 | Weekday | Thursday | 0.81747 | 0.89872 | 0.85922 | 0.78991 | 0.0044583 | 0.78991 | 0.78991 | 1 | 0.78991 | 0.81747 | 0.81747 | 0.75996 | 0.98467 | 0.61392 | 0.96249 | 0.97857 | 0.65072 | 0.9803 | 0.98883 | 0.77703 | 0.98966 | 0.64616 | 1 | 1 | 1 | 0.95313 | 1 | 0.77601 | 0.99522 | 0.63356 | 0.96258 | 0.9797 | 0.65156 | 0.98821 | 0.9884 | 0.77774 | 0.98931 | 0.64226 | 1 | 1 | 1 | 0.95376 | 1 | 0
Aug | 17 | 15 | Weekday | Thursday | 0.78671 | 0.8983 | 0.84375 | 0.81892 | 0.0044583 | 0.81892 | 0.81892 | 0.99653 | 0.81892 | 0.78671 | 0.78671 | 0.94758 | 0.98731 | 0.6514 | 0.9929 | 1 | 0.80179 | 0.97886 | 0.972 | 0.7688 | 0.97516 | 0.64069 | 0.99514 | 0.99653 | 0.99132 | 0.9468 | 0.98925 | 0.93239 | 1 | 0.69849 | 0.99236 | 1 | 0.8055 | 0.98589 | 0.97177 | 0.76842 | 0.97585 | 0.67242 | 0.99443 | 0.99653 | 0.99132 | 0.94725 | 0.98925 | 0
Aug | 17 | 16 | Weekday | Thursday | 0.75171 | 0.8768 | 0.82509 | 0.86422 | 0.0044583 | 0.86422 | 0.86422 | 0.97243 | 0.86422 | 0.75171 | 0.75171 | 0.96707 | 0.98619 | 0.74772 | 0.92077 | 0.90079 | 0.91998 | 0.96459 | 0.79156 | 0.94045 | 0.92639 | 0.73808 | 0.65363 | 0.97243 | 0.95771 | 0.93563 | 0.28921 | 0.94653 | 0.99946 | 0.7762 | 0.92118 | 0.90197 | 0.91663 | 0.96891 | 0.78987 | 0.93869 | 0.92655 | 0.77104 | 0.65085 | 0.97243 | 0.95771 | 0.93578 | 0.28921 | 0
Aug | 17 | 17 | Weekday | Thursday | 0.71595 | 0.83913 | 0.80413 | 0.89687 | 0.0044583 | 0.89687 | 0.89687 | 0.75318 | 0.89687 | 0.71595 | 0.71595 | 0.9956 | 0.80493 | 0.91583 | 0.7953 | 0.60568 | 0.96867 | 0.61455 | 0.67049 | 0.93972 | 0.82142 | 0.79998 | 0.5105 | 0.75318 | 0.71914 | 0.9088 | 0.093585 | 0.96666 | 0.8027 | 0.89182 | 0.79557 | 0.60597 | 0.958 | 0.59704 | 0.66557 | 0.92987 | 0.82116 | 0.82568 | 0.50805 | 0.75318 | 0.71914 | 0.90859 | 0.093585 | 0
Aug | 17 | 18 | Weekday | Thursday | 0.67507 | 0.79921 | 0.77844 | 0.87772 | 1 | 0.87772 | 0.87772 | 0.73687 | 0.87772 | 0.67507 | 0.67507 | 0.82347 | 0.81555 | 0.90419 | 0.78967 | 0.61003 | 0.9655 | 0.63906 | 0.68564 | 0.96648 | 0.79342 | 0.84167 | 0.54957 | 0.73687 | 0.71959 | 0.87902 | 0.13223 | 0.82455 | 0.80806 | 0.92267 | 0.79011 | 0.61049 | 0.9578 | 0.61487 | 0.6779 | 0.95328 | 0.79241 | 0.87678 | 0.54706 | 0.73687 | 0.71959 | 0.87867 | 0.13223 | 0
Aug | 17 | 19 | Weekday | Thursday | 0.66608 | 0.77598 | 0.76115 | 0.84088 | 1 | 0.84088 | 0.84088 | 0.71373 | 0.84088 | 0.66608 | 0.66608 | 0.83189 | 0.74694 | 0.96858 | 0.71152 | 0.55055 | 0.98779 | 0.60156 | 0.52618 | 0.82242 | 0.69244 | 0.946 | 0.58262 | 0.71373 | 0.72467 | 0.81455 | 0.19836 | 0.84657 | 0.72415 | 1 | 0.71112 | 0.55088 | 0.98699 | 0.55815 | 0.51862 | 0.81223 | 0.69122 | 0.98645 | 0.58068 | 0.71373 | 0.72467 | 0.81382 | 0.19836 | 0
Aug | 17 | 20 | Weekday | Thursday | 0.6556 | 0.74608 | 0.74167 | 0.81832 | 1 | 0.81832 | 0.81832 | 0.30005 | 0.81832 | 0.6556 | 0.6556 | 0.76661 | 0.72635 | 0.97504 | 0.69446 | 0.53651 | 0.85254 | 0.42205 | 0.31257 | 0.8107 | 0.11571 | 0.90261 | 0.57268 | 0.30005 | 0.35196 | 0.58586 | 0.19836 | 0.80002 | 0.7002 | 0.94448 | 0.69397 | 0.53792 | 0.85458 | 0.39549 | 0.30467 | 0.79684 | 0.11387 | 0.93413 | 0.57167 | 0.30005 | 0.35196 | 0.58623 | 0.19836 | 0
Aug | 17 | 21 | Weekday | Thursday | 0.60371 | 0.67539 | 0.7132 | 0.77423 | 1 | 0.77423 | 0.77423 | 0.16448 | 0.77423 | 0.60371 | 0.60371 | 0.70153 | 0.68693 | 0.80997 | 0.22211 | 0.25201 | 0.68384 | 0.42253 | 0.30833 | 0.78796 | 0.11514 | 0.66989 | 0.32098 | 0.16448 | 0.22356 | 0.39245 | 0.19836 | 0.77009 | 0.65347 | 0.79847 | 0.22222 | 0.25159 | 0.68195 | 0.37262 | 0.30408 | 0.77889 | 0.11365 | 0.69174 | 0.31752 | 0.16448 | 0.22356 | 0.39265 | 0.19836 | 0
Aug | 17 | 22 | Weekday | Thursday | 0.57758 | 0.63881 | 0.68115 | 0.69277 | 1 | 0.69277 | 0.69277 | 0.16448 | 0.69277 | 0.57758 | 0.57758 | 0.64213 | 0.68992 | 0.63085 | 0.19073 | 0.23506 | 0.5231 | 0.33978 | 0.31101 | 0.79836 | 0.11528 | 0.46863 | 0.30349 | 0.16448 | 0.22356 | 0.48438 | 0.19836 | 0.75847 | 0.65457 | 0.65099 | 0.19082 | 0.23538 | 0.53042 | 0.30714 | 0.30852 | 0.80253 | 0.1146 | 0.48577 | 0.30024 | 0.16448 | 0.22356 | 0.48472 | 0.19836 | 0
Aug | 17 | 23 | Weekday | Thursday | 0.52905 | 0.62299 | 0.67149 | 0.60711 | 1 | 0.60711 | 0.60711 | 0.16585 | 0.60711 | 0.52905 | 0.52905 | 0.36514 | 0.6807 | 0.48571 | 0.17747 | 0.23009 | 0.41928 | 0.42673 | 0.3051 | 0.4629 | 0.11629 | 0.41591 | 0.29752 | 0.16585 | 0.22472 | 0.42003 | 0.19836 | 0.42889 | 0.64192 | 0.50557 | 0.17754 | 0.22975 | 0.4369 | 0.36803 | 0.30414 | 0.45931 | 0.11596 | 0.43274 | 0.29423 | 0.16585 | 0.22472 | 0.42036 | 0.19836 | 0
Aug | 18 | 24 | Weekday | Friday | 0.50112 | 0.60104 | 0.63752 | 0.55417 | 1 | 0.55417 | 0.55417 | 0.16448 | 0.55417 | 0.50112 | 0.50112 | 0.22638 | 0.6835 | 0.45733 | 0.18299 | 0.23522 | 0.38758 | 0.32941 | 0.30504 | 0.30626 | 0.11422 | 0.38735 | 0.30349 | 0.16448 | 0.22356 | 0.38618 | 0.19836 | 0.27436 | 0.64421 | 0.48678 | 0.18305 | 0.23538 | 0.40644 | 0.29308 | 0.30409 | 0.31222 | 0.11365 | 0.40403 | 0.30024 | 0.16448 | 0.22356 | 0.38646 | 0.19836 | 0
Aug | 18 | 1 | Weekday | Friday | 0.49653 | 0.56547 | 0.62673 | 0.5118 | 1 | 0.5118 | 0.5118 | 0.16448 | 0.5118 | 0.49653 | 0.49653 | 0.22671 | 0.68501 | 0.43399 | 0.18299 | 0.23513 | 0.36751 | 0.41418 | 0.3052 | 0.30794 | 0.11387 | 0.36192 | 0.30282 | 0.16448 | 0.22356 | 0.38275 | 0.19836 | 0.27479 | 0.6449 | 0.46009 | 0.18305 | 0.23538 | 0.38752 | 0.35402 | 0.30403 | 0.31283 | 0.11364 | 0.37733 | 0.30024 | 0.16448 | 0.22356 | 0.38298 | 0.19836 | 0
Aug | 18 | 2 | Weekday | Friday | 0.48661 | 0.55157 | 0.62079 | 0.47843 | 1 | 0.47843 | 0.47843 | 0.16448 | 0.47843 | 0.48661 | 0.48661 | 0.22671 | 0.68645 | 0.43678 | 0.18297 | 0.23572 | 0.35448 | 0.31924 | 0.30515 | 0.30675 | 0.11419 | 0.35541 | 0.30349 | 0.16448 | 0.22356 | 0.37974 | 0.19836 | 0.27491 | 0.64615 | 0.46234 | 0.18305 | 0.23538 | 0.3737 | 0.28329 | 0.30397 | 0.31295 | 0.11362 | 0.36957 | 0.30024 | 0.16448 | 0.22356 | 0.38014 | 0.19836 | 0
Aug | 18 | 3 | Weekday | Friday | 0.47556 | 0.54998 | 0.62064 | 0.44959 | 1 | 0.44959 | 0.44959 | 0.16448 | 0.44959 | 0.47556 | 0.47556 | 0.23267 | 0.74526 | 0.45311 | 0.19078 | 0.23482 | 0.38901 | 0.54316 | 0.30891 | 0.32082 | 0.11535 | 0.36461 | 0.30382 | 0.16448 | 0.22356 | 0.42476 | 0.19836 | 0.28238 | 0.71093 | 0.46581 | 0.19082 | 0.23538 | 0.40795 | 0.47623 | 0.30798 | 0.32582 | 0.11501 | 0.37732 | 0.30024 | 0.16448 | 0.22356 | 0.42509 | 0.19836 | 0
Aug | 18 | 4 | Weekday | Friday | 0.47385 | 0.55573 | 0.63465 | 0.43239 | 1 | 0.43239 | 0.43239 | 0.14788 | 0.43239 | 0.47385 | 0.47385 | 0.36014 | 0.77346 | 0.53932 | 0.21713 | 0.23803 | 0.47759 | 0.61369 | 0.30026 | 0.43447 | 0.11218 | 0.4224 | 0.2974 | 0.14788 | 0.19756 | 0.41303 | 0.18006 | 0.409 | 0.70888 | 0.51921 | 0.21703 | 0.23732 | 0.48371 | 0.4942 | 0.29884 | 0.4405 | 0.11172 | 0.4325 | 0.29445 | 0.14788 | 0.19756 | 0.4133 | 0.18006 | 0
Aug | 18 | 5 | Weekday | Friday | 0.46371 | 0.57667 | 0.67741 | 0.45477 | 0.33631 | 0.45477 | 0.45477 | 0.22099 | 0.45477 | 0.46371 | 0.46371 | 0.58352 | 0.88671 | 0.80719 | 0.56686 | 0.34093 | 0.56393 | 0.74278 | 0.43419 | 0.83423 | 0.58646 | 0.66614 | 0.40881 | 0.22099 | 0.18209 | 0.56237 | 0.22331 | 0.64658 | 0.85974 | 0.75369 | 0.56615 | 0.3418 | 0.52227 | 0.67193 | 0.434 | 0.84368 | 0.5872 | 0.67943 | 0.40598 | 0.22072 | 0.17608 | 0.55071 | 0.22331 | 0
Aug | 18 | 6 | Weekday | Friday | 0.47654 | 0.60937 | 0.73189 | 0.47832 | 0.0044583 | 0.47832 | 0.47832 | 0.32158 | 0.47832 | 0.47654 | 0.47654 | 0.78977 | 0.95735 | 1 | 0.64605 | 0.47665 | 0.64268 | 0.87663 | 0.4565 | 0.87317 | 0.61912 | 0.86265 | 0.45726 | 0.32158 | 0.27532 | 0.62734 | 0.49265 | 0.8241 | 0.94258 | 0.90696 | 0.6443 | 0.47647 | 0.60106 | 0.82538 | 0.44729 | 0.85823 | 0.60989 | 0.88143 | 0.45405 | 0.32158 | 0.27287 | 0.60296 | 0.49265 | 0
Aug | 18 | 7 | Weekday | Friday | 0.53611 | 0.67309 | 0.77698 | 0.4959 | 0.0044583 | 0.4959 | 0.4959 | 0.53067 | 0.4959 | 0.53611 | 0.53611 | 0.84534 | 0.97911 | 0.86924 | 1 | 0.93883 | 0.64574 | 0.92263 | 0.78147 | 0.72545 | 0.80079 | 0.79527 | 0.92075 | 0.53067 | 0.48261 | 0.84678 | 0.74928 | 0.85828 | 0.97043 | 0.81789 | 1 | 0.9395 | 0.60747 | 0.88335 | 0.7794 | 0.7096 | 0.79752 | 0.78555 | 0.92019 | 0.53067 | 0.48258 | 0.83467 | 0.74928 | 0
Aug | 18 | 8 | Weekday | Friday | 0.61499 | 0.722 | 0.80726 | 0.55264 | 0.0044583 | 0.55264 | 0.55264 | 0.80777 | 0.55264 | 0.61499 | 0.61499 | 0.70794 | 0.99825 | 0.77557 | 0.98423 | 0.91273 | 0.60678 | 0.98274 | 0.8211 | 0.73639 | 0.85748 | 0.77398 | 0.95082 | 0.80777 | 0.76931 | 0.94455 | 0.92271 | 0.73491 | 0.99409 | 0.75942 | 0.98404 | 0.91307 | 0.57565 | 0.95864 | 0.82069 | 0.72554 | 0.85755 | 0.76929 | 0.9498 | 0.80777 | 0.76931 | 0.94227 | 0.92271 | 0
Aug | 18 | 9 | Weekday | Friday | 0.7212 | 0.77626 | 0.82986 | 0.58482 | 0.0044583 | 0.58482 | 0.58482 | 0.87402 | 0.58482 | 0.7212 | 0.7212 | 0.89773 | 1 | 0.65892 | 0.95762 | 0.92295 | 0.57919 | 0.98864 | 0.88032 | 0.91872 | 0.91314 | 0.62036 | 0.96915 | 0.87402 | 0.84407 | 0.93324 | 0.94483 | 0.90006 | 0.99858 | 0.65401 | 0.9573 | 0.92284 | 0.55271 | 0.97281 | 0.87978 | 0.91662 | 0.91307 | 0.61103 | 0.96859 | 0.87402 | 0.84407 | 0.93253 | 0.94483 | 0
Aug | 18 | 10 | Weekday | Friday | 0.79833 | 0.82836 | 0.84854 | 0.6382 | 0.0044583 | 0.6382 | 0.6382 | 0.91876 | 0.6382 | 0.79833 | 0.79833 | 0.95112 | 0.99914 | 0.63459 | 0.96115 | 0.95252 | 0.59673 | 0.99362 | 0.92209 | 0.99314 | 0.95848 | 0.62601 | 0.98079 | 0.91876 | 0.90099 | 1 | 0.96484 | 0.96336 | 0.99997 | 0.65573 | 0.96039 | 0.95243 | 0.5832 | 0.98281 | 0.92198 | 0.99072 | 0.9584 | 0.62022 | 0.97964 | 0.91876 | 0.90099 | 1 | 0.96484 | 0
Aug | 18 | 11 | Weekday | Friday | 0.84184 | 0.87181 | 0.85798 | 0.68932 | 0.0044583 | 0.68932 | 0.68932 | 0.94784 | 0.68932 | 0.84184 | 0.84184 | 0.97467 | 0.96791 | 0.63279 | 0.93126 | 0.95624 | 0.60772 | 0.95645 | 0.9629 | 1 | 0.99136 | 0.63772 | 0.93993 | 0.94784 | 0.94011 | 0.97924 | 0.89308 | 1 | 0.97092 | 0.65388 | 0.92981 | 0.95543 | 0.60119 | 0.94816 | 0.96299 | 1 | 0.99146 | 0.63329 | 0.93716 | 0.94784 | 0.94011 | 0.97941 | 0.89308 | 0
Aug | 18 | 12 | Weekday | Friday | 0.84504 | 0.88516 | 0.85993 | 0.73664 | 0.0044583 | 0.73664 | 0.73664 | 0.9673 | 0.73664 | 0.84504 | 0.84504 | 0.81057 | 0.98816 | 0.61342 | 0.96269 | 0.99678 | 0.61407 | 0.99655 | 0.97991 | 0.98691 | 0.99554 | 0.64643 | 0.99604 | 0.9673 | 0.96562 | 0.98679 | 0.99081 | 0.83544 | 0.9937 | 0.63213 | 0.96148 | 0.99653 | 0.61268 | 0.994 | 0.97999 | 0.98882 | 0.9958 | 0.64317 | 0.99433 | 0.9673 | 0.96562 | 0.98701 | 0.99081 | 0
Aug | 18 | 13 | Weekday | Friday | 0.83339 | 0.89403 | 0.86669 | 0.77026 | 0.0044583 | 0.77026 | 0.77026 | 0.98503 | 0.77026 | 0.83339 | 0.83339 | 0.74517 | 0.9863 | 0.61334 | 0.96188 | 0.97413 | 0.61532 | 1 | 1 | 0.79558 | 1 | 0.65137 | 0.99872 | 0.98503 | 0.98473 | 0.9689 | 0.99857 | 0.80048 | 0.99418 | 0.63274 | 0.96189 | 0.97444 | 0.61876 | 1 | 1 | 0.79632 | 1 | 0.64657 | 0.99837 | 0.98503 | 0.98473 | 0.96933 | 0.99857 | 0
Aug | 18 | 14 | Weekday | Friday | 0.81747 | 0.89872 | 0.85922 | 0.78991 | 0.0044583 | 0.78991 | 0.78991 | 1 | 0.78991 | 0.81747 | 0.81747 | 0.75996 | 0.98467 | 0.61392 | 0.96249 | 0.97857 | 0.65072 | 0.9803 | 0.98883 | 0.77703 | 0.98966 | 0.64616 | 1 | 1 | 1 | 0.95313 | 1 | 0.77601 | 0.99522 | 0.63356 | 0.96258 | 0.9797 | 0.65156 | 0.98821 | 0.9884 | 0.77774 | 0.98931 | 0.64226 | 1 | 1 | 1 | 0.95376 | 1 | 0
Aug | 18 | 15 | Weekday | Friday | 0.78671 | 0.8983 | 0.84375 | 0.81892 | 0.0044583 | 0.81892 | 0.81892 | 0.99653 | 0.81892 | 0.78671 | 0.78671 | 0.94758 | 0.98731 | 0.6514 | 0.9929 | 1 | 0.80179 | 0.97886 | 0.972 | 0.7688 | 0.97516 | 0.64069 | 0.99514 | 0.99653 | 0.99132 | 0.9468 | 0.98925 | 0.93239 | 1 | 0.69849 | 0.99236 | 1 | 0.8055 | 0.98589 | 0.97177 | 0.76842 | 0.97585 | 0.67242 | 0.99443 | 0.99653 | 0.99132 | 0.94725 | 0.98925 | 0
Aug | 18 | 16 | Weekday | Friday | 0.75171 | 0.8768 | 0.82509 | 0.86422 | 0.0044583 | 0.86422 | 0.86422 | 0.97243 | 0.86422 | 0.75171 | 0.75171 | 0.96707 | 0.98619 | 0.74772 | 0.92077 | 0.90079 | 0.91998 | 0.96459 | 0.79156 | 0.94045 | 0.92639 | 0.73808 | 0.65363 | 0.97243 | 0.95771 | 0.93563 | 0.28921 | 0.94653 | 0.99946 | 0.7762 | 0.92118 | 0.90197 | 0.91663 | 0.96891 | 0.78987 | 0.93869 | 0.92655 | 0.77104 | 0.65085 | 0.97243 | 0.95771 | 0.93578 | 0.28921 | 0
Aug | 18 | 17 | Weekday | Friday | 0.71595 | 0.83913 | 0.80413 | 0.89687 | 0.0044583 | 0.89687 | 0.89687 | 0.75318 | 0.89687 | 0.71595 | 0.71595 | 0.9956 | 0.80493 | 0.91583 | 0.7953 | 0.60568 | 0.96867 | 0.61455 | 0.67049 | 0.93972 | 0.82142 | 0.79998 | 0.5105 | 0.75318 | 0.71914 | 0.9088 | 0.093585 | 0.96666 | 0.8027 | 0.89182 | 0.79557 | 0.60597 | 0.958 | 0.59704 | 0.66557 | 0.92987 | 0.82116 | 0.82568 | 0.50805 | 0.75318 | 0.71914 | 0.90859 | 0.093585 | 0
Aug | 18 | 18 | Weekday | Friday | 0.67507 | 0.79921 | 0.77844 | 0.87772 | 1 | 0.87772 | 0.87772 | 0.73687 | 0.87772 | 0.67507 | 0.67507 | 0.82347 | 0.81555 | 0.90419 | 0.78967 | 0.61003 | 0.9655 | 0.63906 | 0.68564 | 0.96648 | 0.79342 | 0.84167 | 0.54957 | 0.73687 | 0.71959 | 0.87902 | 0.13223 | 0.82455 | 0.80806 | 0.92267 | 0.79011 | 0.61049 | 0.9578 | 0.61487 | 0.6779 | 0.95328 | 0.79241 | 0.87678 | 0.54706 | 0.73687 | 0.71959 | 0.87867 | 0.13223 | 0
Aug | 18 | 19 | Weekday | Friday | 0.66608 | 0.77598 | 0.76115 | 0.84088 | 1 | 0.84088 | 0.84088 | 0.71373 | 0.84088 | 0.66608 | 0.66608 | 0.83189 | 0.74694 | 0.96858 | 0.71152 | 0.55055 | 0.98779 | 0.60156 | 0.52618 | 0.82242 | 0.69244 | 0.946 | 0.58262 | 0.71373 | 0.72467 | 0.81455 | 0.19836 | 0.84657 | 0.72415 | 1 | 0.71112 | 0.55088 | 0.98699 | 0.55815 | 0.51862 | 0.81223 | 0.69122 | 0.98645 | 0.58068 | 0.71373 | 0.72467 | 0.81382 | 0.19836 | 0
Aug | 18 | 20 | Weekday | Friday | 0.6556 | 0.74608 | 0.74167 | 0.81832 | 1 | 0.81832 | 0.81832 | 0.30005 | 0.81832 | 0.6556 | 0.6556 | 0.76661 | 0.72635 | 0.97504 | 0.69446 | 0.53651 | 0.85254 | 0.42205 | 0.31257 | 0.8107 | 0.11571 | 0.90261 | 0.57268 | 0.30005 | 0.35196 | 0.58586 | 0.19836 | 0.80002 | 0.7002 | 0.94448 | 0.69397 | 0.53792 | 0.85458 | 0.39549 | 0.30467 | 0.79684 | 0.11387 | 0.93413 | 0.57167 | 0.30005 | 0.35196 | 0.58623 | 0.19836 | 0
Aug | 18 | 21 | Weekday | Friday | 0.60371 | 0.67539 | 0.7132 | 0.77423 | 1 | 0.77423 | 0.77423 | 0.16448 | 0.77423 | 0.60371 | 0.60371 | 0.70153 | 0.68693 | 0.80997 | 0.22211 | 0.25201 | 0.68384 | 0.42253 | 0.30833 | 0.78796 | 0.11514 | 0.66989 | 0.32098 | 0.16448 | 0.22356 | 0.39245 | 0.19836 | 0.77009 | 0.65347 | 0.79847 | 0.22222 | 0.25159 | 0.68195 | 0.37262 | 0.30408 | 0.77889 | 0.11365 | 0.69174 | 0.31752 | 0.16448 | 0.22356 | 0.39265 | 0.19836 | 0
Aug | 18 | 22 | Weekday | Friday | 0.57758 | 0.63881 | 0.68115 | 0.69277 | 1 | 0.69277 | 0.69277 | 0.16448 | 0.69277 | 0.57758 | 0.57758 | 0.64213 | 0.68992 | 0.63085 | 0.19073 | 0.23506 | 0.5231 | 0.33978 | 0.31101 | 0.79836 | 0.11528 | 0.46863 | 0.30349 | 0.16448 | 0.22356 | 0.48438 | 0.19836 | 0.75847 | 0.65457 | 0.65099 | 0.19082 | 0.23538 | 0.53042 | 0.30714 | 0.30852 | 0.80253 | 0.1146 | 0.48577 | 0.30024 | 0.16448 | 0.22356 | 0.48472 | 0.19836 | 0
Aug | 18 | 23 | Weekday | Friday | 0.52905 | 0.62299 | 0.67149 | 0.60711 | 1 | 0.60711 | 0.60711 | 0.15796 | 0.60711 | 0.52905 | 0.52905 | 0.3743 | 0.67375 | 0.48353 | 0.16717 | 0.21889 | 0.40803 | 0.41075 | 0.30567 | 0.46603 | 0.1287 | 0.41655 | 0.28612 | 0.15796 | 0.21804 | 0.40533 | 0.19836 | 0.43648 | 0.63958 | 0.50155 | 0.1672 | 0.21918 | 0.42497 | 0.35777 | 0.30398 | 0.46297 | 0.12831 | 0.43312 | 0.28296 | 0.15796 | 0.21804 | 0.40569 | 0.19836 | 0
Aug | 19 | 24 | Weekend | Saturday | 0.51423 | 0.62087 | 0.69616 | 0.60278 | 1 | 0.60278 | 0.60278 | 0.16191 | 0.60278 | 0.51423 | 0.51423 | 0.22598 | 0.66899 | 0.46033 | 0.15136 | 0.20321 | 0.37959 | 0.31375 | 0.3031 | 0.30595 | 0.11403 | 0.41059 | 0.26896 | 0.16191 | 0.22138 | 0.37019 | 0.19836 | 0.27414 | 0.63311 | 0.48908 | 0.15135 | 0.20298 | 0.39796 | 0.28275 | 0.30393 | 0.31176 | 0.1136 | 0.42825 | 0.26568 | 0.16191 | 0.22138 | 0.37036 | 0.19836 | 0
Aug | 19 | 1 | Weekend | Saturday | 0.5147 | 0.58632 | 0.68206 | 0.55887 | 1 | 0.55887 | 0.55887 | 0.16191 | 0.55887 | 0.5147 | 0.5147 | 0.22662 | 0.66833 | 0.4248 | 0.15136 | 0.20298 | 0.36165 | 0.3993 | 0.30495 | 0.30724 | 0.11369 | 0.36163 | 0.26992 | 0.16191 | 0.22138 | 0.36732 | 0.19836 | 0.27461 | 0.63205 | 0.44745 | 0.15135 | 0.20298 | 0.3813 | 0.34742 | 0.30389 | 0.31244 | 0.11359 | 0.37575 | 0.26568 | 0.16191 | 0.22138 | 0.36749 | 0.19836 | 0
Aug | 19 | 2 | Weekend | Saturday | 0.50471 | 0.57425 | 0.67427 | 0.52195 | 1 | 0.52195 | 0.52195 | 0.16191 | 0.52195 | 0.50471 | 0.50471 | 0.22675 | 0.67123 | 0.4414 | 0.15131 | 0.20275 | 0.3521 | 0.30408 | 0.30429 | 0.30742 | 0.11368 | 0.35594 | 0.268 | 0.16191 | 0.22138 | 0.36568 | 0.19836 | 0.27478 | 0.63305 | 0.46503 | 0.15135 | 0.20298 | 0.37117 | 0.27243 | 0.30386 | 0.31263 | 0.11358 | 0.36934 | 0.26568 | 0.16191 | 0.22138 | 0.36597 | 0.19836 | 0
Aug | 19 | 3 | Weekend | Saturday | 0.49307 | 0.57302 | 0.6746 | 0.48933 | 1 | 0.48933 | 0.48933 | 0.16191 | 0.48933 | 0.49307 | 0.49307 | 0.22918 | 0.67616 | 0.45164 | 0.15911 | 0.20321 | 0.38994 | 0.48051 | 0.30459 | 0.31266 | 0.11456 | 0.36845 | 0.26896 | 0.16191 | 0.22138 | 0.38905 | 0.19836 | 0.27792 | 0.64021 | 0.46242 | 0.15912 | 0.20298 | 0.40894 | 0.42353 | 0.30543 | 0.31801 | 0.11413 | 0.37881 | 0.26568 | 0.16191 | 0.22138 | 0.38938 | 0.19836 | 0
Aug | 19 | 4 | Weekend | Saturday | 0.49173 | 0.58538 | 0.69498 | 0.47495 | 1 | 0.47495 | 0.47495 | 0.14827 | 0.47495 | 0.49173 | 0.49173 | 0.37249 | 0.67641 | 0.48339 | 0.16998 | 0.1902 | 0.48078 | 0.47838 | 0.29855 | 0.43774 | 0.11103 | 0.38926 | 0.24896 | 0.14827 | 0.20002 | 0.37815 | 0.18162 | 0.41365 | 0.63916 | 0.48174 | 0.16991 | 0.18992 | 0.48712 | 0.39897 | 0.29745 | 0.43886 | 0.11125 | 0.40069 | 0.24458 | 0.14827 | 0.20002 | 0.37821 | 0.18162 | 0
Aug | 19 | 5 | Weekend | Saturday | 0.48416 | 0.61993 | 0.75704 | 0.50786 | 0.40267 | 0.50786 | 0.50786 | 0.13623 | 0.50786 | 0.48416 | 0.48416 | 0.59617 | 0.70242 | 0.68719 | 0.37324 | 0.22101 | 0.56386 | 0.6013 | 0.25234 | 0.83569 | 0.095156 | 0.52647 | 0.25638 | 0.13623 | 0.11027 | 0.5002 | 0.083547 | 0.65356 | 0.67979 | 0.68866 | 0.37128 | 0.22084 | 0.52226 | 0.53227 | 0.25165 | 0.84361 | 0.094689 | 0.53985 | 0.25301 | 0.13623 | 0.10962 | 0.47705 | 0.083547 | 0
Aug | 19 | 6 | Weekend | Saturday | 0.51138 | 0.6686 | 0.84097 | 0.54443 | 0.0044583 | 0.54443 | 0.54443 | 0.20194 | 0.54443 | 0.51138 | 0.51138 | 0.76067 | 0.75582 | 0.87131 | 0.39153 | 0.23951 | 0.63557 | 0.62189 | 0.25069 | 0.84898 | 0.095023 | 0.70085 | 0.24212 | 0.20194 | 0.16782 | 0.57506 | 0.1526 | 0.83686 | 0.72488 | 0.81954 | 0.38931 | 0.23941 | 0.59359 | 0.57849 | 0.25126 | 0.85857 | 0.094556 | 0.71929 | 0.23855 | 0.20194 | 0.16781 | 0.53708 | 0.1526 | 0
Aug | 19 | 7 | Weekend | Saturday | 0.60118 | 0.75262 | 0.90245 | 0.55321 | 0.0044583 | 0.55321 | 0.55321 | 0.44864 | 0.55321 | 0.60118 | 0.60118 | 0.8156 | 0.77781 | 0.99948 | 0.49808 | 0.32654 | 0.59341 | 0.73889 | 0.25398 | 0.6986 | 0.115 | 1 | 0.30655 | 0.44864 | 0.39172 | 0.71949 | 0.16308 | 0.86536 | 0.75518 | 0.89384 | 0.49737 | 0.32698 | 0.55203 | 0.70739 | 0.2514 | 0.70623 | 0.11491 | 0.99463 | 0.30354 | 0.44864 | 0.39013 | 0.69298 | 0.16308 | 0
Aug | 19 | 8 | Weekend | Saturday | 0.70158 | 0.81424 | 0.93824 | 0.58325 | 0.0044583 | 0.58325 | 0.58325 | 0.60689 | 0.58325 | 0.70158 | 0.70158 | 0.67899 | 0.80261 | 0.83191 | 0.48583 | 0.34164 | 0.54358 | 0.73477 | 0.25164 | 0.71952 | 0.16203 | 0.87788 | 0.31615 | 0.60689 | 0.55931 | 0.7206 | 0.2313 | 0.7109 | 0.78582 | 0.78004 | 0.48544 | 0.34167 | 0.50866 | 0.71842 | 0.25158 | 0.71676 | 0.1619 | 0.87 | 0.31224 | 0.60689 | 0.55931 | 0.70663 | 0.2313 | 0
Aug | 19 | 9 | Weekend | Saturday | 0.82938 | 0.8721 | 0.96085 | 0.59761 | 0.0044583 | 0.59761 | 0.59761 | 0.74072 | 0.59761 | 0.82938 | 0.82938 | 0.88486 | 0.80277 | 0.70103 | 0.5052 | 0.359 | 0.50284 | 0.76804 | 0.2542 | 0.89985 | 0.17405 | 0.64667 | 0.32184 | 0.74072 | 0.70289 | 0.80707 | 0.23475 | 0.8752 | 0.78885 | 0.67042 | 0.50522 | 0.35886 | 0.47177 | 0.74975 | 0.25161 | 0.89275 | 0.17389 | 0.63607 | 0.31701 | 0.74072 | 0.70289 | 0.80146 | 0.23475 | 0
Aug | 19 | 10 | Weekend | Saturday | 0.92969 | 0.92827 | 0.9803 | 0.65086 | 0.0044583 | 0.65086 | 0.65086 | 0.78219 | 0.65086 | 0.92969 | 0.92969 | 0.92566 | 0.80251 | 0.66226 | 0.49559 | 0.36216 | 0.51347 | 0.73966 | 0.25594 | 0.97027 | 0.23595 | 0.63021 | 0.32297 | 0.78219 | 0.75147 | 0.87896 | 0.23803 | 0.92517 | 0.79163 | 0.65734 | 0.49561 | 0.36203 | 0.49491 | 0.73441 | 0.2559 | 0.9637 | 0.23578 | 0.61818 | 0.32104 | 0.78219 | 0.75147 | 0.87713 | 0.23803 | 0
Aug | 19 | 11 | Weekend | Saturday | 0.98829 | 0.97116 | 0.98973 | 0.7166 | 0.0044583 | 0.7166 | 0.7166 | 0.8921 | 0.7166 | 0.98829 | 0.98829 | 0.94021 | 0.79329 | 0.63595 | 0.5263 | 0.3937 | 0.52691 | 0.75717 | 0.26663 | 0.96814 | 0.27831 | 0.63067 | 0.26779 | 0.8921 | 0.87304 | 0.89948 | 0.16985 | 0.94949 | 0.78397 | 0.65616 | 0.52656 | 0.39369 | 0.5155 | 0.74678 | 0.2641 | 0.96474 | 0.27822 | 0.62765 | 0.26354 | 0.8921 | 0.87304 | 0.89973 | 0.16985 | 0
Aug | 19 | 12 | Weekend | Saturday | 1 | 0.98436 | 0.99079 | 0.77911 | 0.0044583 | 0.77911 | 0.77911 | 0.92376 | 0.77911 | 1 | 1 | 0.79442 | 0.78659 | 0.60707 | 0.54181 | 0.39041 | 0.53677 | 0.7486 | 0.27736 | 0.96728 | 0.33118 | 0.64684 | 0.26931 | 0.92376 | 0.91431 | 0.91011 | 0.17879 | 0.80684 | 0.78037 | 0.62437 | 0.5421 | 0.39039 | 0.5307 | 0.75213 | 0.27743 | 0.96386 | 0.3312 | 0.64307 | 0.26411 | 0.92376 | 0.91431 | 0.91062 | 0.17879 | 0
Aug | 19 | 13 | Weekend | Saturday | 0.99895 | 0.99414 | 1 | 0.82153 | 0.0044583 | 0.82153 | 0.82153 | 0.93819 | 0.82153 | 0.99895 | 0.99895 | 0.74418 | 0.78414 | 0.60812 | 0.45693 | 0.30841 | 0.55011 | 0.78348 | 0.30707 | 0.79204 | 0.41378 | 0.65341 | 0.27205 | 0.93819 | 0.93297 | 0.90074 | 0.19241 | 0.79292 | 0.78028 | 0.62622 | 0.45712 | 0.30809 | 0.5496 | 0.78285 | 0.30792 | 0.78924 | 0.41431 | 0.65182 | 0.2688 | 0.93819 | 0.93297 | 0.90111 | 0.19241 | 0
Aug | 19 | 14 | Weekend | Saturday | 0.9874 | 1 | 0.99028 | 0.85164 | 0.0044583 | 0.85164 | 0.85164 | 0.94651 | 0.85164 | 0.9874 | 0.9874 | 0.77789 | 0.75071 | 0.6105 | 0.45564 | 0.30004 | 0.59924 | 0.74892 | 0.32067 | 0.79471 | 0.37765 | 0.65643 | 0.28164 | 0.94651 | 0.94416 | 0.89318 | 0.20034 | 0.79334 | 0.75089 | 0.6279 | 0.45591 | 0.30038 | 0.59697 | 0.75399 | 0.31905 | 0.79261 | 0.3781 | 0.65148 | 0.27846 | 0.94651 | 0.94416 | 0.89391 | 0.20034 | 0
Aug | 19 | 15 | Weekend | Saturday | 0.95146 | 0.99508 | 0.96785 | 0.89264 | 0.0044583 | 0.89264 | 0.89264 | 0.93595 | 0.89264 | 0.95146 | 0.95146 | 0.97562 | 0.7444 | 0.64831 | 0.49191 | 0.32075 | 0.76858 | 0.74856 | 0.32978 | 0.79593 | 0.43625 | 0.65378 | 0.28977 | 0.93595 | 0.92952 | 0.89702 | 0.12605 | 0.96594 | 0.74361 | 0.69436 | 0.49205 | 0.32094 | 0.77031 | 0.74356 | 0.33011 | 0.79515 | 0.43682 | 0.68611 | 0.28664 | 0.93595 | 0.92952 | 0.89764 | 0.12605 | 0
Aug | 19 | 16 | Weekend | Saturday | 0.88488 | 0.9626 | 0.93857 | 0.95413 | 0.0044583 | 0.95413 | 0.95413 | 0.83269 | 0.95413 | 0.88488 | 0.88488 | 0.98291 | 0.71463 | 0.71776 | 0.47055 | 0.27957 | 0.93785 | 0.67643 | 0.32935 | 0.96033 | 0.39079 | 0.72323 | 0.25804 | 0.83269 | 0.81465 | 0.8434 | 0.11407 | 0.96748 | 0.71135 | 0.75563 | 0.47033 | 0.27938 | 0.93565 | 0.67214 | 0.32967 | 0.9593 | 0.39094 | 0.75465 | 0.25469 | 0.83269 | 0.81465 | 0.84351 | 0.11407 | 0
Aug | 19 | 17 | Weekend | Saturday | 0.81421 | 0.91626 | 0.90678 | 1 | 0.0044583 | 1 | 1 | 0.63969 | 1 | 0.81421 | 0.81421 | 1 | 0.69996 | 0.85131 | 0.32572 | 0.17147 | 0.98211 | 0.51886 | 0.30815 | 0.96004 | 0.36587 | 0.83957 | 0.13108 | 0.63969 | 0.60631 | 0.80152 | 0.10707 | 0.97565 | 0.68769 | 0.89367 | 0.32614 | 0.17182 | 0.97232 | 0.49113 | 0.30705 | 0.95191 | 0.36629 | 0.87831 | 0.12683 | 0.63969 | 0.60631 | 0.79977 | 0.10707 | 0
Aug | 19 | 18 | Weekend | Saturday | 0.76115 | 0.87143 | 0.86694 | 0.98365 | 1 | 0.98365 | 0.98365 | 0.46911 | 0.98365 | 0.76115 | 0.76115 | 0.83435 | 0.70624 | 0.89059 | 0.28832 | 0.18452 | 0.97653 | 0.49065 | 0.30749 | 0.98314 | 0.28285 | 0.87008 | 0.18827 | 0.46911 | 0.4735 | 0.73069 | 0.13913 | 0.84647 | 0.68909 | 0.90882 | 0.28847 | 0.18375 | 0.96956 | 0.46989 | 0.30771 | 0.97433 | 0.28311 | 0.91071 | 0.18443 | 0.46911 | 0.4735 | 0.72737 | 0.13913 | 0
Aug | 19 | 19 | Weekend | Saturday | 0.73718 | 0.84629 | 0.84071 | 0.94835 | 1 | 0.94835 | 0.94835 | 0.48068 | 0.94835 | 0.73718 | 0.73718 | 0.84209 | 0.67681 | 0.93854 | 0.21306 | 0.21202 | 1 | 0.52818 | 0.31681 | 0.84192 | 0.28363 | 0.95905 | 0.27065 | 0.48068 | 0.51672 | 0.70841 | 0.20035 | 0.86555 | 0.64721 | 0.96502 | 0.21319 | 0.21252 | 1 | 0.48577 | 0.31708 | 0.83526 | 0.28356 | 1 | 0.26642 | 0.48068 | 0.51672 | 0.70292 | 0.20035 | 0
Aug | 19 | 20 | Weekend | Saturday | 0.71267 | 0.80806 | 0.81353 | 0.92766 | 1 | 0.92766 | 0.92766 | 0.2155 | 0.92766 | 0.71267 | 0.71267 | 0.7957 | 0.67858 | 0.9019 | 0.19029 | 0.2077 | 0.87204 | 0.39206 | 0.30838 | 0.83635 | 0.21889 | 0.93692 | 0.26896 | 0.2155 | 0.27546 | 0.57696 | 0.19912 | 0.84041 | 0.6477 | 0.91961 | 0.19022 | 0.20702 | 0.87532 | 0.36667 | 0.30734 | 0.82632 | 0.21934 | 0.97824 | 0.26568 | 0.2155 | 0.27546 | 0.57702 | 0.19912 | 0
Aug | 19 | 21 | Weekend | Saturday | 0.64805 | 0.7225 | 0.77684 | 0.87672 | 1 | 0.87672 | 0.87672 | 0.16191 | 0.87672 | 0.64805 | 0.64805 | 0.73011 | 0.67535 | 0.8504 | 0.1853 | 0.20456 | 0.70566 | 0.43172 | 0.30406 | 0.81083 | 0.18748 | 0.73811 | 0.26896 | 0.16191 | 0.22138 | 0.38859 | 0.19836 | 0.81264 | 0.64188 | 0.79991 | 0.18536 | 0.20479 | 0.70513 | 0.3835 | 0.30426 | 0.80594 | 0.18753 | 0.758 | 0.26568 | 0.16191 | 0.22138 | 0.38879 | 0.19836 | 0
Aug | 19 | 22 | Weekend | Saturday | 0.612 | 0.67486 | 0.73518 | 0.77891 | 1 | 0.77891 | 0.77891 | 0.16191 | 0.77891 | 0.612 | 0.612 | 0.67935 | 0.67654 | 0.6578 | 0.15916 | 0.20298 | 0.54646 | 0.33015 | 0.30826 | 0.82412 | 0.16076 | 0.51174 | 0.26992 | 0.16191 | 0.22138 | 0.48035 | 0.19836 | 0.80692 | 0.642 | 0.65083 | 0.15912 | 0.20298 | 0.55522 | 0.30075 | 0.30848 | 0.82791 | 0.16076 | 0.52783 | 0.26568 | 0.16191 | 0.22138 | 0.48057 | 0.19836 | 0
Aug | 19 | 23 | Weekend | Saturday | 0.55855 | 0.65229 | 0.71662 | 0.67889 | 1 | 0.67889 | 0.67889 | 0.15796 | 0.67889 | 0.55855 | 0.55855 | 0.3743 | 0.67375 | 0.48353 | 0.16717 | 0.21889 | 0.40803 | 0.41075 | 0.30567 | 0.46603 | 0.1287 | 0.41655 | 0.28612 | 0.15796 | 0.21804 | 0.40533 | 0.19836 | 0.43648 | 0.63958 | 0.50155 | 0.1672 | 0.21918 | 0.42497 | 0.35777 | 0.30398 | 0.46297 | 0.12831 | 0.43312 | 0.28296 | 0.15796 | 0.21804 | 0.40569 | 0.19836 | 0
Aug | 20 | 24 | Weekend | Sunday | 0.51423 | 0.62087 | 0.69616 | 0.60278 | 1 | 0.60278 | 0.60278 | 0.16191 | 0.60278 | 0.51423 | 0.51423 | 0.22598 | 0.66899 | 0.46033 | 0.15136 | 0.20321 | 0.37959 | 0.31375 | 0.3031 | 0.30595 | 0.11403 | 0.41059 | 0.26896 | 0.16191 | 0.22138 | 0.37019 | 0.19836 | 0.27414 | 0.63311 | 0.48908 | 0.15135 | 0.20298 | 0.39796 | 0.28275 | 0.30393 | 0.31176 | 0.1136 | 0.42825 | 0.26568 | 0.16191 | 0.22138 | 0.37036 | 0.19836 | 0
Aug | 20 | 1 | Weekend | Sunday | 0.5147 | 0.58632 | 0.68206 | 0.55887 | 1 | 0.55887 | 0.55887 | 0.16191 | 0.55887 | 0.5147 | 0.5147 | 0.22662 | 0.66833 | 0.4248 | 0.15136 | 0.20298 | 0.36165 | 0.3993 | 0.30495 | 0.30724 | 0.11369 | 0.36163 | 0.26992 | 0.16191 | 0.22138 | 0.36732 | 0.19836 | 0.27461 | 0.63205 | 0.44745 | 0.15135 | 0.20298 | 0.3813 | 0.34742 | 0.30389 | 0.31244 | 0.11359 | 0.37575 | 0.26568 | 0.16191 | 0.22138 | 0.36749 | 0.19836 | 0
Aug | 20 | 2 | Weekend | Sunday | 0.50471 | 0.57425 | 0.67427 | 0.52195 | 1 | 0.52195 | 0.52195 | 0.16191 | 0.52195 | 0.50471 | 0.50471 | 0.22675 | 0.67123 | 0.4414 | 0.15131 | 0.20275 | 0.3521 | 0.30408 | 0.30429 | 0.30742 | 0.11368 | 0.35594 | 0.268 | 0.16191 | 0.22138 | 0.36568 | 0.19836 | 0.27478 | 0.63305 | 0.46503 | 0.15135 | 0.20298 | 0.37117 | 0.27243 | 0.30386 | 0.31263 | 0.11358 | 0.36934 | 0.26568 | 0.16191 | 0.22138 | 0.36597 | 0.19836 | 0
Aug | 20 | 3 | Weekend | Sunday | 0.49307 | 0.57302 | 0.6746 | 0.48933 | 1 | 0.48933 | 0.48933 | 0.16191 | 0.48933 | 0.49307 | 0.49307 | 0.22918 | 0.67616 | 0.45164 | 0.15911 | 0.20321 | 0.38994 | 0.48051 | 0.30459 | 0.31266 | 0.11456 | 0.36845 | 0.26896 | 0.16191 | 0.22138 | 0.38905 | 0.19836 | 0.27792 | 0.64021 | 0.46242 | 0.15912 | 0.20298 | 0.40894 | 0.42353 | 0.30543 | 0.31801 | 0.11413 | 0.37881 | 0.26568 | 0.16191 | 0.22138 | 0.38938 | 0.19836 | 0
Aug | 20 | 4 | Weekend | Sunday | 0.49173 | 0.58538 | 0.69498 | 0.47495 | 1 | 0.47495 | 0.47495 | 0.14827 | 0.47495 | 0.49173 | 0.49173 | 0.37249 | 0.67641 | 0.48339 | 0.16998 | 0.1902 | 0.48078 | 0.47838 | 0.29855 | 0.43774 | 0.11103 | 0.38926 | 0.24896 | 0.14827 | 0.20002 | 0.37815 | 0.18162 | 0.41365 | 0.63916 | 0.48174 | 0.16991 | 0.18992 | 0.48712 | 0.39897 | 0.29745 | 0.43886 | 0.11125 | 0.40069 | 0.24458 | 0.14827 | 0.20002 | 0.37821 | 0.18162 | 0
Aug | 20 | 5 | Weekend | Sunday | 0.48416 | 0.61993 | 0.75704 | 0.50786 | 0.40267 | 0.50786 | 0.50786 | 0.13623 | 0.50786 | 0.48416 | 0.48416 | 0.59617 | 0.70242 | 0.68719 | 0.37324 | 0.22101 | 0.56386 | 0.6013 | 0.25234 | 0.83569 | 0.095156 | 0.52647 | 0.25638 | 0.13623 | 0.11027 | 0.5002 | 0.083547 | 0.65356 | 0.67979 | 0.68866 | 0.37128 | 0.22084 | 0.52226 | 0.53227 | 0.25165 | 0.84361 | 0.094689 | 0.53985 | 0.25301 | 0.13623 | 0.10962 | 0.47705 | 0.083547 | 0
Aug | 20 | 6 | Weekend | Sunday | 0.51138 | 0.6686 | 0.84097 | 0.54443 | 0.0044583 | 0.54443 | 0.54443 | 0.20194 | 0.54443 | 0.51138 | 0.51138 | 0.76067 | 0.75582 | 0.87131 | 0.39153 | 0.23951 | 0.63557 | 0.62189 | 0.25069 | 0.84898 | 0.095023 | 0.70085 | 0.24212 | 0.20194 | 0.16782 | 0.57506 | 0.1526 | 0.83686 | 0.72488 | 0.81954 | 0.38931 | 0.23941 | 0.59359 | 0.57849 | 0.25126 | 0.85857 | 0.094556 | 0.71929 | 0.23855 | 0.20194 | 0.16781 | 0.53708 | 0.1526 | 0
Aug | 20 | 7 | Weekend | Sunday | 0.60118 | 0.75262 | 0.90245 | 0.55321 | 0.0044583 | 0.55321 | 0.55321 | 0.44864 | 0.55321 | 0.60118 | 0.60118 | 0.8156 | 0.77781 | 0.99948 | 0.49808 | 0.32654 | 0.59341 | 0.73889 | 0.25398 | 0.6986 | 0.115 | 1 | 0.30655 | 0.44864 | 0.39172 | 0.71949 | 0.16308 | 0.86536 | 0.75518 | 0.89384 | 0.49737 | 0.32698 | 0.55203 | 0.70739 | 0.2514 | 0.70623 | 0.11491 | 0.99463 | 0.30354 | 0.44864 | 0.39013 | 0.69298 | 0.16308 | 0
Aug | 20 | 8 | Weekend | Sunday | 0.70158 | 0.81424 | 0.93824 | 0.58325 | 0.0044583 | 0.58325 | 0.58325 | 0.60689 | 0.58325 | 0.70158 | 0.70158 | 0.67899 | 0.80261 | 0.83191 | 0.48583 | 0.34164 | 0.54358 | 0.73477 | 0.25164 | 0.71952 | 0.16203 | 0.87788 | 0.31615 | 0.60689 | 0.55931 | 0.7206 | 0.2313 | 0.7109 | 0.78582 | 0.78004 | 0.48544 | 0.34167 | 0.50866 | 0.71842 | 0.25158 | 0.71676 | 0.1619 | 0.87 | 0.31224 | 0.60689 | 0.55931 | 0.70663 | 0.2313 | 0
Aug | 20 | 9 | Weekend | Sunday | 0.82938 | 0.8721 | 0.96085 | 0.59761 | 0.0044583 | 0.59761 | 0.59761 | 0.74072 | 0.59761 | 0.82938 | 0.82938 | 0.88486 | 0.80277 | 0.70103 | 0.5052 | 0.359 | 0.50284 | 0.76804 | 0.2542 | 0.89985 | 0.17405 | 0.64667 | 0.32184 | 0.74072 | 0.70289 | 0.80707 | 0.23475 | 0.8752 | 0.78885 | 0.67042 | 0.50522 | 0.35886 | 0.47177 | 0.74975 | 0.25161 | 0.89275 | 0.17389 | 0.63607 | 0.31701 | 0.74072 | 0.70289 | 0.80146 | 0.23475 | 0
Aug | 20 | 10 | Weekend | Sunday | 0.92969 | 0.92827 | 0.9803 | 0.65086 | 0.0044583 | 0.65086 | 0.65086 | 0.78219 | 0.65086 | 0.92969 | 0.92969 | 0.92566 | 0.80251 | 0.66226 | 0.49559 | 0.36216 | 0.51347 | 0.73966 | 0.25594 | 0.97027 | 0.23595 | 0.63021 | 0.32297 | 0.78219 | 0.75147 | 0.87896 | 0.23803 | 0.92517 | 0.79163 | 0.65734 | 0.49561 | 0.36203 | 0.49491 | 0.73441 | 0.2559 | 0.9637 | 0.23578 | 0.61818 | 0.32104 | 0.78219 | 0.75147 | 0.87713 | 0.23803 | 0
Aug | 20 | 11 | Weekend | Sunday | 0.98829 | 0.97116 | 0.98973 | 0.7166 | 0.0044583 | 0.7166 | 0.7166 | 0.8921 | 0.7166 | 0.98829 | 0.98829 | 0.94021 | 0.79329 | 0.63595 | 0.5263 | 0.3937 | 0.52691 | 0.75717 | 0.26663 | 0.96814 | 0.27831 | 0.63067 | 0.26779 | 0.8921 | 0.87304 | 0.89948 | 0.16985 | 0.94949 | 0.78397 | 0.65616 | 0.52656 | 0.39369 | 0.5155 | 0.74678 | 0.2641 | 0.96474 | 0.27822 | 0.62765 | 0.26354 | 0.8921 | 0.87304 | 0.89973 | 0.16985 | 0
Aug | 20 | 12 | Weekend | Sunday | 1 | 0.98436 | 0.99079 | 0.77911 | 0.0044583 | 0.77911 | 0.77911 | 0.92376 | 0.77911 | 1 | 1 | 0.79442 | 0.78659 | 0.60707 | 0.54181 | 0.39041 | 0.53677 | 0.7486 | 0.27736 | 0.96728 | 0.33118 | 0.64684 | 0.26931 | 0.92376 | 0.91431 | 0.91011 | 0.17879 | 0.80684 | 0.78037 | 0.62437 | 0.5421 | 0.39039 | 0.5307 | 0.75213 | 0.27743 | 0.96386 | 0.3312 | 0.64307 | 0.26411 | 0.92376 | 0.91431 | 0.91062 | 0.17879 | 0
Aug | 20 | 13 | Weekend | Sunday | 0.99895 | 0.99414 | 1 | 0.82153 | 0.0044583 | 0.82153 | 0.82153 | 0.93819 | 0.82153 | 0.99895 | 0.99895 | 0.74418 | 0.78414 | 0.60812 | 0.45693 | 0.30841 | 0.55011 | 0.78348 | 0.30707 | 0.79204 | 0.41378 | 0.65341 | 0.27205 | 0.93819 | 0.93297 | 0.90074 | 0.19241 | 0.79292 | 0.78028 | 0.62622 | 0.45712 | 0.30809 | 0.5496 | 0.78285 | 0.30792 | 0.78924 | 0.41431 | 0.65182 | 0.2688 | 0.93819 | 0.93297 | 0.90111 | 0.19241 | 0
Aug | 20 | 14 | Weekend | Sunday | 0.9874 | 1 | 0.99028 | 0.85164 | 0.0044583 | 0.85164 | 0.85164 | 0.94651 | 0.85164 | 0.9874 | 0.9874 | 0.77789 | 0.75071 | 0.6105 | 0.45564 | 0.30004 | 0.59924 | 0.74892 | 0.32067 | 0.79471 | 0.37765 | 0.65643 | 0.28164 | 0.94651 | 0.94416 | 0.89318 | 0.20034 | 0.79334 | 0.75089 | 0.6279 | 0.45591 | 0.30038 | 0.59697 | 0.75399 | 0.31905 | 0.79261 | 0.3781 | 0.65148 | 0.27846 | 0.94651 | 0.94416 | 0.89391 | 0.20034 | 0
Aug | 20 | 15 | Weekend | Sunday | 0.95146 | 0.99508 | 0.96785 | 0.89264 | 0.0044583 | 0.89264 | 0.89264 | 0.93595 | 0.89264 | 0.95146 | 0.95146 | 0.97562 | 0.7444 | 0.64831 | 0.49191 | 0.32075 | 0.76858 | 0.74856 | 0.32978 | 0.79593 | 0.43625 | 0.65378 | 0.28977 | 0.93595 | 0.92952 | 0.89702 | 0.12605 | 0.96594 | 0.74361 | 0.69436 | 0.49205 | 0.32094 | 0.77031 | 0.74356 | 0.33011 | 0.79515 | 0.43682 | 0.68611 | 0.28664 | 0.93595 | 0.92952 | 0.89764 | 0.12605 | 0
Aug | 20 | 16 | Weekend | Sunday | 0.88488 | 0.9626 | 0.93857 | 0.95413 | 0.0044583 | 0.95413 | 0.95413 | 0.83269 | 0.95413 | 0.88488 | 0.88488 | 0.98291 | 0.71463 | 0.71776 | 0.47055 | 0.27957 | 0.93785 | 0.67643 | 0.32935 | 0.96033 | 0.39079 | 0.72323 | 0.25804 | 0.83269 | 0.81465 | 0.8434 | 0.11407 | 0.96748 | 0.71135 | 0.75563 | 0.47033 | 0.27938 | 0.93565 | 0.67214 | 0.32967 | 0.9593 | 0.39094 | 0.75465 | 0.25469 | 0.83269 | 0.81465 | 0.84351 | 0.11407 | 0
Aug | 20 | 17 | Weekend | Sunday | 0.81421 | 0.91626 | 0.90678 | 1 | 0.0044583 | 1 | 1 | 0.63969 | 1 | 0.81421 | 0.81421 | 1 | 0.69996 | 0.85131 | 0.32572 | 0.17147 | 0.98211 | 0.51886 | 0.30815 | 0.96004 | 0.36587 | 0.83957 | 0.13108 | 0.63969 | 0.60631 | 0.80152 | 0.10707 | 0.97565 | 0.68769 | 0.89367 | 0.32614 | 0.17182 | 0.97232 | 0.49113 | 0.30705 | 0.95191 | 0.36629 | 0.87831 | 0.12683 | 0.63969 | 0.60631 | 0.79977 | 0.10707 | 0
Aug | 20 | 18 | Weekend | Sunday | 0.76115 | 0.87143 | 0.86694 | 0.98365 | 1 | 0.98365 | 0.98365 | 0.46911 | 0.98365 | 0.76115 | 0.76115 | 0.83435 | 0.70624 | 0.89059 | 0.28832 | 0.18452 | 0.97653 | 0.49065 | 0.30749 | 0.98314 | 0.28285 | 0.87008 | 0.18827 | 0.46911 | 0.4735 | 0.73069 | 0.13913 | 0.84647 | 0.68909 | 0.90882 | 0.28847 | 0.18375 | 0.96956 | 0.46989 | 0.30771 | 0.97433 | 0.28311 | 0.91071 | 0.18443 | 0.46911 | 0.4735 | 0.72737 | 0.13913 | 0
Aug | 20 | 19 | Weekend | Sunday | 0.73718 | 0.84629 | 0.84071 | 0.94835 | 1 | 0.94835 | 0.94835 | 0.48068 | 0.94835 | 0.73718 | 0.73718 | 0.84209 | 0.67681 | 0.93854 | 0.21306 | 0.21202 | 1 | 0.52818 | 0.31681 | 0.84192 | 0.28363 | 0.95905 | 0.27065 | 0.48068 | 0.51672 | 0.70841 | 0.20035 | 0.86555 | 0.64721 | 0.96502 | 0.21319 | 0.21252 | 1 | 0.48577 | 0.31708 | 0.83526 | 0.28356 | 1 | 0.26642 | 0.48068 | 0.51672 | 0.70292 | 0.20035 | 0
Aug | 20 | 20 | Weekend | Sunday | 0.71267 | 0.80806 | 0.81353 | 0.92766 | 1 | 0.92766 | 0.92766 | 0.2155 | 0.92766 | 0.71267 | 0.71267 | 0.7957 | 0.67858 | 0.9019 | 0.19029 | 0.2077 | 0.87204 | 0.39206 | 0.30838 | 0.83635 | 0.21889 | 0.93692 | 0.26896 | 0.2155 | 0.27546 | 0.57696 | 0.19912 | 0.84041 | 0.6477 | 0.91961 | 0.19022 | 0.20702 | 0.87532 | 0.36667 | 0.30734 | 0.82632 | 0.21934 | 0.97824 | 0.26568 | 0.2155 | 0.27546 | 0.57702 | 0.19912 | 0
Aug | 20 | 21 | Weekend | Sunday | 0.64805 | 0.7225 | 0.77684 | 0.87672 | 1 | 0.87672 | 0.87672 | 0.16191 | 0.87672 | 0.64805 | 0.64805 | 0.73011 | 0.67535 | 0.8504 | 0.1853 | 0.20456 | 0.70566 | 0.43172 | 0.30406 | 0.81083 | 0.18748 | 0.73811 | 0.26896 | 0.16191 | 0.22138 | 0.38859 | 0.19836 | 0.81264 | 0.64188 | 0.79991 | 0.18536 | 0.20479 | 0.70513 | 0.3835 | 0.30426 | 0.80594 | 0.18753 | 0.758 | 0.26568 | 0.16191 | 0.22138 | 0.38879 | 0.19836 | 0
Aug | 20 | 22 | Weekend | Sunday | 0.612 | 0.67486 | 0.73518 | 0.77891 | 1 | 0.77891 | 0.77891 | 0.16191 | 0.77891 | 0.612 | 0.612 | 0.67935 | 0.67654 | 0.6578 | 0.15916 | 0.20298 | 0.54646 | 0.33015 | 0.30826 | 0.82412 | 0.16076 | 0.51174 | 0.26992 | 0.16191 | 0.22138 | 0.48035 | 0.19836 | 0.80692 | 0.642 | 0.65083 | 0.15912 | 0.20298 | 0.55522 | 0.30075 | 0.30848 | 0.82791 | 0.16076 | 0.52783 | 0.26568 | 0.16191 | 0.22138 | 0.48057 | 0.19836 | 0
Aug | 20 | 23 | Weekend | Sunday | 0.55855 | 0.65229 | 0.71662 | 0.67889 | 1 | 0.67889 | 0.67889 | 0.16585 | 0.67889 | 0.55855 | 0.55855 | 0.36514 | 0.6807 | 0.48571 | 0.17747 | 0.23009 | 0.41928 | 0.42673 | 0.3051 | 0.4629 | 0.11629 | 0.41591 | 0.29752 | 0.16585 | 0.22472 | 0.42003 | 0.19836 | 0.42889 | 0.64192 | 0.50557 | 0.17754 | 0.22975 | 0.4369 | 0.36803 | 0.30414 | 0.45931 | 0.11596 | 0.43274 | 0.29423 | 0.16585 | 0.22472 | 0.42036 | 0.19836 | 0
Aug | 21 | 24 | Weekday | Monday | 0.50112 | 0.60104 | 0.63752 | 0.55417 | 1 | 0.55417 | 0.55417 | 0.16448 | 0.55417 | 0.50112 | 0.50112 | 0.22638 | 0.6835 | 0.45733 | 0.18299 | 0.23522 | 0.38758 | 0.32941 | 0.30504 | 0.30626 | 0.11422 | 0.38735 | 0.30349 | 0.16448 | 0.22356 | 0.38618 | 0.19836 | 0.27436 | 0.64421 | 0.48678 | 0.18305 | 0.23538 | 0.40644 | 0.29308 | 0.30409 | 0.31222 | 0.11365 | 0.40403 | 0.30024 | 0.16448 | 0.22356 | 0.38646 | 0.19836 | 0
Aug | 21 | 1 | Weekday | Monday | 0.49653 | 0.56547 | 0.62673 | 0.5118 | 1 | 0.5118 | 0.5118 | 0.16448 | 0.5118 | 0.49653 | 0.49653 | 0.22671 | 0.68501 | 0.43399 | 0.18299 | 0.23513 | 0.36751 | 0.41418 | 0.3052 | 0.30794 | 0.11387 | 0.36192 | 0.30282 | 0.16448 | 0.22356 | 0.38275 | 0.19836 | 0.27479 | 0.6449 | 0.46009 | 0.18305 | 0.23538 | 0.38752 | 0.35402 | 0.30403 | 0.31283 | 0.11364 | 0.37733 | 0.30024 | 0.16448 | 0.22356 | 0.38298 | 0.19836 | 0
Aug | 21 | 2 | Weekday | Monday | 0.48661 | 0.55157 | 0.62079 | 0.47843 | 1 | 0.47843 | 0.47843 | 0.16448 | 0.47843 | 0.48661 | 0.48661 | 0.22671 | 0.68645 | 0.43678 | 0.18297 | 0.23572 | 0.35448 | 0.31924 | 0.30515 | 0.30675 | 0.11419 | 0.35541 | 0.30349 | 0.16448 | 0.22356 | 0.37974 | 0.19836 | 0.27491 | 0.64615 | 0.46234 | 0.18305 | 0.23538 | 0.3737 | 0.28329 | 0.30397 | 0.31295 | 0.11362 | 0.36957 | 0.30024 | 0.16448 | 0.22356 | 0.38014 | 0.19836 | 0
Aug | 21 | 3 | Weekday | Monday | 0.47556 | 0.54998 | 0.62064 | 0.44959 | 1 | 0.44959 | 0.44959 | 0.16448 | 0.44959 | 0.47556 | 0.47556 | 0.23267 | 0.74526 | 0.45311 | 0.19078 | 0.23482 | 0.38901 | 0.54316 | 0.30891 | 0.32082 | 0.11535 | 0.36461 | 0.30382 | 0.16448 | 0.22356 | 0.42476 | 0.19836 | 0.28238 | 0.71093 | 0.46581 | 0.19082 | 0.23538 | 0.40795 | 0.47623 | 0.30798 | 0.32582 | 0.11501 | 0.37732 | 0.30024 | 0.16448 | 0.22356 | 0.42509 | 0.19836 | 0
Aug | 21 | 4 | Weekday | Monday | 0.47385 | 0.55573 | 0.63465 | 0.43239 | 1 | 0.43239 | 0.43239 | 0.14788 | 0.43239 | 0.47385 | 0.47385 | 0.36014 | 0.77346 | 0.53932 | 0.21713 | 0.23803 | 0.47759 | 0.61369 | 0.30026 | 0.43447 | 0.11218 | 0.4224 | 0.2974 | 0.14788 | 0.19756 | 0.41303 | 0.18006 | 0.409 | 0.70888 | 0.51921 | 0.21703 | 0.23732 | 0.48371 | 0.4942 | 0.29884 | 0.4405 | 0.11172 | 0.4325 | 0.29445 | 0.14788 | 0.19756 | 0.4133 | 0.18006 | 0
Aug | 21 | 5 | Weekday | Monday | 0.46371 | 0.57667 | 0.67741 | 0.45477 | 0.33631 | 0.45477 | 0.45477 | 0.22099 | 0.45477 | 0.46371 | 0.46371 | 0.58352 | 0.88671 | 0.80719 | 0.56686 | 0.34093 | 0.56393 | 0.74278 | 0.43419 | 0.83423 | 0.58646 | 0.66614 | 0.40881 | 0.22099 | 0.18209 | 0.56237 | 0.22331 | 0.64658 | 0.85974 | 0.75369 | 0.56615 | 0.3418 | 0.52227 | 0.67193 | 0.434 | 0.84368 | 0.5872 | 0.67943 | 0.40598 | 0.22072 | 0.17608 | 0.55071 | 0.22331 | 0
Aug | 21 | 6 | Weekday | Monday | 0.47654 | 0.60937 | 0.73189 | 0.47832 | 0.0044583 | 0.47832 | 0.47832 | 0.32158 | 0.47832 | 0.47654 | 0.47654 | 0.78977 | 0.95735 | 1 | 0.64605 | 0.47665 | 0.64268 | 0.87663 | 0.4565 | 0.87317 | 0.61912 | 0.86265 | 0.45726 | 0.32158 | 0.27532 | 0.62734 | 0.49265 | 0.8241 | 0.94258 | 0.90696 | 0.6443 | 0.47647 | 0.60106 | 0.82538 | 0.44729 | 0.85823 | 0.60989 | 0.88143 | 0.45405 | 0.32158 | 0.27287 | 0.60296 | 0.49265 | 0
Aug | 21 | 7 | Weekday | Monday | 0.53611 | 0.67309 | 0.77698 | 0.4959 | 0.0044583 | 0.4959 | 0.4959 | 0.53067 | 0.4959 | 0.53611 | 0.53611 | 0.84534 | 0.97911 | 0.86924 | 1 | 0.93883 | 0.64574 | 0.92263 | 0.78147 | 0.72545 | 0.80079 | 0.79527 | 0.92075 | 0.53067 | 0.48261 | 0.84678 | 0.74928 | 0.85828 | 0.97043 | 0.81789 | 1 | 0.9395 | 0.60747 | 0.88335 | 0.7794 | 0.7096 | 0.79752 | 0.78555 | 0.92019 | 0.53067 | 0.48258 | 0.83467 | 0.74928 | 0
Aug | 21 | 8 | Weekday | Monday | 0.61499 | 0.722 | 0.80726 | 0.55264 | 0.0044583 | 0.55264 | 0.55264 | 0.80777 | 0.55264 | 0.61499 | 0.61499 | 0.70794 | 0.99825 | 0.77557 | 0.98423 | 0.91273 | 0.60678 | 0.98274 | 0.8211 | 0.73639 | 0.85748 | 0.77398 | 0.95082 | 0.80777 | 0.76931 | 0.94455 | 0.92271 | 0.73491 | 0.99409 | 0.75942 | 0.98404 | 0.91307 | 0.57565 | 0.95864 | 0.82069 | 0.72554 | 0.85755 | 0.76929 | 0.9498 | 0.80777 | 0.76931 | 0.94227 | 0.92271 | 0
Aug | 21 | 9 | Weekday | Monday | 0.7212 | 0.77626 | 0.82986 | 0.58482 | 0.0044583 | 0.58482 | 0.58482 | 0.87402 | 0.58482 | 0.7212 | 0.7212 | 0.89773 | 1 | 0.65892 | 0.95762 | 0.92295 | 0.57919 | 0.98864 | 0.88032 | 0.91872 | 0.91314 | 0.62036 | 0.96915 | 0.87402 | 0.84407 | 0.93324 | 0.94483 | 0.90006 | 0.99858 | 0.65401 | 0.9573 | 0.92284 | 0.55271 | 0.97281 | 0.87978 | 0.91662 | 0.91307 | 0.61103 | 0.96859 | 0.87402 | 0.84407 | 0.93253 | 0.94483 | 0
Aug | 21 | 10 | Weekday | Monday | 0.79833 | 0.82836 | 0.84854 | 0.6382 | 0.0044583 | 0.6382 | 0.6382 | 0.91876 | 0.6382 | 0.79833 | 0.79833 | 0.95112 | 0.99914 | 0.63459 | 0.96115 | 0.95252 | 0.59673 | 0.99362 | 0.92209 | 0.99314 | 0.95848 | 0.62601 | 0.98079 | 0.91876 | 0.90099 | 1 | 0.96484 | 0.96336 | 0.99997 | 0.65573 | 0.96039 | 0.95243 | 0.5832 | 0.98281 | 0.92198 | 0.99072 | 0.9584 | 0.62022 | 0.97964 | 0.91876 | 0.90099 | 1 | 0.96484 | 0
Aug | 21 | 11 | Weekday | Monday | 0.84184 | 0.87181 | 0.85798 | 0.68932 | 0.0044583 | 0.68932 | 0.68932 | 0.94784 | 0.68932 | 0.84184 | 0.84184 | 0.97467 | 0.96791 | 0.63279 | 0.93126 | 0.95624 | 0.60772 | 0.95645 | 0.9629 | 1 | 0.99136 | 0.63772 | 0.93993 | 0.94784 | 0.94011 | 0.97924 | 0.89308 | 1 | 0.97092 | 0.65388 | 0.92981 | 0.95543 | 0.60119 | 0.94816 | 0.96299 | 1 | 0.99146 | 0.63329 | 0.93716 | 0.94784 | 0.94011 | 0.97941 | 0.89308 | 0
Aug | 21 | 12 | Weekday | Monday | 0.84504 | 0.88516 | 0.85993 | 0.73664 | 0.0044583 | 0.73664 | 0.73664 | 0.9673 | 0.73664 | 0.84504 | 0.84504 | 0.81057 | 0.98816 | 0.61342 | 0.96269 | 0.99678 | 0.61407 | 0.99655 | 0.97991 | 0.98691 | 0.99554 | 0.64643 | 0.99604 | 0.9673 | 0.96562 | 0.98679 | 0.99081 | 0.83544 | 0.9937 | 0.63213 | 0.96148 | 0.99653 | 0.61268 | 0.994 | 0.97999 | 0.98882 | 0.9958 | 0.64317 | 0.99433 | 0.9673 | 0.96562 | 0.98701 | 0.99081 | 0
Aug | 21 | 13 | Weekday | Monday | 0.83339 | 0.89403 | 0.86669 | 0.77026 | 0.0044583 | 0.77026 | 0.77026 | 0.98503 | 0.77026 | 0.83339 | 0.83339 | 0.74517 | 0.9863 | 0.61334 | 0.96188 | 0.97413 | 0.61532 | 1 | 1 | 0.79558 | 1 | 0.65137 | 0.99872 | 0.98503 | 0.98473 | 0.9689 | 0.99857 | 0.80048 | 0.99418 | 0.63274 | 0.96189 | 0.97444 | 0.61876 | 1 | 1 | 0.79632 | 1 | 0.64657 | 0.99837 | 0.98503 | 0.98473 | 0.96933 | 0.99857 | 0
Aug | 21 | 14 | Weekday | Monday | 0.81747 | 0.89872 | 0.85922 | 0.78991 | 0.0044583 | 0.78991 | 0.78991 | 1 | 0.78991 | 0.81747 | 0.81747 | 0.75996 | 0.98467 | 0.61392 | 0.96249 | 0.97857 | 0.65072 | 0.9803 | 0.98883 | 0.77703 | 0.98966 | 0.64616 | 1 | 1 | 1 | 0.95313 | 1 | 0.77601 | 0.99522 | 0.63356 | 0.96258 | 0.9797 | 0.65156 | 0.98821 | 0.9884 | 0.77774 | 0.98931 | 0.64226 | 1 | 1 | 1 | 0.95376 | 1 | 0
Aug | 21 | 15 | Weekday | Monday | 0.78671 | 0.8983 | 0.84375 | 0.81892 | 0.0044583 | 0.81892 | 0.81892 | 0.99653 | 0.81892 | 0.78671 | 0.78671 | 0.94758 | 0.98731 | 0.6514 | 0.9929 | 1 | 0.80179 | 0.97886 | 0.972 | 0.7688 | 0.97516 | 0.64069 | 0.99514 | 0.99653 | 0.99132 | 0.9468 | 0.98925 | 0.93239 | 1 | 0.69849 | 0.99236 | 1 | 0.8055 | 0.98589 | 0.97177 | 0.76842 | 0.97585 | 0.67242 | 0.99443 | 0.99653 | 0.99132 | 0.94725 | 0.98925 | 0
Aug | 21 | 16 | Weekday | Monday | 0.75171 | 0.8768 | 0.82509 | 0.86422 | 0.0044583 | 0.86422 | 0.86422 | 0.97243 | 0.86422 | 0.75171 | 0.75171 | 0.96707 | 0.98619 | 0.74772 | 0.92077 | 0.90079 | 0.91998 | 0.96459 | 0.79156 | 0.94045 | 0.92639 | 0.73808 | 0.65363 | 0.97243 | 0.95771 | 0.93563 | 0.28921 | 0.94653 | 0.99946 | 0.7762 | 0.92118 | 0.90197 | 0.91663 | 0.96891 | 0.78987 | 0.93869 | 0.92655 | 0.77104 | 0.65085 | 0.97243 | 0.95771 | 0.93578 | 0.28921 | 0
Aug | 21 | 17 | Weekday | Monday | 0.71595 | 0.83913 | 0.80413 | 0.89687 | 0.0044583 | 0.89687 | 0.89687 | 0.75318 | 0.89687 | 0.71595 | 0.71595 | 0.9956 | 0.80493 | 0.91583 | 0.7953 | 0.60568 | 0.96867 | 0.61455 | 0.67049 | 0.93972 | 0.82142 | 0.79998 | 0.5105 | 0.75318 | 0.71914 | 0.9088 | 0.093585 | 0.96666 | 0.8027 | 0.89182 | 0.79557 | 0.60597 | 0.958 | 0.59704 | 0.66557 | 0.92987 | 0.82116 | 0.82568 | 0.50805 | 0.75318 | 0.71914 | 0.90859 | 0.093585 | 0
Aug | 21 | 18 | Weekday | Monday | 0.67507 | 0.79921 | 0.77844 | 0.87772 | 1 | 0.87772 | 0.87772 | 0.73687 | 0.87772 | 0.67507 | 0.67507 | 0.82347 | 0.81555 | 0.90419 | 0.78967 | 0.61003 | 0.9655 | 0.63906 | 0.68564 | 0.96648 | 0.79342 | 0.84167 | 0.54957 | 0.73687 | 0.71959 | 0.87902 | 0.13223 | 0.82455 | 0.80806 | 0.92267 | 0.79011 | 0.61049 | 0.9578 | 0.61487 | 0.6779 | 0.95328 | 0.79241 | 0.87678 | 0.54706 | 0.73687 | 0.71959 | 0.87867 | 0.13223 | 0
Aug | 21 | 19 | Weekday | Monday | 0.66608 | 0.77598 | 0.76115 | 0.84088 | 1 | 0.84088 | 0.84088 | 0.71373 | 0.84088 | 0.66608 | 0.66608 | 0.83189 | 0.74694 | 0.96858 | 0.71152 | 0.55055 | 0.98779 | 0.60156 | 0.52618 | 0.82242 | 0.69244 | 0.946 | 0.58262 | 0.71373 | 0.72467 | 0.81455 | 0.19836 | 0.84657 | 0.72415 | 1 | 0.71112 | 0.55088 | 0.98699 | 0.55815 | 0.51862 | 0.81223 | 0.69122 | 0.98645 | 0.58068 | 0.71373 | 0.72467 | 0.81382 | 0.19836 | 0
Aug | 21 | 20 | Weekday | Monday | 0.6556 | 0.74608 | 0.74167 | 0.81832 | 1 | 0.81832 | 0.81832 | 0.30005 | 0.81832 | 0.6556 | 0.6556 | 0.76661 | 0.72635 | 0.97504 | 0.69446 | 0.53651 | 0.85254 | 0.42205 | 0.31257 | 0.8107 | 0.11571 | 0.90261 | 0.57268 | 0.30005 | 0.35196 | 0.58586 | 0.19836 | 0.80002 | 0.7002 | 0.94448 | 0.69397 | 0.53792 | 0.85458 | 0.39549 | 0.30467 | 0.79684 | 0.11387 | 0.93413 | 0.57167 | 0.30005 | 0.35196 | 0.58623 | 0.19836 | 0
Aug | 21 | 21 | Weekday | Monday | 0.60371 | 0.67539 | 0.7132 | 0.77423 | 1 | 0.77423 | 0.77423 | 0.16448 | 0.77423 | 0.60371 | 0.60371 | 0.70153 | 0.68693 | 0.80997 | 0.22211 | 0.25201 | 0.68384 | 0.42253 | 0.30833 | 0.78796 | 0.11514 | 0.66989 | 0.32098 | 0.16448 | 0.22356 | 0.39245 | 0.19836 | 0.77009 | 0.65347 | 0.79847 | 0.22222 | 0.25159 | 0.68195 | 0.37262 | 0.30408 | 0.77889 | 0.11365 | 0.69174 | 0.31752 | 0.16448 | 0.22356 | 0.39265 | 0.19836 | 0
Aug | 21 | 22 | Weekday | Monday | 0.57758 | 0.63881 | 0.68115 | 0.69277 | 1 | 0.69277 | 0.69277 | 0.16448 | 0.69277 | 0.57758 | 0.57758 | 0.64213 | 0.68992 | 0.63085 | 0.19073 | 0.23506 | 0.5231 | 0.33978 | 0.31101 | 0.79836 | 0.11528 | 0.46863 | 0.30349 | 0.16448 | 0.22356 | 0.48438 | 0.19836 | 0.75847 | 0.65457 | 0.65099 | 0.19082 | 0.23538 | 0.53042 | 0.30714 | 0.30852 | 0.80253 | 0.1146 | 0.48577 | 0.30024 | 0.16448 | 0.22356 | 0.48472 | 0.19836 | 0
Aug | 21 | 23 | Weekday | Monday | 0.52905 | 0.62299 | 0.67149 | 0.60711 | 1 | 0.60711 | 0.60711 | 0.16585 | 0.60711 | 0.52905 | 0.52905 | 0.36514 | 0.6807 | 0.48571 | 0.17747 | 0.23009 | 0.41928 | 0.42673 | 0.3051 | 0.4629 | 0.11629 | 0.41591 | 0.29752 | 0.16585 | 0.22472 | 0.42003 | 0.19836 | 0.42889 | 0.64192 | 0.50557 | 0.17754 | 0.22975 | 0.4369 | 0.36803 | 0.30414 | 0.45931 | 0.11596 | 0.43274 | 0.29423 | 0.16585 | 0.22472 | 0.42036 | 0.19836 | 0
Aug | 22 | 24 | Weekday | Tuesday | 0.50112 | 0.60104 | 0.63752 | 0.55417 | 1 | 0.55417 | 0.55417 | 0.16448 | 0.55417 | 0.50112 | 0.50112 | 0.22638 | 0.6835 | 0.45733 | 0.18299 | 0.23522 | 0.38758 | 0.32941 | 0.30504 | 0.30626 | 0.11422 | 0.38735 | 0.30349 | 0.16448 | 0.22356 | 0.38618 | 0.19836 | 0.27436 | 0.64421 | 0.48678 | 0.18305 | 0.23538 | 0.40644 | 0.29308 | 0.30409 | 0.31222 | 0.11365 | 0.40403 | 0.30024 | 0.16448 | 0.22356 | 0.38646 | 0.19836 | 0
Aug | 22 | 1 | Weekday | Tuesday | 0.49653 | 0.56547 | 0.62673 | 0.5118 | 1 | 0.5118 | 0.5118 | 0.16448 | 0.5118 | 0.49653 | 0.49653 | 0.22671 | 0.68501 | 0.43399 | 0.18299 | 0.23513 | 0.36751 | 0.41418 | 0.3052 | 0.30794 | 0.11387 | 0.36192 | 0.30282 | 0.16448 | 0.22356 | 0.38275 | 0.19836 | 0.27479 | 0.6449 | 0.46009 | 0.18305 | 0.23538 | 0.38752 | 0.35402 | 0.30403 | 0.31283 | 0.11364 | 0.37733 | 0.30024 | 0.16448 | 0.22356 | 0.38298 | 0.19836 | 0
Aug | 22 | 2 | Weekday | Tuesday | 0.48661 | 0.55157 | 0.62079 | 0.47843 | 1 | 0.47843 | 0.47843 | 0.16448 | 0.47843 | 0.48661 | 0.48661 | 0.22671 | 0.68645 | 0.43678 | 0.18297 | 0.23572 | 0.35448 | 0.31924 | 0.30515 | 0.30675 | 0.11419 | 0.35541 | 0.30349 | 0.16448 | 0.22356 | 0.37974 | 0.19836 | 0.27491 | 0.64615 | 0.46234 | 0.18305 | 0.23538 | 0.3737 | 0.28329 | 0.30397 | 0.31295 | 0.11362 | 0.36957 | 0.30024 | 0.16448 | 0.22356 | 0.38014 | 0.19836 | 0
Aug | 22 | 3 | Weekday | Tuesday | 0.47556 | 0.54998 | 0.62064 | 0.44959 | 1 | 0.44959 | 0.44959 | 0.16448 | 0.44959 | 0.47556 | 0.47556 | 0.23267 | 0.74526 | 0.45311 | 0.19078 | 0.23482 | 0.38901 | 0.54316 | 0.30891 | 0.32082 | 0.11535 | 0.36461 | 0.30382 | 0.16448 | 0.22356 | 0.42476 | 0.19836 | 0.28238 | 0.71093 | 0.46581 | 0.19082 | 0.23538 | 0.40795 | 0.47623 | 0.30798 | 0.32582 | 0.11501 | 0.37732 | 0.30024 | 0.16448 | 0.22356 | 0.42509 | 0.19836 | 0
Aug | 22 | 4 | Weekday | Tuesday | 0.47385 | 0.55573 | 0.63465 | 0.43239 | 1 | 0.43239 | 0.43239 | 0.14788 | 0.43239 | 0.47385 | 0.47385 | 0.36014 | 0.77346 | 0.53932 | 0.21713 | 0.23803 | 0.47759 | 0.61369 | 0.30026 | 0.43447 | 0.11218 | 0.4224 | 0.2974 | 0.14788 | 0.19756 | 0.41303 | 0.18006 | 0.409 | 0.70888 | 0.51921 | 0.21703 | 0.23732 | 0.48371 | 0.4942 | 0.29884 | 0.4405 | 0.11172 | 0.4325 | 0.29445 | 0.14788 | 0.19756 | 0.4133 | 0.18006 | 0
Aug | 22 | 5 | Weekday | Tuesday | 0.46371 | 0.57667 | 0.67741 | 0.45477 | 0.33631 | 0.45477 | 0.45477 | 0.22099 | 0.45477 | 0.46371 | 0.46371 | 0.58352 | 0.88671 | 0.80719 | 0.56686 | 0.34093 | 0.56393 | 0.74278 | 0.43419 | 0.83423 | 0.58646 | 0.66614 | 0.40881 | 0.22099 | 0.18209 | 0.56237 | 0.22331 | 0.64658 | 0.85974 | 0.75369 | 0.56615 | 0.3418 | 0.52227 | 0.67193 | 0.434 | 0.84368 | 0.5872 | 0.67943 | 0.40598 | 0.22072 | 0.17608 | 0.55071 | 0.22331 | 0
Aug | 22 | 6 | Weekday | Tuesday | 0.47654 | 0.60937 | 0.73189 | 0.47832 | 0.0044583 | 0.47832 | 0.47832 | 0.32158 | 0.47832 | 0.47654 | 0.47654 | 0.78977 | 0.95735 | 1 | 0.64605 | 0.47665 | 0.64268 | 0.87663 | 0.4565 | 0.87317 | 0.61912 | 0.86265 | 0.45726 | 0.32158 | 0.27532 | 0.62734 | 0.49265 | 0.8241 | 0.94258 | 0.90696 | 0.6443 | 0.47647 | 0.60106 | 0.82538 | 0.44729 | 0.85823 | 0.60989 | 0.88143 | 0.45405 | 0.32158 | 0.27287 | 0.60296 | 0.49265 | 0
Aug | 22 | 7 | Weekday | Tuesday | 0.53611 | 0.67309 | 0.77698 | 0.4959 | 0.0044583 | 0.4959 | 0.4959 | 0.53067 | 0.4959 | 0.53611 | 0.53611 | 0.84534 | 0.97911 | 0.86924 | 1 | 0.93883 | 0.64574 | 0.92263 | 0.78147 | 0.72545 | 0.80079 | 0.79527 | 0.92075 | 0.53067 | 0.48261 | 0.84678 | 0.74928 | 0.85828 | 0.97043 | 0.81789 | 1 | 0.9395 | 0.60747 | 0.88335 | 0.7794 | 0.7096 | 0.79752 | 0.78555 | 0.92019 | 0.53067 | 0.48258 | 0.83467 | 0.74928 | 0
Aug | 22 | 8 | Weekday | Tuesday | 0.61499 | 0.722 | 0.80726 | 0.55264 | 0.0044583 | 0.55264 | 0.55264 | 0.80777 | 0.55264 | 0.61499 | 0.61499 | 0.70794 | 0.99825 | 0.77557 | 0.98423 | 0.91273 | 0.60678 | 0.98274 | 0.8211 | 0.73639 | 0.85748 | 0.77398 | 0.95082 | 0.80777 | 0.76931 | 0.94455 | 0.92271 | 0.73491 | 0.99409 | 0.75942 | 0.98404 | 0.91307 | 0.57565 | 0.95864 | 0.82069 | 0.72554 | 0.85755 | 0.76929 | 0.9498 | 0.80777 | 0.76931 | 0.94227 | 0.92271 | 0
Aug | 22 | 9 | Weekday | Tuesday | 0.7212 | 0.77626 | 0.82986 | 0.58482 | 0.0044583 | 0.58482 | 0.58482 | 0.87402 | 0.58482 | 0.7212 | 0.7212 | 0.89773 | 1 | 0.65892 | 0.95762 | 0.92295 | 0.57919 | 0.98864 | 0.88032 | 0.91872 | 0.91314 | 0.62036 | 0.96915 | 0.87402 | 0.84407 | 0.93324 | 0.94483 | 0.90006 | 0.99858 | 0.65401 | 0.9573 | 0.92284 | 0.55271 | 0.97281 | 0.87978 | 0.91662 | 0.91307 | 0.61103 | 0.96859 | 0.87402 | 0.84407 | 0.93253 | 0.94483 | 0
Aug | 22 | 10 | Weekday | Tuesday | 0.79833 | 0.82836 | 0.84854 | 0.6382 | 0.0044583 | 0.6382 | 0.6382 | 0.91876 | 0.6382 | 0.79833 | 0.79833 | 0.95112 | 0.99914 | 0.63459 | 0.96115 | 0.95252 | 0.59673 | 0.99362 | 0.92209 | 0.99314 | 0.95848 | 0.62601 | 0.98079 | 0.91876 | 0.90099 | 1 | 0.96484 | 0.96336 | 0.99997 | 0.65573 | 0.96039 | 0.95243 | 0.5832 | 0.98281 | 0.92198 | 0.99072 | 0.9584 | 0.62022 | 0.97964 | 0.91876 | 0.90099 | 1 | 0.96484 | 0
Aug | 22 | 11 | Weekday | Tuesday | 0.84184 | 0.87181 | 0.85798 | 0.68932 | 0.0044583 | 0.68932 | 0.68932 | 0.94784 | 0.68932 | 0.84184 | 0.84184 | 0.97467 | 0.96791 | 0.63279 | 0.93126 | 0.95624 | 0.60772 | 0.95645 | 0.9629 | 1 | 0.99136 | 0.63772 | 0.93993 | 0.94784 | 0.94011 | 0.97924 | 0.89308 | 1 | 0.97092 | 0.65388 | 0.92981 | 0.95543 | 0.60119 | 0.94816 | 0.96299 | 1 | 0.99146 | 0.63329 | 0.93716 | 0.94784 | 0.94011 | 0.97941 | 0.89308 | 0
Aug | 22 | 12 | Weekday | Tuesday | 0.84504 | 0.88516 | 0.85993 | 0.73664 | 0.0044583 | 0.73664 | 0.73664 | 0.9673 | 0.73664 | 0.84504 | 0.84504 | 0.81057 | 0.98816 | 0.61342 | 0.96269 | 0.99678 | 0.61407 | 0.99655 | 0.97991 | 0.98691 | 0.99554 | 0.64643 | 0.99604 | 0.9673 | 0.96562 | 0.98679 | 0.99081 | 0.83544 | 0.9937 | 0.63213 | 0.96148 | 0.99653 | 0.61268 | 0.994 | 0.97999 | 0.98882 | 0.9958 | 0.64317 | 0.99433 | 0.9673 | 0.96562 | 0.98701 | 0.99081 | 0
Aug | 22 | 13 | Weekday | Tuesday | 0.83339 | 0.89403 | 0.86669 | 0.77026 | 0.0044583 | 0.77026 | 0.77026 | 0.98503 | 0.77026 | 0.83339 | 0.83339 | 0.74517 | 0.9863 | 0.61334 | 0.96188 | 0.97413 | 0.61532 | 1 | 1 | 0.79558 | 1 | 0.65137 | 0.99872 | 0.98503 | 0.98473 | 0.9689 | 0.99857 | 0.80048 | 0.99418 | 0.63274 | 0.96189 | 0.97444 | 0.61876 | 1 | 1 | 0.79632 | 1 | 0.64657 | 0.99837 | 0.98503 | 0.98473 | 0.96933 | 0.99857 | 0
Aug | 22 | 14 | Weekday | Tuesday | 0.81747 | 0.89872 | 0.85922 | 0.78991 | 0.0044583 | 0.78991 | 0.78991 | 1 | 0.78991 | 0.81747 | 0.81747 | 0.75996 | 0.98467 | 0.61392 | 0.96249 | 0.97857 | 0.65072 | 0.9803 | 0.98883 | 0.77703 | 0.98966 | 0.64616 | 1 | 1 | 1 | 0.95313 | 1 | 0.77601 | 0.99522 | 0.63356 | 0.96258 | 0.9797 | 0.65156 | 0.98821 | 0.9884 | 0.77774 | 0.98931 | 0.64226 | 1 | 1 | 1 | 0.95376 | 1 | 0
Aug | 22 | 15 | Weekday | Tuesday | 0.78671 | 0.8983 | 0.84375 | 0.81892 | 0.0044583 | 0.81892 | 0.81892 | 0.99653 | 0.81892 | 0.78671 | 0.78671 | 0.94758 | 0.98731 | 0.6514 | 0.9929 | 1 | 0.80179 | 0.97886 | 0.972 | 0.7688 | 0.97516 | 0.64069 | 0.99514 | 0.99653 | 0.99132 | 0.9468 | 0.98925 | 0.93239 | 1 | 0.69849 | 0.99236 | 1 | 0.8055 | 0.98589 | 0.97177 | 0.76842 | 0.97585 | 0.67242 | 0.99443 | 0.99653 | 0.99132 | 0.94725 | 0.98925 | 0
Aug | 22 | 16 | Weekday | Tuesday | 0.75171 | 0.8768 | 0.82509 | 0.86422 | 0.0044583 | 0.86422 | 0.86422 | 0.97243 | 0.86422 | 0.75171 | 0.75171 | 0.96707 | 0.98619 | 0.74772 | 0.92077 | 0.90079 | 0.91998 | 0.96459 | 0.79156 | 0.94045 | 0.92639 | 0.73808 | 0.65363 | 0.97243 | 0.95771 | 0.93563 | 0.28921 | 0.94653 | 0.99946 | 0.7762 | 0.92118 | 0.90197 | 0.91663 | 0.96891 | 0.78987 | 0.93869 | 0.92655 | 0.77104 | 0.65085 | 0.97243 | 0.95771 | 0.93578 | 0.28921 | 0
Aug | 22 | 17 | Weekday | Tuesday | 0.71595 | 0.83913 | 0.80413 | 0.89687 | 0.0044583 | 0.89687 | 0.89687 | 0.75318 | 0.89687 | 0.71595 | 0.71595 | 0.9956 | 0.80493 | 0.91583 | 0.7953 | 0.60568 | 0.96867 | 0.61455 | 0.67049 | 0.93972 | 0.82142 | 0.79998 | 0.5105 | 0.75318 | 0.71914 | 0.9088 | 0.093585 | 0.96666 | 0.8027 | 0.89182 | 0.79557 | 0.60597 | 0.958 | 0.59704 | 0.66557 | 0.92987 | 0.82116 | 0.82568 | 0.50805 | 0.75318 | 0.71914 | 0.90859 | 0.093585 | 0
Aug | 22 | 18 | Weekday | Tuesday | 0.67507 | 0.79921 | 0.77844 | 0.87772 | 1 | 0.87772 | 0.87772 | 0.73687 | 0.87772 | 0.67507 | 0.67507 | 0.82347 | 0.81555 | 0.90419 | 0.78967 | 0.61003 | 0.9655 | 0.63906 | 0.68564 | 0.96648 | 0.79342 | 0.84167 | 0.54957 | 0.73687 | 0.71959 | 0.87902 | 0.13223 | 0.82455 | 0.80806 | 0.92267 | 0.79011 | 0.61049 | 0.9578 | 0.61487 | 0.6779 | 0.95328 | 0.79241 | 0.87678 | 0.54706 | 0.73687 | 0.71959 | 0.87867 | 0.13223 | 0
Aug | 22 | 19 | Weekday | Tuesday | 0.66608 | 0.77598 | 0.76115 | 0.84088 | 1 | 0.84088 | 0.84088 | 0.71373 | 0.84088 | 0.66608 | 0.66608 | 0.83189 | 0.74694 | 0.96858 | 0.71152 | 0.55055 | 0.98779 | 0.60156 | 0.52618 | 0.82242 | 0.69244 | 0.946 | 0.58262 | 0.71373 | 0.72467 | 0.81455 | 0.19836 | 0.84657 | 0.72415 | 1 | 0.71112 | 0.55088 | 0.98699 | 0.55815 | 0.51862 | 0.81223 | 0.69122 | 0.98645 | 0.58068 | 0.71373 | 0.72467 | 0.81382 | 0.19836 | 0
Aug | 22 | 20 | Weekday | Tuesday | 0.6556 | 0.74608 | 0.74167 | 0.81832 | 1 | 0.81832 | 0.81832 | 0.30005 | 0.81832 | 0.6556 | 0.6556 | 0.76661 | 0.72635 | 0.97504 | 0.69446 | 0.53651 | 0.85254 | 0.42205 | 0.31257 | 0.8107 | 0.11571 | 0.90261 | 0.57268 | 0.30005 | 0.35196 | 0.58586 | 0.19836 | 0.80002 | 0.7002 | 0.94448 | 0.69397 | 0.53792 | 0.85458 | 0.39549 | 0.30467 | 0.79684 | 0.11387 | 0.93413 | 0.57167 | 0.30005 | 0.35196 | 0.58623 | 0.19836 | 0
Aug | 22 | 21 | Weekday | Tuesday | 0.60371 | 0.67539 | 0.7132 | 0.77423 | 1 | 0.77423 | 0.77423 | 0.16448 | 0.77423 | 0.60371 | 0.60371 | 0.70153 | 0.68693 | 0.80997 | 0.22211 | 0.25201 | 0.68384 | 0.42253 | 0.30833 | 0.78796 | 0.11514 | 0.66989 | 0.32098 | 0.16448 | 0.22356 | 0.39245 | 0.19836 | 0.77009 | 0.65347 | 0.79847 | 0.22222 | 0.25159 | 0.68195 | 0.37262 | 0.30408 | 0.77889 | 0.11365 | 0.69174 | 0.31752 | 0.16448 | 0.22356 | 0.39265 | 0.19836 | 0
Aug | 22 | 22 | Weekday | Tuesday | 0.57758 | 0.63881 | 0.68115 | 0.69277 | 1 | 0.69277 | 0.69277 | 0.16448 | 0.69277 | 0.57758 | 0.57758 | 0.64213 | 0.68992 | 0.63085 | 0.19073 | 0.23506 | 0.5231 | 0.33978 | 0.31101 | 0.79836 | 0.11528 | 0.46863 | 0.30349 | 0.16448 | 0.22356 | 0.48438 | 0.19836 | 0.75847 | 0.65457 | 0.65099 | 0.19082 | 0.23538 | 0.53042 | 0.30714 | 0.30852 | 0.80253 | 0.1146 | 0.48577 | 0.30024 | 0.16448 | 0.22356 | 0.48472 | 0.19836 | 0
Aug | 22 | 23 | Weekday | Tuesday | 0.52905 | 0.62299 | 0.67149 | 0.60711 | 1 | 0.60711 | 0.60711 | 0.16585 | 0.60711 | 0.52905 | 0.52905 | 0.36514 | 0.6807 | 0.48571 | 0.17747 | 0.23009 | 0.41928 | 0.42673 | 0.3051 | 0.4629 | 0.11629 | 0.41591 | 0.29752 | 0.16585 | 0.22472 | 0.42003 | 0.19836 | 0.42889 | 0.64192 | 0.50557 | 0.17754 | 0.22975 | 0.4369 | 0.36803 | 0.30414 | 0.45931 | 0.11596 | 0.43274 | 0.29423 | 0.16585 | 0.22472 | 0.42036 | 0.19836 | 0
Aug | 23 | 24 | Weekday | Wednesday | 0.50112 | 0.60104 | 0.63752 | 0.55417 | 1 | 0.55417 | 0.55417 | 0.16448 | 0.55417 | 0.50112 | 0.50112 | 0.22638 | 0.6835 | 0.45733 | 0.18299 | 0.23522 | 0.38758 | 0.32941 | 0.30504 | 0.30626 | 0.11422 | 0.38735 | 0.30349 | 0.16448 | 0.22356 | 0.38618 | 0.19836 | 0.27436 | 0.64421 | 0.48678 | 0.18305 | 0.23538 | 0.40644 | 0.29308 | 0.30409 | 0.31222 | 0.11365 | 0.40403 | 0.30024 | 0.16448 | 0.22356 | 0.38646 | 0.19836 | 0
Aug | 23 | 1 | Weekday | Wednesday | 0.49653 | 0.56547 | 0.62673 | 0.5118 | 1 | 0.5118 | 0.5118 | 0.16448 | 0.5118 | 0.49653 | 0.49653 | 0.22671 | 0.68501 | 0.43399 | 0.18299 | 0.23513 | 0.36751 | 0.41418 | 0.3052 | 0.30794 | 0.11387 | 0.36192 | 0.30282 | 0.16448 | 0.22356 | 0.38275 | 0.19836 | 0.27479 | 0.6449 | 0.46009 | 0.18305 | 0.23538 | 0.38752 | 0.35402 | 0.30403 | 0.31283 | 0.11364 | 0.37733 | 0.30024 | 0.16448 | 0.22356 | 0.38298 | 0.19836 | 0
Aug | 23 | 2 | Weekday | Wednesday | 0.48661 | 0.55157 | 0.62079 | 0.47843 | 1 | 0.47843 | 0.47843 | 0.16448 | 0.47843 | 0.48661 | 0.48661 | 0.22671 | 0.68645 | 0.43678 | 0.18297 | 0.23572 | 0.35448 | 0.31924 | 0.30515 | 0.30675 | 0.11419 | 0.35541 | 0.30349 | 0.16448 | 0.22356 | 0.37974 | 0.19836 | 0.27491 | 0.64615 | 0.46234 | 0.18305 | 0.23538 | 0.3737 | 0.28329 | 0.30397 | 0.31295 | 0.11362 | 0.36957 | 0.30024 | 0.16448 | 0.22356 | 0.38014 | 0.19836 | 0
Aug | 23 | 3 | Weekday | Wednesday | 0.47556 | 0.54998 | 0.62064 | 0.44959 | 1 | 0.44959 | 0.44959 | 0.16448 | 0.44959 | 0.47556 | 0.47556 | 0.23267 | 0.74526 | 0.45311 | 0.19078 | 0.23482 | 0.38901 | 0.54316 | 0.30891 | 0.32082 | 0.11535 | 0.36461 | 0.30382 | 0.16448 | 0.22356 | 0.42476 | 0.19836 | 0.28238 | 0.71093 | 0.46581 | 0.19082 | 0.23538 | 0.40795 | 0.47623 | 0.30798 | 0.32582 | 0.11501 | 0.37732 | 0.30024 | 0.16448 | 0.22356 | 0.42509 | 0.19836 | 0
Aug | 23 | 4 | Weekday | Wednesday | 0.47385 | 0.55573 | 0.63465 | 0.43239 | 1 | 0.43239 | 0.43239 | 0.14788 | 0.43239 | 0.47385 | 0.47385 | 0.36014 | 0.77346 | 0.53932 | 0.21713 | 0.23803 | 0.47759 | 0.61369 | 0.30026 | 0.43447 | 0.11218 | 0.4224 | 0.2974 | 0.14788 | 0.19756 | 0.41303 | 0.18006 | 0.409 | 0.70888 | 0.51921 | 0.21703 | 0.23732 | 0.48371 | 0.4942 | 0.29884 | 0.4405 | 0.11172 | 0.4325 | 0.29445 | 0.14788 | 0.19756 | 0.4133 | 0.18006 | 0
Aug | 23 | 5 | Weekday | Wednesday | 0.46371 | 0.57667 | 0.67741 | 0.45477 | 0.33631 | 0.45477 | 0.45477 | 0.22099 | 0.45477 | 0.46371 | 0.46371 | 0.58352 | 0.88671 | 0.80719 | 0.56686 | 0.34093 | 0.56393 | 0.74278 | 0.43419 | 0.83423 | 0.58646 | 0.66614 | 0.40881 | 0.22099 | 0.18209 | 0.56237 | 0.22331 | 0.64658 | 0.85974 | 0.75369 | 0.56615 | 0.3418 | 0.52227 | 0.67193 | 0.434 | 0.84368 | 0.5872 | 0.67943 | 0.40598 | 0.22072 | 0.17608 | 0.55071 | 0.22331 | 0
Aug | 23 | 6 | Weekday | Wednesday | 0.47654 | 0.60937 | 0.73189 | 0.47832 | 0.0044583 | 0.47832 | 0.47832 | 0.32158 | 0.47832 | 0.47654 | 0.47654 | 0.78977 | 0.95735 | 1 | 0.64605 | 0.47665 | 0.64268 | 0.87663 | 0.4565 | 0.87317 | 0.61912 | 0.86265 | 0.45726 | 0.32158 | 0.27532 | 0.62734 | 0.49265 | 0.8241 | 0.94258 | 0.90696 | 0.6443 | 0.47647 | 0.60106 | 0.82538 | 0.44729 | 0.85823 | 0.60989 | 0.88143 | 0.45405 | 0.32158 | 0.27287 | 0.60296 | 0.49265 | 0
Aug | 23 | 7 | Weekday | Wednesday | 0.53611 | 0.67309 | 0.77698 | 0.4959 | 0.0044583 | 0.4959 | 0.4959 | 0.53067 | 0.4959 | 0.53611 | 0.53611 | 0.84534 | 0.97911 | 0.86924 | 1 | 0.93883 | 0.64574 | 0.92263 | 0.78147 | 0.72545 | 0.80079 | 0.79527 | 0.92075 | 0.53067 | 0.48261 | 0.84678 | 0.74928 | 0.85828 | 0.97043 | 0.81789 | 1 | 0.9395 | 0.60747 | 0.88335 | 0.7794 | 0.7096 | 0.79752 | 0.78555 | 0.92019 | 0.53067 | 0.48258 | 0.83467 | 0.74928 | 0
Aug | 23 | 8 | Weekday | Wednesday | 0.61499 | 0.722 | 0.80726 | 0.55264 | 0.0044583 | 0.55264 | 0.55264 | 0.80777 | 0.55264 | 0.61499 | 0.61499 | 0.70794 | 0.99825 | 0.77557 | 0.98423 | 0.91273 | 0.60678 | 0.98274 | 0.8211 | 0.73639 | 0.85748 | 0.77398 | 0.95082 | 0.80777 | 0.76931 | 0.94455 | 0.92271 | 0.73491 | 0.99409 | 0.75942 | 0.98404 | 0.91307 | 0.57565 | 0.95864 | 0.82069 | 0.72554 | 0.85755 | 0.76929 | 0.9498 | 0.80777 | 0.76931 | 0.94227 | 0.92271 | 0
Aug | 23 | 9 | Weekday | Wednesday | 0.7212 | 0.77626 | 0.82986 | 0.58482 | 0.0044583 | 0.58482 | 0.58482 | 0.87402 | 0.58482 | 0.7212 | 0.7212 | 0.89773 | 1 | 0.65892 | 0.95762 | 0.92295 | 0.57919 | 0.98864 | 0.88032 | 0.91872 | 0.91314 | 0.62036 | 0.96915 | 0.87402 | 0.84407 | 0.93324 | 0.94483 | 0.90006 | 0.99858 | 0.65401 | 0.9573 | 0.92284 | 0.55271 | 0.97281 | 0.87978 | 0.91662 | 0.91307 | 0.61103 | 0.96859 | 0.87402 | 0.84407 | 0.93253 | 0.94483 | 0
Aug | 23 | 10 | Weekday | Wednesday | 0.79833 | 0.82836 | 0.84854 | 0.6382 | 0.0044583 | 0.6382 | 0.6382 | 0.91876 | 0.6382 | 0.79833 | 0.79833 | 0.95112 | 0.99914 | 0.63459 | 0.96115 | 0.95252 | 0.59673 | 0.99362 | 0.92209 | 0.99314 | 0.95848 | 0.62601 | 0.98079 | 0.91876 | 0.90099 | 1 | 0.96484 | 0.96336 | 0.99997 | 0.65573 | 0.96039 | 0.95243 | 0.5832 | 0.98281 | 0.92198 | 0.99072 | 0.9584 | 0.62022 | 0.97964 | 0.91876 | 0.90099 | 1 | 0.96484 | 0
Aug | 23 | 11 | Weekday | Wednesday | 0.84184 | 0.87181 | 0.85798 | 0.68932 | 0.0044583 | 0.68932 | 0.68932 | 0.94784 | 0.68932 | 0.84184 | 0.84184 | 0.97467 | 0.96791 | 0.63279 | 0.93126 | 0.95624 | 0.60772 | 0.95645 | 0.9629 | 1 | 0.99136 | 0.63772 | 0.93993 | 0.94784 | 0.94011 | 0.97924 | 0.89308 | 1 | 0.97092 | 0.65388 | 0.92981 | 0.95543 | 0.60119 | 0.94816 | 0.96299 | 1 | 0.99146 | 0.63329 | 0.93716 | 0.94784 | 0.94011 | 0.97941 | 0.89308 | 0
Aug | 23 | 12 | Weekday | Wednesday | 0.84504 | 0.88516 | 0.85993 | 0.73664 | 0.0044583 | 0.73664 | 0.73664 | 0.9673 | 0.73664 | 0.84504 | 0.84504 | 0.81057 | 0.98816 | 0.61342 | 0.96269 | 0.99678 | 0.61407 | 0.99655 | 0.97991 | 0.98691 | 0.99554 | 0.64643 | 0.99604 | 0.9673 | 0.96562 | 0.98679 | 0.99081 | 0.83544 | 0.9937 | 0.63213 | 0.96148 | 0.99653 | 0.61268 | 0.994 | 0.97999 | 0.98882 | 0.9958 | 0.64317 | 0.99433 | 0.9673 | 0.96562 | 0.98701 | 0.99081 | 0
Aug | 23 | 13 | Weekday | Wednesday | 0.83339 | 0.89403 | 0.86669 | 0.77026 | 0.0044583 | 0.77026 | 0.77026 | 0.98503 | 0.77026 | 0.83339 | 0.83339 | 0.74517 | 0.9863 | 0.61334 | 0.96188 | 0.97413 | 0.61532 | 1 | 1 | 0.79558 | 1 | 0.65137 | 0.99872 | 0.98503 | 0.98473 | 0.9689 | 0.99857 | 0.80048 | 0.99418 | 0.63274 | 0.96189 | 0.97444 | 0.61876 | 1 | 1 | 0.79632 | 1 | 0.64657 | 0.99837 | 0.98503 | 0.98473 | 0.96933 | 0.99857 | 0
Aug | 23 | 14 | Weekday | Wednesday | 0.81747 | 0.89872 | 0.85922 | 0.78991 | 0.0044583 | 0.78991 | 0.78991 | 1 | 0.78991 | 0.81747 | 0.81747 | 0.75996 | 0.98467 | 0.61392 | 0.96249 | 0.97857 | 0.65072 | 0.9803 | 0.98883 | 0.77703 | 0.98966 | 0.64616 | 1 | 1 | 1 | 0.95313 | 1 | 0.77601 | 0.99522 | 0.63356 | 0.96258 | 0.9797 | 0.65156 | 0.98821 | 0.9884 | 0.77774 | 0.98931 | 0.64226 | 1 | 1 | 1 | 0.95376 | 1 | 0
Aug | 23 | 15 | Weekday | Wednesday | 0.78671 | 0.8983 | 0.84375 | 0.81892 | 0.0044583 | 0.81892 | 0.81892 | 0.99653 | 0.81892 | 0.78671 | 0.78671 | 0.94758 | 0.98731 | 0.6514 | 0.9929 | 1 | 0.80179 | 0.97886 | 0.972 | 0.7688 | 0.97516 | 0.64069 | 0.99514 | 0.99653 | 0.99132 | 0.9468 | 0.98925 | 0.93239 | 1 | 0.69849 | 0.99236 | 1 | 0.8055 | 0.98589 | 0.97177 | 0.76842 | 0.97585 | 0.67242 | 0.99443 | 0.99653 | 0.99132 | 0.94725 | 0.98925 | 0
Aug | 23 | 16 | Weekday | Wednesday | 0.75171 | 0.8768 | 0.82509 | 0.86422 | 0.0044583 | 0.86422 | 0.86422 | 0.97243 | 0.86422 | 0.75171 | 0.75171 | 0.96707 | 0.98619 | 0.74772 | 0.92077 | 0.90079 | 0.91998 | 0.96459 | 0.79156 | 0.94045 | 0.92639 | 0.73808 | 0.65363 | 0.97243 | 0.95771 | 0.93563 | 0.28921 | 0.94653 | 0.99946 | 0.7762 | 0.92118 | 0.90197 | 0.91663 | 0.96891 | 0.78987 | 0.93869 | 0.92655 | 0.77104 | 0.65085 | 0.97243 | 0.95771 | 0.93578 | 0.28921 | 0
Aug | 23 | 17 | Weekday | Wednesday | 0.71595 | 0.83913 | 0.80413 | 0.89687 | 0.0044583 | 0.89687 | 0.89687 | 0.75318 | 0.89687 | 0.71595 | 0.71595 | 0.9956 | 0.80493 | 0.91583 | 0.7953 | 0.60568 | 0.96867 | 0.61455 | 0.67049 | 0.93972 | 0.82142 | 0.79998 | 0.5105 | 0.75318 | 0.71914 | 0.9088 | 0.093585 | 0.96666 | 0.8027 | 0.89182 | 0.79557 | 0.60597 | 0.958 | 0.59704 | 0.66557 | 0.92987 | 0.82116 | 0.82568 | 0.50805 | 0.75318 | 0.71914 | 0.90859 | 0.093585 | 0
Aug | 23 | 18 | Weekday | Wednesday | 0.67507 | 0.79921 | 0.77844 | 0.87772 | 1 | 0.87772 | 0.87772 | 0.73687 | 0.87772 | 0.67507 | 0.67507 | 0.82347 | 0.81555 | 0.90419 | 0.78967 | 0.61003 | 0.9655 | 0.63906 | 0.68564 | 0.96648 | 0.79342 | 0.84167 | 0.54957 | 0.73687 | 0.71959 | 0.87902 | 0.13223 | 0.82455 | 0.80806 | 0.92267 | 0.79011 | 0.61049 | 0.9578 | 0.61487 | 0.6779 | 0.95328 | 0.79241 | 0.87678 | 0.54706 | 0.73687 | 0.71959 | 0.87867 | 0.13223 | 0
Aug | 23 | 19 | Weekday | Wednesday | 0.66608 | 0.77598 | 0.76115 | 0.84088 | 1 | 0.84088 | 0.84088 | 0.71373 | 0.84088 | 0.66608 | 0.66608 | 0.83189 | 0.74694 | 0.96858 | 0.71152 | 0.55055 | 0.98779 | 0.60156 | 0.52618 | 0.82242 | 0.69244 | 0.946 | 0.58262 | 0.71373 | 0.72467 | 0.81455 | 0.19836 | 0.84657 | 0.72415 | 1 | 0.71112 | 0.55088 | 0.98699 | 0.55815 | 0.51862 | 0.81223 | 0.69122 | 0.98645 | 0.58068 | 0.71373 | 0.72467 | 0.81382 | 0.19836 | 0
Aug | 23 | 20 | Weekday | Wednesday | 0.6556 | 0.74608 | 0.74167 | 0.81832 | 1 | 0.81832 | 0.81832 | 0.30005 | 0.81832 | 0.6556 | 0.6556 | 0.76661 | 0.72635 | 0.97504 | 0.69446 | 0.53651 | 0.85254 | 0.42205 | 0.31257 | 0.8107 | 0.11571 | 0.90261 | 0.57268 | 0.30005 | 0.35196 | 0.58586 | 0.19836 | 0.80002 | 0.7002 | 0.94448 | 0.69397 | 0.53792 | 0.85458 | 0.39549 | 0.30467 | 0.79684 | 0.11387 | 0.93413 | 0.57167 | 0.30005 | 0.35196 | 0.58623 | 0.19836 | 0
Aug | 23 | 21 | Weekday | Wednesday | 0.60371 | 0.67539 | 0.7132 | 0.77423 | 1 | 0.77423 | 0.77423 | 0.16448 | 0.77423 | 0.60371 | 0.60371 | 0.70153 | 0.68693 | 0.80997 | 0.22211 | 0.25201 | 0.68384 | 0.42253 | 0.30833 | 0.78796 | 0.11514 | 0.66989 | 0.32098 | 0.16448 | 0.22356 | 0.39245 | 0.19836 | 0.77009 | 0.65347 | 0.79847 | 0.22222 | 0.25159 | 0.68195 | 0.37262 | 0.30408 | 0.77889 | 0.11365 | 0.69174 | 0.31752 | 0.16448 | 0.22356 | 0.39265 | 0.19836 | 0
Aug | 23 | 22 | Weekday | Wednesday | 0.57758 | 0.63881 | 0.68115 | 0.69277 | 1 | 0.69277 | 0.69277 | 0.16448 | 0.69277 | 0.57758 | 0.57758 | 0.64213 | 0.68992 | 0.63085 | 0.19073 | 0.23506 | 0.5231 | 0.33978 | 0.31101 | 0.79836 | 0.11528 | 0.46863 | 0.30349 | 0.16448 | 0.22356 | 0.48438 | 0.19836 | 0.75847 | 0.65457 | 0.65099 | 0.19082 | 0.23538 | 0.53042 | 0.30714 | 0.30852 | 0.80253 | 0.1146 | 0.48577 | 0.30024 | 0.16448 | 0.22356 | 0.48472 | 0.19836 | 0
Aug | 23 | 23 | Weekday | Wednesday | 0.52905 | 0.62299 | 0.67149 | 0.60711 | 1 | 0.60711 | 0.60711 | 0.16585 | 0.60711 | 0.52905 | 0.52905 | 0.36514 | 0.6807 | 0.48571 | 0.17747 | 0.23009 | 0.41928 | 0.42673 | 0.3051 | 0.4629 | 0.11629 | 0.41591 | 0.29752 | 0.16585 | 0.22472 | 0.42003 | 0.19836 | 0.42889 | 0.64192 | 0.50557 | 0.17754 | 0.22975 | 0.4369 | 0.36803 | 0.30414 | 0.45931 | 0.11596 | 0.43274 | 0.29423 | 0.16585 | 0.22472 | 0.42036 | 0.19836 | 0
Aug | 24 | 24 | Weekday | Thursday | 0.50112 | 0.60104 | 0.63752 | 0.55417 | 1 | 0.55417 | 0.55417 | 0.16448 | 0.55417 | 0.50112 | 0.50112 | 0.22638 | 0.6835 | 0.45733 | 0.18299 | 0.23522 | 0.38758 | 0.32941 | 0.30504 | 0.30626 | 0.11422 | 0.38735 | 0.30349 | 0.16448 | 0.22356 | 0.38618 | 0.19836 | 0.27436 | 0.64421 | 0.48678 | 0.18305 | 0.23538 | 0.40644 | 0.29308 | 0.30409 | 0.31222 | 0.11365 | 0.40403 | 0.30024 | 0.16448 | 0.22356 | 0.38646 | 0.19836 | 0
Aug | 24 | 1 | Weekday | Thursday | 0.49653 | 0.56547 | 0.62673 | 0.5118 | 1 | 0.5118 | 0.5118 | 0.16448 | 0.5118 | 0.49653 | 0.49653 | 0.22671 | 0.68501 | 0.43399 | 0.18299 | 0.23513 | 0.36751 | 0.41418 | 0.3052 | 0.30794 | 0.11387 | 0.36192 | 0.30282 | 0.16448 | 0.22356 | 0.38275 | 0.19836 | 0.27479 | 0.6449 | 0.46009 | 0.18305 | 0.23538 | 0.38752 | 0.35402 | 0.30403 | 0.31283 | 0.11364 | 0.37733 | 0.30024 | 0.16448 | 0.22356 | 0.38298 | 0.19836 | 0
Aug | 24 | 2 | Weekday | Thursday | 0.48661 | 0.55157 | 0.62079 | 0.47843 | 1 | 0.47843 | 0.47843 | 0.16448 | 0.47843 | 0.48661 | 0.48661 | 0.22671 | 0.68645 | 0.43678 | 0.18297 | 0.23572 | 0.35448 | 0.31924 | 0.30515 | 0.30675 | 0.11419 | 0.35541 | 0.30349 | 0.16448 | 0.22356 | 0.37974 | 0.19836 | 0.27491 | 0.64615 | 0.46234 | 0.18305 | 0.23538 | 0.3737 | 0.28329 | 0.30397 | 0.31295 | 0.11362 | 0.36957 | 0.30024 | 0.16448 | 0.22356 | 0.38014 | 0.19836 | 0
Aug | 24 | 3 | Weekday | Thursday | 0.47556 | 0.54998 | 0.62064 | 0.44959 | 1 | 0.44959 | 0.44959 | 0.16448 | 0.44959 | 0.47556 | 0.47556 | 0.23267 | 0.74526 | 0.45311 | 0.19078 | 0.23482 | 0.38901 | 0.54316 | 0.30891 | 0.32082 | 0.11535 | 0.36461 | 0.30382 | 0.16448 | 0.22356 | 0.42476 | 0.19836 | 0.28238 | 0.71093 | 0.46581 | 0.19082 | 0.23538 | 0.40795 | 0.47623 | 0.30798 | 0.32582 | 0.11501 | 0.37732 | 0.30024 | 0.16448 | 0.22356 | 0.42509 | 0.19836 | 0
Aug | 24 | 4 | Weekday | Thursday | 0.47385 | 0.55573 | 0.63465 | 0.43239 | 1 | 0.43239 | 0.43239 | 0.14788 | 0.43239 | 0.47385 | 0.47385 | 0.36014 | 0.77346 | 0.53932 | 0.21713 | 0.23803 | 0.47759 | 0.61369 | 0.30026 | 0.43447 | 0.11218 | 0.4224 | 0.2974 | 0.14788 | 0.19756 | 0.41303 | 0.18006 | 0.409 | 0.70888 | 0.51921 | 0.21703 | 0.23732 | 0.48371 | 0.4942 | 0.29884 | 0.4405 | 0.11172 | 0.4325 | 0.29445 | 0.14788 | 0.19756 | 0.4133 | 0.18006 | 0
Aug | 24 | 5 | Weekday | Thursday | 0.46371 | 0.57667 | 0.67741 | 0.45477 | 0.33631 | 0.45477 | 0.45477 | 0.22099 | 0.45477 | 0.46371 | 0.46371 | 0.58352 | 0.88671 | 0.80719 | 0.56686 | 0.34093 | 0.56393 | 0.74278 | 0.43419 | 0.83423 | 0.58646 | 0.66614 | 0.40881 | 0.22099 | 0.18209 | 0.56237 | 0.22331 | 0.64658 | 0.85974 | 0.75369 | 0.56615 | 0.3418 | 0.52227 | 0.67193 | 0.434 | 0.84368 | 0.5872 | 0.67943 | 0.40598 | 0.22072 | 0.17608 | 0.55071 | 0.22331 | 0
Aug | 24 | 6 | Weekday | Thursday | 0.47654 | 0.60937 | 0.73189 | 0.47832 | 0.0044583 | 0.47832 | 0.47832 | 0.32158 | 0.47832 | 0.47654 | 0.47654 | 0.78977 | 0.95735 | 1 | 0.64605 | 0.47665 | 0.64268 | 0.87663 | 0.4565 | 0.87317 | 0.61912 | 0.86265 | 0.45726 | 0.32158 | 0.27532 | 0.62734 | 0.49265 | 0.8241 | 0.94258 | 0.90696 | 0.6443 | 0.47647 | 0.60106 | 0.82538 | 0.44729 | 0.85823 | 0.60989 | 0.88143 | 0.45405 | 0.32158 | 0.27287 | 0.60296 | 0.49265 | 0
Aug | 24 | 7 | Weekday | Thursday | 0.53611 | 0.67309 | 0.77698 | 0.4959 | 0.0044583 | 0.4959 | 0.4959 | 0.53067 | 0.4959 | 0.53611 | 0.53611 | 0.84534 | 0.97911 | 0.86924 | 1 | 0.93883 | 0.64574 | 0.92263 | 0.78147 | 0.72545 | 0.80079 | 0.79527 | 0.92075 | 0.53067 | 0.48261 | 0.84678 | 0.74928 | 0.85828 | 0.97043 | 0.81789 | 1 | 0.9395 | 0.60747 | 0.88335 | 0.7794 | 0.7096 | 0.79752 | 0.78555 | 0.92019 | 0.53067 | 0.48258 | 0.83467 | 0.74928 | 0
Aug | 24 | 8 | Weekday | Thursday | 0.61499 | 0.722 | 0.80726 | 0.55264 | 0.0044583 | 0.55264 | 0.55264 | 0.80777 | 0.55264 | 0.61499 | 0.61499 | 0.70794 | 0.99825 | 0.77557 | 0.98423 | 0.91273 | 0.60678 | 0.98274 | 0.8211 | 0.73639 | 0.85748 | 0.77398 | 0.95082 | 0.80777 | 0.76931 | 0.94455 | 0.92271 | 0.73491 | 0.99409 | 0.75942 | 0.98404 | 0.91307 | 0.57565 | 0.95864 | 0.82069 | 0.72554 | 0.85755 | 0.76929 | 0.9498 | 0.80777 | 0.76931 | 0.94227 | 0.92271 | 0
Aug | 24 | 9 | Weekday | Thursday | 0.7212 | 0.77626 | 0.82986 | 0.58482 | 0.0044583 | 0.58482 | 0.58482 | 0.87402 | 0.58482 | 0.7212 | 0.7212 | 0.89773 | 1 | 0.65892 | 0.95762 | 0.92295 | 0.57919 | 0.98864 | 0.88032 | 0.91872 | 0.91314 | 0.62036 | 0.96915 | 0.87402 | 0.84407 | 0.93324 | 0.94483 | 0.90006 | 0.99858 | 0.65401 | 0.9573 | 0.92284 | 0.55271 | 0.97281 | 0.87978 | 0.91662 | 0.91307 | 0.61103 | 0.96859 | 0.87402 | 0.84407 | 0.93253 | 0.94483 | 0
Aug | 24 | 10 | Weekday | Thursday | 0.79833 | 0.82836 | 0.84854 | 0.6382 | 0.0044583 | 0.6382 | 0.6382 | 0.91876 | 0.6382 | 0.79833 | 0.79833 | 0.95112 | 0.99914 | 0.63459 | 0.96115 | 0.95252 | 0.59673 | 0.99362 | 0.92209 | 0.99314 | 0.95848 | 0.62601 | 0.98079 | 0.91876 | 0.90099 | 1 | 0.96484 | 0.96336 | 0.99997 | 0.65573 | 0.96039 | 0.95243 | 0.5832 | 0.98281 | 0.92198 | 0.99072 | 0.9584 | 0.62022 | 0.97964 | 0.91876 | 0.90099 | 1 | 0.96484 | 0
Aug | 24 | 11 | Weekday | Thursday | 0.84184 | 0.87181 | 0.85798 | 0.68932 | 0.0044583 | 0.68932 | 0.68932 | 0.94784 | 0.68932 | 0.84184 | 0.84184 | 0.97467 | 0.96791 | 0.63279 | 0.93126 | 0.95624 | 0.60772 | 0.95645 | 0.9629 | 1 | 0.99136 | 0.63772 | 0.93993 | 0.94784 | 0.94011 | 0.97924 | 0.89308 | 1 | 0.97092 | 0.65388 | 0.92981 | 0.95543 | 0.60119 | 0.94816 | 0.96299 | 1 | 0.99146 | 0.63329 | 0.93716 | 0.94784 | 0.94011 | 0.97941 | 0.89308 | 0
Aug | 24 | 12 | Weekday | Thursday | 0.84504 | 0.88516 | 0.85993 | 0.73664 | 0.0044583 | 0.73664 | 0.73664 | 0.9673 | 0.73664 | 0.84504 | 0.84504 | 0.81057 | 0.98816 | 0.61342 | 0.96269 | 0.99678 | 0.61407 | 0.99655 | 0.97991 | 0.98691 | 0.99554 | 0.64643 | 0.99604 | 0.9673 | 0.96562 | 0.98679 | 0.99081 | 0.83544 | 0.9937 | 0.63213 | 0.96148 | 0.99653 | 0.61268 | 0.994 | 0.97999 | 0.98882 | 0.9958 | 0.64317 | 0.99433 | 0.9673 | 0.96562 | 0.98701 | 0.99081 | 0
Aug | 24 | 13 | Weekday | Thursday | 0.83339 | 0.89403 | 0.86669 | 0.77026 | 0.0044583 | 0.77026 | 0.77026 | 0.98503 | 0.77026 | 0.83339 | 0.83339 | 0.74517 | 0.9863 | 0.61334 | 0.96188 | 0.97413 | 0.61532 | 1 | 1 | 0.79558 | 1 | 0.65137 | 0.99872 | 0.98503 | 0.98473 | 0.9689 | 0.99857 | 0.80048 | 0.99418 | 0.63274 | 0.96189 | 0.97444 | 0.61876 | 1 | 1 | 0.79632 | 1 | 0.64657 | 0.99837 | 0.98503 | 0.98473 | 0.96933 | 0.99857 | 0
Aug | 24 | 14 | Weekday | Thursday | 0.81747 | 0.89872 | 0.85922 | 0.78991 | 0.0044583 | 0.78991 | 0.78991 | 1 | 0.78991 | 0.81747 | 0.81747 | 0.75996 | 0.98467 | 0.61392 | 0.96249 | 0.97857 | 0.65072 | 0.9803 | 0.98883 | 0.77703 | 0.98966 | 0.64616 | 1 | 1 | 1 | 0.95313 | 1 | 0.77601 | 0.99522 | 0.63356 | 0.96258 | 0.9797 | 0.65156 | 0.98821 | 0.9884 | 0.77774 | 0.98931 | 0.64226 | 1 | 1 | 1 | 0.95376 | 1 | 0
Aug | 24 | 15 | Weekday | Thursday | 0.78671 | 0.8983 | 0.84375 | 0.81892 | 0.0044583 | 0.81892 | 0.81892 | 0.99653 | 0.81892 | 0.78671 | 0.78671 | 0.94758 | 0.98731 | 0.6514 | 0.9929 | 1 | 0.80179 | 0.97886 | 0.972 | 0.7688 | 0.97516 | 0.64069 | 0.99514 | 0.99653 | 0.99132 | 0.9468 | 0.98925 | 0.93239 | 1 | 0.69849 | 0.99236 | 1 | 0.8055 | 0.98589 | 0.97177 | 0.76842 | 0.97585 | 0.67242 | 0.99443 | 0.99653 | 0.99132 | 0.94725 | 0.98925 | 0
Aug | 24 | 16 | Weekday | Thursday | 0.75171 | 0.8768 | 0.82509 | 0.86422 | 0.0044583 | 0.86422 | 0.86422 | 0.97243 | 0.86422 | 0.75171 | 0.75171 | 0.96707 | 0.98619 | 0.74772 | 0.92077 | 0.90079 | 0.91998 | 0.96459 | 0.79156 | 0.94045 | 0.92639 | 0.73808 | 0.65363 | 0.97243 | 0.95771 | 0.93563 | 0.28921 | 0.94653 | 0.99946 | 0.7762 | 0.92118 | 0.90197 | 0.91663 | 0.96891 | 0.78987 | 0.93869 | 0.92655 | 0.77104 | 0.65085 | 0.97243 | 0.95771 | 0.93578 | 0.28921 | 0
Aug | 24 | 17 | Weekday | Thursday | 0.71595 | 0.83913 | 0.80413 | 0.89687 | 0.0044583 | 0.89687 | 0.89687 | 0.75318 | 0.89687 | 0.71595 | 0.71595 | 0.9956 | 0.80493 | 0.91583 | 0.7953 | 0.60568 | 0.96867 | 0.61455 | 0.67049 | 0.93972 | 0.82142 | 0.79998 | 0.5105 | 0.75318 | 0.71914 | 0.9088 | 0.093585 | 0.96666 | 0.8027 | 0.89182 | 0.79557 | 0.60597 | 0.958 | 0.59704 | 0.66557 | 0.92987 | 0.82116 | 0.82568 | 0.50805 | 0.75318 | 0.71914 | 0.90859 | 0.093585 | 0
Aug | 24 | 18 | Weekday | Thursday | 0.67507 | 0.79921 | 0.77844 | 0.87772 | 1 | 0.87772 | 0.87772 | 0.73687 | 0.87772 | 0.67507 | 0.67507 | 0.82347 | 0.81555 | 0.90419 | 0.78967 | 0.61003 | 0.9655 | 0.63906 | 0.68564 | 0.96648 | 0.79342 | 0.84167 | 0.54957 | 0.73687 | 0.71959 | 0.87902 | 0.13223 | 0.82455 | 0.80806 | 0.92267 | 0.79011 | 0.61049 | 0.9578 | 0.61487 | 0.6779 | 0.95328 | 0.79241 | 0.87678 | 0.54706 | 0.73687 | 0.71959 | 0.87867 | 0.13223 | 0
Aug | 24 | 19 | Weekday | Thursday | 0.66608 | 0.77598 | 0.76115 | 0.84088 | 1 | 0.84088 | 0.84088 | 0.71373 | 0.84088 | 0.66608 | 0.66608 | 0.83189 | 0.74694 | 0.96858 | 0.71152 | 0.55055 | 0.98779 | 0.60156 | 0.52618 | 0.82242 | 0.69244 | 0.946 | 0.58262 | 0.71373 | 0.72467 | 0.81455 | 0.19836 | 0.84657 | 0.72415 | 1 | 0.71112 | 0.55088 | 0.98699 | 0.55815 | 0.51862 | 0.81223 | 0.69122 | 0.98645 | 0.58068 | 0.71373 | 0.72467 | 0.81382 | 0.19836 | 0
Aug | 24 | 20 | Weekday | Thursday | 0.6556 | 0.74608 | 0.74167 | 0.81832 | 1 | 0.81832 | 0.81832 | 0.30005 | 0.81832 | 0.6556 | 0.6556 | 0.76661 | 0.72635 | 0.97504 | 0.69446 | 0.53651 | 0.85254 | 0.42205 | 0.31257 | 0.8107 | 0.11571 | 0.90261 | 0.57268 | 0.30005 | 0.35196 | 0.58586 | 0.19836 | 0.80002 | 0.7002 | 0.94448 | 0.69397 | 0.53792 | 0.85458 | 0.39549 | 0.30467 | 0.79684 | 0.11387 | 0.93413 | 0.57167 | 0.30005 | 0.35196 | 0.58623 | 0.19836 | 0
Aug | 24 | 21 | Weekday | Thursday | 0.60371 | 0.67539 | 0.7132 | 0.77423 | 1 | 0.77423 | 0.77423 | 0.16448 | 0.77423 | 0.60371 | 0.60371 | 0.70153 | 0.68693 | 0.80997 | 0.22211 | 0.25201 | 0.68384 | 0.42253 | 0.30833 | 0.78796 | 0.11514 | 0.66989 | 0.32098 | 0.16448 | 0.22356 | 0.39245 | 0.19836 | 0.77009 | 0.65347 | 0.79847 | 0.22222 | 0.25159 | 0.68195 | 0.37262 | 0.30408 | 0.77889 | 0.11365 | 0.69174 | 0.31752 | 0.16448 | 0.22356 | 0.39265 | 0.19836 | 0
Aug | 24 | 22 | Weekday | Thursday | 0.57758 | 0.63881 | 0.68115 | 0.69277 | 1 | 0.69277 | 0.69277 | 0.16448 | 0.69277 | 0.57758 | 0.57758 | 0.64213 | 0.68992 | 0.63085 | 0.19073 | 0.23506 | 0.5231 | 0.33978 | 0.31101 | 0.79836 | 0.11528 | 0.46863 | 0.30349 | 0.16448 | 0.22356 | 0.48438 | 0.19836 | 0.75847 | 0.65457 | 0.65099 | 0.19082 | 0.23538 | 0.53042 | 0.30714 | 0.30852 | 0.80253 | 0.1146 | 0.48577 | 0.30024 | 0.16448 | 0.22356 | 0.48472 | 0.19836 | 0
Aug | 24 | 23 | Weekday | Thursday | 0.52905 | 0.62299 | 0.67149 | 0.60711 | 1 | 0.60711 | 0.60711 | 0.16585 | 0.60711 | 0.52905 | 0.52905 | 0.36514 | 0.6807 | 0.48571 | 0.17747 | 0.23009 | 0.41928 | 0.42673 | 0.3051 | 0.4629 | 0.11629 | 0.41591 | 0.29752 | 0.16585 | 0.22472 | 0.42003 | 0.19836 | 0.42889 | 0.64192 | 0.50557 | 0.17754 | 0.22975 | 0.4369 | 0.36803 | 0.30414 | 0.45931 | 0.11596 | 0.43274 | 0.29423 | 0.16585 | 0.22472 | 0.42036 | 0.19836 | 0
Aug | 25 | 24 | Weekday | Friday | 0.50112 | 0.60104 | 0.63752 | 0.55417 | 1 | 0.55417 | 0.55417 | 0.16448 | 0.55417 | 0.50112 | 0.50112 | 0.22638 | 0.6835 | 0.45733 | 0.18299 | 0.23522 | 0.38758 | 0.32941 | 0.30504 | 0.30626 | 0.11422 | 0.38735 | 0.30349 | 0.16448 | 0.22356 | 0.38618 | 0.19836 | 0.27436 | 0.64421 | 0.48678 | 0.18305 | 0.23538 | 0.40644 | 0.29308 | 0.30409 | 0.31222 | 0.11365 | 0.40403 | 0.30024 | 0.16448 | 0.22356 | 0.38646 | 0.19836 | 0
Aug | 25 | 1 | Weekday | Friday | 0.49653 | 0.56547 | 0.62673 | 0.5118 | 1 | 0.5118 | 0.5118 | 0.16448 | 0.5118 | 0.49653 | 0.49653 | 0.22671 | 0.68501 | 0.43399 | 0.18299 | 0.23513 | 0.36751 | 0.41418 | 0.3052 | 0.30794 | 0.11387 | 0.36192 | 0.30282 | 0.16448 | 0.22356 | 0.38275 | 0.19836 | 0.27479 | 0.6449 | 0.46009 | 0.18305 | 0.23538 | 0.38752 | 0.35402 | 0.30403 | 0.31283 | 0.11364 | 0.37733 | 0.30024 | 0.16448 | 0.22356 | 0.38298 | 0.19836 | 0
Aug | 25 | 2 | Weekday | Friday | 0.48661 | 0.55157 | 0.62079 | 0.47843 | 1 | 0.47843 | 0.47843 | 0.16448 | 0.47843 | 0.48661 | 0.48661 | 0.22671 | 0.68645 | 0.43678 | 0.18297 | 0.23572 | 0.35448 | 0.31924 | 0.30515 | 0.30675 | 0.11419 | 0.35541 | 0.30349 | 0.16448 | 0.22356 | 0.37974 | 0.19836 | 0.27491 | 0.64615 | 0.46234 | 0.18305 | 0.23538 | 0.3737 | 0.28329 | 0.30397 | 0.31295 | 0.11362 | 0.36957 | 0.30024 | 0.16448 | 0.22356 | 0.38014 | 0.19836 | 0
Aug | 25 | 3 | Weekday | Friday | 0.47556 | 0.54998 | 0.62064 | 0.44959 | 1 | 0.44959 | 0.44959 | 0.16448 | 0.44959 | 0.47556 | 0.47556 | 0.23267 | 0.74526 | 0.45311 | 0.19078 | 0.23482 | 0.38901 | 0.54316 | 0.30891 | 0.32082 | 0.11535 | 0.36461 | 0.30382 | 0.16448 | 0.22356 | 0.42476 | 0.19836 | 0.28238 | 0.71093 | 0.46581 | 0.19082 | 0.23538 | 0.40795 | 0.47623 | 0.30798 | 0.32582 | 0.11501 | 0.37732 | 0.30024 | 0.16448 | 0.22356 | 0.42509 | 0.19836 | 0
Aug | 25 | 4 | Weekday | Friday | 0.47385 | 0.55573 | 0.63465 | 0.43239 | 1 | 0.43239 | 0.43239 | 0.14788 | 0.43239 | 0.47385 | 0.47385 | 0.36014 | 0.77346 | 0.53932 | 0.21713 | 0.23803 | 0.47759 | 0.61369 | 0.30026 | 0.43447 | 0.11218 | 0.4224 | 0.2974 | 0.14788 | 0.19756 | 0.41303 | 0.18006 | 0.409 | 0.70888 | 0.51921 | 0.21703 | 0.23732 | 0.48371 | 0.4942 | 0.29884 | 0.4405 | 0.11172 | 0.4325 | 0.29445 | 0.14788 | 0.19756 | 0.4133 | 0.18006 | 0
Aug | 25 | 5 | Weekday | Friday | 0.46371 | 0.57667 | 0.67741 | 0.45477 | 0.33631 | 0.45477 | 0.45477 | 0.22099 | 0.45477 | 0.46371 | 0.46371 | 0.58352 | 0.88671 | 0.80719 | 0.56686 | 0.34093 | 0.56393 | 0.74278 | 0.43419 | 0.83423 | 0.58646 | 0.66614 | 0.40881 | 0.22099 | 0.18209 | 0.56237 | 0.22331 | 0.64658 | 0.85974 | 0.75369 | 0.56615 | 0.3418 | 0.52227 | 0.67193 | 0.434 | 0.84368 | 0.5872 | 0.67943 | 0.40598 | 0.22072 | 0.17608 | 0.55071 | 0.22331 | 0
Aug | 25 | 6 | Weekday | Friday | 0.47654 | 0.60937 | 0.73189 | 0.47832 | 0.0044583 | 0.47832 | 0.47832 | 0.32158 | 0.47832 | 0.47654 | 0.47654 | 0.78977 | 0.95735 | 1 | 0.64605 | 0.47665 | 0.64268 | 0.87663 | 0.4565 | 0.87317 | 0.61912 | 0.86265 | 0.45726 | 0.32158 | 0.27532 | 0.62734 | 0.49265 | 0.8241 | 0.94258 | 0.90696 | 0.6443 | 0.47647 | 0.60106 | 0.82538 | 0.44729 | 0.85823 | 0.60989 | 0.88143 | 0.45405 | 0.32158 | 0.27287 | 0.60296 | 0.49265 | 0
Aug | 25 | 7 | Weekday | Friday | 0.53611 | 0.67309 | 0.77698 | 0.4959 | 0.0044583 | 0.4959 | 0.4959 | 0.53067 | 0.4959 | 0.53611 | 0.53611 | 0.84534 | 0.97911 | 0.86924 | 1 | 0.93883 | 0.64574 | 0.92263 | 0.78147 | 0.72545 | 0.80079 | 0.79527 | 0.92075 | 0.53067 | 0.48261 | 0.84678 | 0.74928 | 0.85828 | 0.97043 | 0.81789 | 1 | 0.9395 | 0.60747 | 0.88335 | 0.7794 | 0.7096 | 0.79752 | 0.78555 | 0.92019 | 0.53067 | 0.48258 | 0.83467 | 0.74928 | 0
Aug | 25 | 8 | Weekday | Friday | 0.61499 | 0.722 | 0.80726 | 0.55264 | 0.0044583 | 0.55264 | 0.55264 | 0.80777 | 0.55264 | 0.61499 | 0.61499 | 0.70794 | 0.99825 | 0.77557 | 0.98423 | 0.91273 | 0.60678 | 0.98274 | 0.8211 | 0.73639 | 0.85748 | 0.77398 | 0.95082 | 0.80777 | 0.76931 | 0.94455 | 0.92271 | 0.73491 | 0.99409 | 0.75942 | 0.98404 | 0.91307 | 0.57565 | 0.95864 | 0.82069 | 0.72554 | 0.85755 | 0.76929 | 0.9498 | 0.80777 | 0.76931 | 0.94227 | 0.92271 | 0
Aug | 25 | 9 | Weekday | Friday | 0.7212 | 0.77626 | 0.82986 | 0.58482 | 0.0044583 | 0.58482 | 0.58482 | 0.87402 | 0.58482 | 0.7212 | 0.7212 | 0.89773 | 1 | 0.65892 | 0.95762 | 0.92295 | 0.57919 | 0.98864 | 0.88032 | 0.91872 | 0.91314 | 0.62036 | 0.96915 | 0.87402 | 0.84407 | 0.93324 | 0.94483 | 0.90006 | 0.99858 | 0.65401 | 0.9573 | 0.92284 | 0.55271 | 0.97281 | 0.87978 | 0.91662 | 0.91307 | 0.61103 | 0.96859 | 0.87402 | 0.84407 | 0.93253 | 0.94483 | 0
Aug | 25 | 10 | Weekday | Friday | 0.79833 | 0.82836 | 0.84854 | 0.6382 | 0.0044583 | 0.6382 | 0.6382 | 0.91876 | 0.6382 | 0.79833 | 0.79833 | 0.95112 | 0.99914 | 0.63459 | 0.96115 | 0.95252 | 0.59673 | 0.99362 | 0.92209 | 0.99314 | 0.95848 | 0.62601 | 0.98079 | 0.91876 | 0.90099 | 1 | 0.96484 | 0.96336 | 0.99997 | 0.65573 | 0.96039 | 0.95243 | 0.5832 | 0.98281 | 0.92198 | 0.99072 | 0.9584 | 0.62022 | 0.97964 | 0.91876 | 0.90099 | 1 | 0.96484 | 0
Aug | 25 | 11 | Weekday | Friday | 0.84184 | 0.87181 | 0.85798 | 0.68932 | 0.0044583 | 0.68932 | 0.68932 | 0.94784 | 0.68932 | 0.84184 | 0.84184 | 0.97467 | 0.96791 | 0.63279 | 0.93126 | 0.95624 | 0.60772 | 0.95645 | 0.9629 | 1 | 0.99136 | 0.63772 | 0.93993 | 0.94784 | 0.94011 | 0.97924 | 0.89308 | 1 | 0.97092 | 0.65388 | 0.92981 | 0.95543 | 0.60119 | 0.94816 | 0.96299 | 1 | 0.99146 | 0.63329 | 0.93716 | 0.94784 | 0.94011 | 0.97941 | 0.89308 | 0
Aug | 25 | 12 | Weekday | Friday | 0.84504 | 0.88516 | 0.85993 | 0.73664 | 0.0044583 | 0.73664 | 0.73664 | 0.9673 | 0.73664 | 0.84504 | 0.84504 | 0.81057 | 0.98816 | 0.61342 | 0.96269 | 0.99678 | 0.61407 | 0.99655 | 0.97991 | 0.98691 | 0.99554 | 0.64643 | 0.99604 | 0.9673 | 0.96562 | 0.98679 | 0.99081 | 0.83544 | 0.9937 | 0.63213 | 0.96148 | 0.99653 | 0.61268 | 0.994 | 0.97999 | 0.98882 | 0.9958 | 0.64317 | 0.99433 | 0.9673 | 0.96562 | 0.98701 | 0.99081 | 0
Aug | 25 | 13 | Weekday | Friday | 0.83339 | 0.89403 | 0.86669 | 0.77026 | 0.0044583 | 0.77026 | 0.77026 | 0.98503 | 0.77026 | 0.83339 | 0.83339 | 0.74517 | 0.9863 | 0.61334 | 0.96188 | 0.97413 | 0.61532 | 1 | 1 | 0.79558 | 1 | 0.65137 | 0.99872 | 0.98503 | 0.98473 | 0.9689 | 0.99857 | 0.80048 | 0.99418 | 0.63274 | 0.96189 | 0.97444 | 0.61876 | 1 | 1 | 0.79632 | 1 | 0.64657 | 0.99837 | 0.98503 | 0.98473 | 0.96933 | 0.99857 | 0
Aug | 25 | 14 | Weekday | Friday | 0.81747 | 0.89872 | 0.85922 | 0.78991 | 0.0044583 | 0.78991 | 0.78991 | 1 | 0.78991 | 0.81747 | 0.81747 | 0.75996 | 0.98467 | 0.61392 | 0.96249 | 0.97857 | 0.65072 | 0.9803 | 0.98883 | 0.77703 | 0.98966 | 0.64616 | 1 | 1 | 1 | 0.95313 | 1 | 0.77601 | 0.99522 | 0.63356 | 0.96258 | 0.9797 | 0.65156 | 0.98821 | 0.9884 | 0.77774 | 0.98931 | 0.64226 | 1 | 1 | 1 | 0.95376 | 1 | 0
Aug | 25 | 15 | Weekday | Friday | 0.78671 | 0.8983 | 0.84375 | 0.81892 | 0.0044583 | 0.81892 | 0.81892 | 0.99653 | 0.81892 | 0.78671 | 0.78671 | 0.94758 | 0.98731 | 0.6514 | 0.9929 | 1 | 0.80179 | 0.97886 | 0.972 | 0.7688 | 0.97516 | 0.64069 | 0.99514 | 0.99653 | 0.99132 | 0.9468 | 0.98925 | 0.93239 | 1 | 0.69849 | 0.99236 | 1 | 0.8055 | 0.98589 | 0.97177 | 0.76842 | 0.97585 | 0.67242 | 0.99443 | 0.99653 | 0.99132 | 0.94725 | 0.98925 | 0
Aug | 25 | 16 | Weekday | Friday | 0.75171 | 0.8768 | 0.82509 | 0.86422 | 0.0044583 | 0.86422 | 0.86422 | 0.97243 | 0.86422 | 0.75171 | 0.75171 | 0.96707 | 0.98619 | 0.74772 | 0.92077 | 0.90079 | 0.91998 | 0.96459 | 0.79156 | 0.94045 | 0.92639 | 0.73808 | 0.65363 | 0.97243 | 0.95771 | 0.93563 | 0.28921 | 0.94653 | 0.99946 | 0.7762 | 0.92118 | 0.90197 | 0.91663 | 0.96891 | 0.78987 | 0.93869 | 0.92655 | 0.77104 | 0.65085 | 0.97243 | 0.95771 | 0.93578 | 0.28921 | 0
Aug | 25 | 17 | Weekday | Friday | 0.71595 | 0.83913 | 0.80413 | 0.89687 | 0.0044583 | 0.89687 | 0.89687 | 0.75318 | 0.89687 | 0.71595 | 0.71595 | 0.9956 | 0.80493 | 0.91583 | 0.7953 | 0.60568 | 0.96867 | 0.61455 | 0.67049 | 0.93972 | 0.82142 | 0.79998 | 0.5105 | 0.75318 | 0.71914 | 0.9088 | 0.093585 | 0.96666 | 0.8027 | 0.89182 | 0.79557 | 0.60597 | 0.958 | 0.59704 | 0.66557 | 0.92987 | 0.82116 | 0.82568 | 0.50805 | 0.75318 | 0.71914 | 0.90859 | 0.093585 | 0
Aug | 25 | 18 | Weekday | Friday | 0.67507 | 0.79921 | 0.77844 | 0.87772 | 1 | 0.87772 | 0.87772 | 0.73687 | 0.87772 | 0.67507 | 0.67507 | 0.82347 | 0.81555 | 0.90419 | 0.78967 | 0.61003 | 0.9655 | 0.63906 | 0.68564 | 0.96648 | 0.79342 | 0.84167 | 0.54957 | 0.73687 | 0.71959 | 0.87902 | 0.13223 | 0.82455 | 0.80806 | 0.92267 | 0.79011 | 0.61049 | 0.9578 | 0.61487 | 0.6779 | 0.95328 | 0.79241 | 0.87678 | 0.54706 | 0.73687 | 0.71959 | 0.87867 | 0.13223 | 0
Aug | 25 | 19 | Weekday | Friday | 0.66608 | 0.77598 | 0.76115 | 0.84088 | 1 | 0.84088 | 0.84088 | 0.71373 | 0.84088 | 0.66608 | 0.66608 | 0.83189 | 0.74694 | 0.96858 | 0.71152 | 0.55055 | 0.98779 | 0.60156 | 0.52618 | 0.82242 | 0.69244 | 0.946 | 0.58262 | 0.71373 | 0.72467 | 0.81455 | 0.19836 | 0.84657 | 0.72415 | 1 | 0.71112 | 0.55088 | 0.98699 | 0.55815 | 0.51862 | 0.81223 | 0.69122 | 0.98645 | 0.58068 | 0.71373 | 0.72467 | 0.81382 | 0.19836 | 0
Aug | 25 | 20 | Weekday | Friday | 0.6556 | 0.74608 | 0.74167 | 0.81832 | 1 | 0.81832 | 0.81832 | 0.30005 | 0.81832 | 0.6556 | 0.6556 | 0.76661 | 0.72635 | 0.97504 | 0.69446 | 0.53651 | 0.85254 | 0.42205 | 0.31257 | 0.8107 | 0.11571 | 0.90261 | 0.57268 | 0.30005 | 0.35196 | 0.58586 | 0.19836 | 0.80002 | 0.7002 | 0.94448 | 0.69397 | 0.53792 | 0.85458 | 0.39549 | 0.30467 | 0.79684 | 0.11387 | 0.93413 | 0.57167 | 0.30005 | 0.35196 | 0.58623 | 0.19836 | 0
Aug | 25 | 21 | Weekday | Friday | 0.60371 | 0.67539 | 0.7132 | 0.77423 | 1 | 0.77423 | 0.77423 | 0.16448 | 0.77423 | 0.60371 | 0.60371 | 0.70153 | 0.68693 | 0.80997 | 0.22211 | 0.25201 | 0.68384 | 0.42253 | 0.30833 | 0.78796 | 0.11514 | 0.66989 | 0.32098 | 0.16448 | 0.22356 | 0.39245 | 0.19836 | 0.77009 | 0.65347 | 0.79847 | 0.22222 | 0.25159 | 0.68195 | 0.37262 | 0.30408 | 0.77889 | 0.11365 | 0.69174 | 0.31752 | 0.16448 | 0.22356 | 0.39265 | 0.19836 | 0
Aug | 25 | 22 | Weekday | Friday | 0.57758 | 0.63881 | 0.68115 | 0.69277 | 1 | 0.69277 | 0.69277 | 0.16448 | 0.69277 | 0.57758 | 0.57758 | 0.64213 | 0.68992 | 0.63085 | 0.19073 | 0.23506 | 0.5231 | 0.33978 | 0.31101 | 0.79836 | 0.11528 | 0.46863 | 0.30349 | 0.16448 | 0.22356 | 0.48438 | 0.19836 | 0.75847 | 0.65457 | 0.65099 | 0.19082 | 0.23538 | 0.53042 | 0.30714 | 0.30852 | 0.80253 | 0.1146 | 0.48577 | 0.30024 | 0.16448 | 0.22356 | 0.48472 | 0.19836 | 0
Aug | 25 | 23 | Weekday | Friday | 0.52905 | 0.62299 | 0.67149 | 0.60711 | 1 | 0.60711 | 0.60711 | 0.15796 | 0.60711 | 0.52905 | 0.52905 | 0.3743 | 0.67375 | 0.48353 | 0.16717 | 0.21889 | 0.40803 | 0.41075 | 0.30567 | 0.46603 | 0.1287 | 0.41655 | 0.28612 | 0.15796 | 0.21804 | 0.40533 | 0.19836 | 0.43648 | 0.63958 | 0.50155 | 0.1672 | 0.21918 | 0.42497 | 0.35777 | 0.30398 | 0.46297 | 0.12831 | 0.43312 | 0.28296 | 0.15796 | 0.21804 | 0.40569 | 0.19836 | 0
Aug | 26 | 24 | Weekend | Saturday | 0.51423 | 0.62087 | 0.69616 | 0.60278 | 1 | 0.60278 | 0.60278 | 0.16191 | 0.60278 | 0.51423 | 0.51423 | 0.22598 | 0.66899 | 0.46033 | 0.15136 | 0.20321 | 0.37959 | 0.31375 | 0.3031 | 0.30595 | 0.11403 | 0.41059 | 0.26896 | 0.16191 | 0.22138 | 0.37019 | 0.19836 | 0.27414 | 0.63311 | 0.48908 | 0.15135 | 0.20298 | 0.39796 | 0.28275 | 0.30393 | 0.31176 | 0.1136 | 0.42825 | 0.26568 | 0.16191 | 0.22138 | 0.37036 | 0.19836 | 0
Aug | 26 | 1 | Weekend | Saturday | 0.5147 | 0.58632 | 0.68206 | 0.55887 | 1 | 0.55887 | 0.55887 | 0.16191 | 0.55887 | 0.5147 | 0.5147 | 0.22662 | 0.66833 | 0.4248 | 0.15136 | 0.20298 | 0.36165 | 0.3993 | 0.30495 | 0.30724 | 0.11369 | 0.36163 | 0.26992 | 0.16191 | 0.22138 | 0.36732 | 0.19836 | 0.27461 | 0.63205 | 0.44745 | 0.15135 | 0.20298 | 0.3813 | 0.34742 | 0.30389 | 0.31244 | 0.11359 | 0.37575 | 0.26568 | 0.16191 | 0.22138 | 0.36749 | 0.19836 | 0
Aug | 26 | 2 | Weekend | Saturday | 0.50471 | 0.57425 | 0.67427 | 0.52195 | 1 | 0.52195 | 0.52195 | 0.16191 | 0.52195 | 0.50471 | 0.50471 | 0.22675 | 0.67123 | 0.4414 | 0.15131 | 0.20275 | 0.3521 | 0.30408 | 0.30429 | 0.30742 | 0.11368 | 0.35594 | 0.268 | 0.16191 | 0.22138 | 0.36568 | 0.19836 | 0.27478 | 0.63305 | 0.46503 | 0.15135 | 0.20298 | 0.37117 | 0.27243 | 0.30386 | 0.31263 | 0.11358 | 0.36934 | 0.26568 | 0.16191 | 0.22138 | 0.36597 | 0.19836 | 0
Aug | 26 | 3 | Weekend | Saturday | 0.49307 | 0.57302 | 0.6746 | 0.48933 | 1 | 0.48933 | 0.48933 | 0.16191 | 0.48933 | 0.49307 | 0.49307 | 0.22918 | 0.67616 | 0.45164 | 0.15911 | 0.20321 | 0.38994 | 0.48051 | 0.30459 | 0.31266 | 0.11456 | 0.36845 | 0.26896 | 0.16191 | 0.22138 | 0.38905 | 0.19836 | 0.27792 | 0.64021 | 0.46242 | 0.15912 | 0.20298 | 0.40894 | 0.42353 | 0.30543 | 0.31801 | 0.11413 | 0.37881 | 0.26568 | 0.16191 | 0.22138 | 0.38938 | 0.19836 | 0
Aug | 26 | 4 | Weekend | Saturday | 0.49173 | 0.58538 | 0.69498 | 0.47495 | 1 | 0.47495 | 0.47495 | 0.14827 | 0.47495 | 0.49173 | 0.49173 | 0.37249 | 0.67641 | 0.48339 | 0.16998 | 0.1902 | 0.48078 | 0.47838 | 0.29855 | 0.43774 | 0.11103 | 0.38926 | 0.24896 | 0.14827 | 0.20002 | 0.37815 | 0.18162 | 0.41365 | 0.63916 | 0.48174 | 0.16991 | 0.18992 | 0.48712 | 0.39897 | 0.29745 | 0.43886 | 0.11125 | 0.40069 | 0.24458 | 0.14827 | 0.20002 | 0.37821 | 0.18162 | 0
Aug | 26 | 5 | Weekend | Saturday | 0.48416 | 0.61993 | 0.75704 | 0.50786 | 0.40267 | 0.50786 | 0.50786 | 0.13623 | 0.50786 | 0.48416 | 0.48416 | 0.59617 | 0.70242 | 0.68719 | 0.37324 | 0.22101 | 0.56386 | 0.6013 | 0.25234 | 0.83569 | 0.095156 | 0.52647 | 0.25638 | 0.13623 | 0.11027 | 0.5002 | 0.083547 | 0.65356 | 0.67979 | 0.68866 | 0.37128 | 0.22084 | 0.52226 | 0.53227 | 0.25165 | 0.84361 | 0.094689 | 0.53985 | 0.25301 | 0.13623 | 0.10962 | 0.47705 | 0.083547 | 0
Aug | 26 | 6 | Weekend | Saturday | 0.51138 | 0.6686 | 0.84097 | 0.54443 | 0.0044583 | 0.54443 | 0.54443 | 0.20194 | 0.54443 | 0.51138 | 0.51138 | 0.76067 | 0.75582 | 0.87131 | 0.39153 | 0.23951 | 0.63557 | 0.62189 | 0.25069 | 0.84898 | 0.095023 | 0.70085 | 0.24212 | 0.20194 | 0.16782 | 0.57506 | 0.1526 | 0.83686 | 0.72488 | 0.81954 | 0.38931 | 0.23941 | 0.59359 | 0.57849 | 0.25126 | 0.85857 | 0.094556 | 0.71929 | 0.23855 | 0.20194 | 0.16781 | 0.53708 | 0.1526 | 0
Aug | 26 | 7 | Weekend | Saturday | 0.60118 | 0.75262 | 0.90245 | 0.55321 | 0.0044583 | 0.55321 | 0.55321 | 0.44864 | 0.55321 | 0.60118 | 0.60118 | 0.8156 | 0.77781 | 0.99948 | 0.49808 | 0.32654 | 0.59341 | 0.73889 | 0.25398 | 0.6986 | 0.115 | 1 | 0.30655 | 0.44864 | 0.39172 | 0.71949 | 0.16308 | 0.86536 | 0.75518 | 0.89384 | 0.49737 | 0.32698 | 0.55203 | 0.70739 | 0.2514 | 0.70623 | 0.11491 | 0.99463 | 0.30354 | 0.44864 | 0.39013 | 0.69298 | 0.16308 | 0
Aug | 26 | 8 | Weekend | Saturday | 0.70158 | 0.81424 | 0.93824 | 0.58325 | 0.0044583 | 0.58325 | 0.58325 | 0.60689 | 0.58325 | 0.70158 | 0.70158 | 0.67899 | 0.80261 | 0.83191 | 0.48583 | 0.34164 | 0.54358 | 0.73477 | 0.25164 | 0.71952 | 0.16203 | 0.87788 | 0.31615 | 0.60689 | 0.55931 | 0.7206 | 0.2313 | 0.7109 | 0.78582 | 0.78004 | 0.48544 | 0.34167 | 0.50866 | 0.71842 | 0.25158 | 0.71676 | 0.1619 | 0.87 | 0.31224 | 0.60689 | 0.55931 | 0.70663 | 0.2313 | 0
Aug | 26 | 9 | Weekend | Saturday | 0.82938 | 0.8721 | 0.96085 | 0.59761 | 0.0044583 | 0.59761 | 0.59761 | 0.74072 | 0.59761 | 0.82938 | 0.82938 | 0.88486 | 0.80277 | 0.70103 | 0.5052 | 0.359 | 0.50284 | 0.76804 | 0.2542 | 0.89985 | 0.17405 | 0.64667 | 0.32184 | 0.74072 | 0.70289 | 0.80707 | 0.23475 | 0.8752 | 0.78885 | 0.67042 | 0.50522 | 0.35886 | 0.47177 | 0.74975 | 0.25161 | 0.89275 | 0.17389 | 0.63607 | 0.31701 | 0.74072 | 0.70289 | 0.80146 | 0.23475 | 0
Aug | 26 | 10 | Weekend | Saturday | 0.92969 | 0.92827 | 0.9803 | 0.65086 | 0.0044583 | 0.65086 | 0.65086 | 0.78219 | 0.65086 | 0.92969 | 0.92969 | 0.92566 | 0.80251 | 0.66226 | 0.49559 | 0.36216 | 0.51347 | 0.73966 | 0.25594 | 0.97027 | 0.23595 | 0.63021 | 0.32297 | 0.78219 | 0.75147 | 0.87896 | 0.23803 | 0.92517 | 0.79163 | 0.65734 | 0.49561 | 0.36203 | 0.49491 | 0.73441 | 0.2559 | 0.9637 | 0.23578 | 0.61818 | 0.32104 | 0.78219 | 0.75147 | 0.87713 | 0.23803 | 0
Aug | 26 | 11 | Weekend | Saturday | 0.98829 | 0.97116 | 0.98973 | 0.7166 | 0.0044583 | 0.7166 | 0.7166 | 0.8921 | 0.7166 | 0.98829 | 0.98829 | 0.94021 | 0.79329 | 0.63595 | 0.5263 | 0.3937 | 0.52691 | 0.75717 | 0.26663 | 0.96814 | 0.27831 | 0.63067 | 0.26779 | 0.8921 | 0.87304 | 0.89948 | 0.16985 | 0.94949 | 0.78397 | 0.65616 | 0.52656 | 0.39369 | 0.5155 | 0.74678 | 0.2641 | 0.96474 | 0.27822 | 0.62765 | 0.26354 | 0.8921 | 0.87304 | 0.89973 | 0.16985 | 0
Aug | 26 | 12 | Weekend | Saturday | 1 | 0.98436 | 0.99079 | 0.77911 | 0.0044583 | 0.77911 | 0.77911 | 0.92376 | 0.77911 | 1 | 1 | 0.79442 | 0.78659 | 0.60707 | 0.54181 | 0.39041 | 0.53677 | 0.7486 | 0.27736 | 0.96728 | 0.33118 | 0.64684 | 0.26931 | 0.92376 | 0.91431 | 0.91011 | 0.17879 | 0.80684 | 0.78037 | 0.62437 | 0.5421 | 0.39039 | 0.5307 | 0.75213 | 0.27743 | 0.96386 | 0.3312 | 0.64307 | 0.26411 | 0.92376 | 0.91431 | 0.91062 | 0.17879 | 0
Aug | 26 | 13 | Weekend | Saturday | 0.99895 | 0.99414 | 1 | 0.82153 | 0.0044583 | 0.82153 | 0.82153 | 0.93819 | 0.82153 | 0.99895 | 0.99895 | 0.74418 | 0.78414 | 0.60812 | 0.45693 | 0.30841 | 0.55011 | 0.78348 | 0.30707 | 0.79204 | 0.41378 | 0.65341 | 0.27205 | 0.93819 | 0.93297 | 0.90074 | 0.19241 | 0.79292 | 0.78028 | 0.62622 | 0.45712 | 0.30809 | 0.5496 | 0.78285 | 0.30792 | 0.78924 | 0.41431 | 0.65182 | 0.2688 | 0.93819 | 0.93297 | 0.90111 | 0.19241 | 0
Aug | 26 | 14 | Weekend | Saturday | 0.9874 | 1 | 0.99028 | 0.85164 | 0.0044583 | 0.85164 | 0.85164 | 0.94651 | 0.85164 | 0.9874 | 0.9874 | 0.77789 | 0.75071 | 0.6105 | 0.45564 | 0.30004 | 0.59924 | 0.74892 | 0.32067 | 0.79471 | 0.37765 | 0.65643 | 0.28164 | 0.94651 | 0.94416 | 0.89318 | 0.20034 | 0.79334 | 0.75089 | 0.6279 | 0.45591 | 0.30038 | 0.59697 | 0.75399 | 0.31905 | 0.79261 | 0.3781 | 0.65148 | 0.27846 | 0.94651 | 0.94416 | 0.89391 | 0.20034 | 0
Aug | 26 | 15 | Weekend | Saturday | 0.95146 | 0.99508 | 0.96785 | 0.89264 | 0.0044583 | 0.89264 | 0.89264 | 0.93595 | 0.89264 | 0.95146 | 0.95146 | 0.97562 | 0.7444 | 0.64831 | 0.49191 | 0.32075 | 0.76858 | 0.74856 | 0.32978 | 0.79593 | 0.43625 | 0.65378 | 0.28977 | 0.93595 | 0.92952 | 0.89702 | 0.12605 | 0.96594 | 0.74361 | 0.69436 | 0.49205 | 0.32094 | 0.77031 | 0.74356 | 0.33011 | 0.79515 | 0.43682 | 0.68611 | 0.28664 | 0.93595 | 0.92952 | 0.89764 | 0.12605 | 0
Aug | 26 | 16 | Weekend | Saturday | 0.88488 | 0.9626 | 0.93857 | 0.95413 | 0.0044583 | 0.95413 | 0.95413 | 0.83269 | 0.95413 | 0.88488 | 0.88488 | 0.98291 | 0.71463 | 0.71776 | 0.47055 | 0.27957 | 0.93785 | 0.67643 | 0.32935 | 0.96033 | 0.39079 | 0.72323 | 0.25804 | 0.83269 | 0.81465 | 0.8434 | 0.11407 | 0.96748 | 0.71135 | 0.75563 | 0.47033 | 0.27938 | 0.93565 | 0.67214 | 0.32967 | 0.9593 | 0.39094 | 0.75465 | 0.25469 | 0.83269 | 0.81465 | 0.84351 | 0.11407 | 0
Aug | 26 | 17 | Weekend | Saturday | 0.81421 | 0.91626 | 0.90678 | 1 | 0.0044583 | 1 | 1 | 0.63969 | 1 | 0.81421 | 0.81421 | 1 | 0.69996 | 0.85131 | 0.32572 | 0.17147 | 0.98211 | 0.51886 | 0.30815 | 0.96004 | 0.36587 | 0.83957 | 0.13108 | 0.63969 | 0.60631 | 0.80152 | 0.10707 | 0.97565 | 0.68769 | 0.89367 | 0.32614 | 0.17182 | 0.97232 | 0.49113 | 0.30705 | 0.95191 | 0.36629 | 0.87831 | 0.12683 | 0.63969 | 0.60631 | 0.79977 | 0.10707 | 0
Aug | 26 | 18 | Weekend | Saturday | 0.76115 | 0.87143 | 0.86694 | 0.98365 | 1 | 0.98365 | 0.98365 | 0.46911 | 0.98365 | 0.76115 | 0.76115 | 0.83435 | 0.70624 | 0.89059 | 0.28832 | 0.18452 | 0.97653 | 0.49065 | 0.30749 | 0.98314 | 0.28285 | 0.87008 | 0.18827 | 0.46911 | 0.4735 | 0.73069 | 0.13913 | 0.84647 | 0.68909 | 0.90882 | 0.28847 | 0.18375 | 0.96956 | 0.46989 | 0.30771 | 0.97433 | 0.28311 | 0.91071 | 0.18443 | 0.46911 | 0.4735 | 0.72737 | 0.13913 | 0
Aug | 26 | 19 | Weekend | Saturday | 0.73718 | 0.84629 | 0.84071 | 0.94835 | 1 | 0.94835 | 0.94835 | 0.48068 | 0.94835 | 0.73718 | 0.73718 | 0.84209 | 0.67681 | 0.93854 | 0.21306 | 0.21202 | 1 | 0.52818 | 0.31681 | 0.84192 | 0.28363 | 0.95905 | 0.27065 | 0.48068 | 0.51672 | 0.70841 | 0.20035 | 0.86555 | 0.64721 | 0.96502 | 0.21319 | 0.21252 | 1 | 0.48577 | 0.31708 | 0.83526 | 0.28356 | 1 | 0.26642 | 0.48068 | 0.51672 | 0.70292 | 0.20035 | 0
Aug | 26 | 20 | Weekend | Saturday | 0.71267 | 0.80806 | 0.81353 | 0.92766 | 1 | 0.92766 | 0.92766 | 0.2155 | 0.92766 | 0.71267 | 0.71267 | 0.7957 | 0.67858 | 0.9019 | 0.19029 | 0.2077 | 0.87204 | 0.39206 | 0.30838 | 0.83635 | 0.21889 | 0.93692 | 0.26896 | 0.2155 | 0.27546 | 0.57696 | 0.19912 | 0.84041 | 0.6477 | 0.91961 | 0.19022 | 0.20702 | 0.87532 | 0.36667 | 0.30734 | 0.82632 | 0.21934 | 0.97824 | 0.26568 | 0.2155 | 0.27546 | 0.57702 | 0.19912 | 0
Aug | 26 | 21 | Weekend | Saturday | 0.64805 | 0.7225 | 0.77684 | 0.87672 | 1 | 0.87672 | 0.87672 | 0.16191 | 0.87672 | 0.64805 | 0.64805 | 0.73011 | 0.67535 | 0.8504 | 0.1853 | 0.20456 | 0.70566 | 0.43172 | 0.30406 | 0.81083 | 0.18748 | 0.73811 | 0.26896 | 0.16191 | 0.22138 | 0.38859 | 0.19836 | 0.81264 | 0.64188 | 0.79991 | 0.18536 | 0.20479 | 0.70513 | 0.3835 | 0.30426 | 0.80594 | 0.18753 | 0.758 | 0.26568 | 0.16191 | 0.22138 | 0.38879 | 0.19836 | 0
Aug | 26 | 22 | Weekend | Saturday | 0.612 | 0.67486 | 0.73518 | 0.77891 | 1 | 0.77891 | 0.77891 | 0.16191 | 0.77891 | 0.612 | 0.612 | 0.67935 | 0.67654 | 0.6578 | 0.15916 | 0.20298 | 0.54646 | 0.33015 | 0.30826 | 0.82412 | 0.16076 | 0.51174 | 0.26992 | 0.16191 | 0.22138 | 0.48035 | 0.19836 | 0.80692 | 0.642 | 0.65083 | 0.15912 | 0.20298 | 0.55522 | 0.30075 | 0.30848 | 0.82791 | 0.16076 | 0.52783 | 0.26568 | 0.16191 | 0.22138 | 0.48057 | 0.19836 | 0
Aug | 26 | 23 | Weekend | Saturday | 0.55855 | 0.65229 | 0.71662 | 0.67889 | 1 | 0.67889 | 0.67889 | 0.15796 | 0.67889 | 0.55855 | 0.55855 | 0.3743 | 0.67375 | 0.48353 | 0.16717 | 0.21889 | 0.40803 | 0.41075 | 0.30567 | 0.46603 | 0.1287 | 0.41655 | 0.28612 | 0.15796 | 0.21804 | 0.40533 | 0.19836 | 0.43648 | 0.63958 | 0.50155 | 0.1672 | 0.21918 | 0.42497 | 0.35777 | 0.30398 | 0.46297 | 0.12831 | 0.43312 | 0.28296 | 0.15796 | 0.21804 | 0.40569 | 0.19836 | 0
Aug | 27 | 24 | Weekend | Sunday | 0.51423 | 0.62087 | 0.69616 | 0.60278 | 1 | 0.60278 | 0.60278 | 0.16191 | 0.60278 | 0.51423 | 0.51423 | 0.22598 | 0.66899 | 0.46033 | 0.15136 | 0.20321 | 0.37959 | 0.31375 | 0.3031 | 0.30595 | 0.11403 | 0.41059 | 0.26896 | 0.16191 | 0.22138 | 0.37019 | 0.19836 | 0.27414 | 0.63311 | 0.48908 | 0.15135 | 0.20298 | 0.39796 | 0.28275 | 0.30393 | 0.31176 | 0.1136 | 0.42825 | 0.26568 | 0.16191 | 0.22138 | 0.37036 | 0.19836 | 0
Aug | 27 | 1 | Weekend | Sunday | 0.5147 | 0.58632 | 0.68206 | 0.55887 | 1 | 0.55887 | 0.55887 | 0.16191 | 0.55887 | 0.5147 | 0.5147 | 0.22662 | 0.66833 | 0.4248 | 0.15136 | 0.20298 | 0.36165 | 0.3993 | 0.30495 | 0.30724 | 0.11369 | 0.36163 | 0.26992 | 0.16191 | 0.22138 | 0.36732 | 0.19836 | 0.27461 | 0.63205 | 0.44745 | 0.15135 | 0.20298 | 0.3813 | 0.34742 | 0.30389 | 0.31244 | 0.11359 | 0.37575 | 0.26568 | 0.16191 | 0.22138 | 0.36749 | 0.19836 | 0
Aug | 27 | 2 | Weekend | Sunday | 0.50471 | 0.57425 | 0.67427 | 0.52195 | 1 | 0.52195 | 0.52195 | 0.16191 | 0.52195 | 0.50471 | 0.50471 | 0.22675 | 0.67123 | 0.4414 | 0.15131 | 0.20275 | 0.3521 | 0.30408 | 0.30429 | 0.30742 | 0.11368 | 0.35594 | 0.268 | 0.16191 | 0.22138 | 0.36568 | 0.19836 | 0.27478 | 0.63305 | 0.46503 | 0.15135 | 0.20298 | 0.37117 | 0.27243 | 0.30386 | 0.31263 | 0.11358 | 0.36934 | 0.26568 | 0.16191 | 0.22138 | 0.36597 | 0.19836 | 0
Aug | 27 | 3 | Weekend | Sunday | 0.49307 | 0.57302 | 0.6746 | 0.48933 | 1 | 0.48933 | 0.48933 | 0.16191 | 0.48933 | 0.49307 | 0.49307 | 0.22918 | 0.67616 | 0.45164 | 0.15911 | 0.20321 | 0.38994 | 0.48051 | 0.30459 | 0.31266 | 0.11456 | 0.36845 | 0.26896 | 0.16191 | 0.22138 | 0.38905 | 0.19836 | 0.27792 | 0.64021 | 0.46242 | 0.15912 | 0.20298 | 0.40894 | 0.42353 | 0.30543 | 0.31801 | 0.11413 | 0.37881 | 0.26568 | 0.16191 | 0.22138 | 0.38938 | 0.19836 | 0
Aug | 27 | 4 | Weekend | Sunday | 0.49173 | 0.58538 | 0.69498 | 0.47495 | 1 | 0.47495 | 0.47495 | 0.14827 | 0.47495 | 0.49173 | 0.49173 | 0.37249 | 0.67641 | 0.48339 | 0.16998 | 0.1902 | 0.48078 | 0.47838 | 0.29855 | 0.43774 | 0.11103 | 0.38926 | 0.24896 | 0.14827 | 0.20002 | 0.37815 | 0.18162 | 0.41365 | 0.63916 | 0.48174 | 0.16991 | 0.18992 | 0.48712 | 0.39897 | 0.29745 | 0.43886 | 0.11125 | 0.40069 | 0.24458 | 0.14827 | 0.20002 | 0.37821 | 0.18162 | 0
Aug | 27 | 5 | Weekend | Sunday | 0.48416 | 0.61993 | 0.75704 | 0.50786 | 0.40267 | 0.50786 | 0.50786 | 0.13623 | 0.50786 | 0.48416 | 0.48416 | 0.59617 | 0.70242 | 0.68719 | 0.37324 | 0.22101 | 0.56386 | 0.6013 | 0.25234 | 0.83569 | 0.095156 | 0.52647 | 0.25638 | 0.13623 | 0.11027 | 0.5002 | 0.083547 | 0.65356 | 0.67979 | 0.68866 | 0.37128 | 0.22084 | 0.52226 | 0.53227 | 0.25165 | 0.84361 | 0.094689 | 0.53985 | 0.25301 | 0.13623 | 0.10962 | 0.47705 | 0.083547 | 0
Aug | 27 | 6 | Weekend | Sunday | 0.51138 | 0.6686 | 0.84097 | 0.54443 | 0.0044583 | 0.54443 | 0.54443 | 0.20194 | 0.54443 | 0.51138 | 0.51138 | 0.76067 | 0.75582 | 0.87131 | 0.39153 | 0.23951 | 0.63557 | 0.62189 | 0.25069 | 0.84898 | 0.095023 | 0.70085 | 0.24212 | 0.20194 | 0.16782 | 0.57506 | 0.1526 | 0.83686 | 0.72488 | 0.81954 | 0.38931 | 0.23941 | 0.59359 | 0.57849 | 0.25126 | 0.85857 | 0.094556 | 0.71929 | 0.23855 | 0.20194 | 0.16781 | 0.53708 | 0.1526 | 0
Aug | 27 | 7 | Weekend | Sunday | 0.60118 | 0.75262 | 0.90245 | 0.55321 | 0.0044583 | 0.55321 | 0.55321 | 0.44864 | 0.55321 | 0.60118 | 0.60118 | 0.8156 | 0.77781 | 0.99948 | 0.49808 | 0.32654 | 0.59341 | 0.73889 | 0.25398 | 0.6986 | 0.115 | 1 | 0.30655 | 0.44864 | 0.39172 | 0.71949 | 0.16308 | 0.86536 | 0.75518 | 0.89384 | 0.49737 | 0.32698 | 0.55203 | 0.70739 | 0.2514 | 0.70623 | 0.11491 | 0.99463 | 0.30354 | 0.44864 | 0.39013 | 0.69298 | 0.16308 | 0
Aug | 27 | 8 | Weekend | Sunday | 0.70158 | 0.81424 | 0.93824 | 0.58325 | 0.0044583 | 0.58325 | 0.58325 | 0.60689 | 0.58325 | 0.70158 | 0.70158 | 0.67899 | 0.80261 | 0.83191 | 0.48583 | 0.34164 | 0.54358 | 0.73477 | 0.25164 | 0.71952 | 0.16203 | 0.87788 | 0.31615 | 0.60689 | 0.55931 | 0.7206 | 0.2313 | 0.7109 | 0.78582 | 0.78004 | 0.48544 | 0.34167 | 0.50866 | 0.71842 | 0.25158 | 0.71676 | 0.1619 | 0.87 | 0.31224 | 0.60689 | 0.55931 | 0.70663 | 0.2313 | 0
Aug | 27 | 9 | Weekend | Sunday | 0.82938 | 0.8721 | 0.96085 | 0.59761 | 0.0044583 | 0.59761 | 0.59761 | 0.74072 | 0.59761 | 0.82938 | 0.82938 | 0.88486 | 0.80277 | 0.70103 | 0.5052 | 0.359 | 0.50284 | 0.76804 | 0.2542 | 0.89985 | 0.17405 | 0.64667 | 0.32184 | 0.74072 | 0.70289 | 0.80707 | 0.23475 | 0.8752 | 0.78885 | 0.67042 | 0.50522 | 0.35886 | 0.47177 | 0.74975 | 0.25161 | 0.89275 | 0.17389 | 0.63607 | 0.31701 | 0.74072 | 0.70289 | 0.80146 | 0.23475 | 0
Aug | 27 | 10 | Weekend | Sunday | 0.92969 | 0.92827 | 0.9803 | 0.65086 | 0.0044583 | 0.65086 | 0.65086 | 0.78219 | 0.65086 | 0.92969 | 0.92969 | 0.92566 | 0.80251 | 0.66226 | 0.49559 | 0.36216 | 0.51347 | 0.73966 | 0.25594 | 0.97027 | 0.23595 | 0.63021 | 0.32297 | 0.78219 | 0.75147 | 0.87896 | 0.23803 | 0.92517 | 0.79163 | 0.65734 | 0.49561 | 0.36203 | 0.49491 | 0.73441 | 0.2559 | 0.9637 | 0.23578 | 0.61818 | 0.32104 | 0.78219 | 0.75147 | 0.87713 | 0.23803 | 0
Aug | 27 | 11 | Weekend | Sunday | 0.98829 | 0.97116 | 0.98973 | 0.7166 | 0.0044583 | 0.7166 | 0.7166 | 0.8921 | 0.7166 | 0.98829 | 0.98829 | 0.94021 | 0.79329 | 0.63595 | 0.5263 | 0.3937 | 0.52691 | 0.75717 | 0.26663 | 0.96814 | 0.27831 | 0.63067 | 0.26779 | 0.8921 | 0.87304 | 0.89948 | 0.16985 | 0.94949 | 0.78397 | 0.65616 | 0.52656 | 0.39369 | 0.5155 | 0.74678 | 0.2641 | 0.96474 | 0.27822 | 0.62765 | 0.26354 | 0.8921 | 0.87304 | 0.89973 | 0.16985 | 0
Aug | 27 | 12 | Weekend | Sunday | 1 | 0.98436 | 0.99079 | 0.77911 | 0.0044583 | 0.77911 | 0.77911 | 0.92376 | 0.77911 | 1 | 1 | 0.79442 | 0.78659 | 0.60707 | 0.54181 | 0.39041 | 0.53677 | 0.7486 | 0.27736 | 0.96728 | 0.33118 | 0.64684 | 0.26931 | 0.92376 | 0.91431 | 0.91011 | 0.17879 | 0.80684 | 0.78037 | 0.62437 | 0.5421 | 0.39039 | 0.5307 | 0.75213 | 0.27743 | 0.96386 | 0.3312 | 0.64307 | 0.26411 | 0.92376 | 0.91431 | 0.91062 | 0.17879 | 0
Aug | 27 | 13 | Weekend | Sunday | 0.99895 | 0.99414 | 1 | 0.82153 | 0.0044583 | 0.82153 | 0.82153 | 0.93819 | 0.82153 | 0.99895 | 0.99895 | 0.74418 | 0.78414 | 0.60812 | 0.45693 | 0.30841 | 0.55011 | 0.78348 | 0.30707 | 0.79204 | 0.41378 | 0.65341 | 0.27205 | 0.93819 | 0.93297 | 0.90074 | 0.19241 | 0.79292 | 0.78028 | 0.62622 | 0.45712 | 0.30809 | 0.5496 | 0.78285 | 0.30792 | 0.78924 | 0.41431 | 0.65182 | 0.2688 | 0.93819 | 0.93297 | 0.90111 | 0.19241 | 0
Aug | 27 | 14 | Weekend | Sunday | 0.9874 | 1 | 0.99028 | 0.85164 | 0.0044583 | 0.85164 | 0.85164 | 0.94651 | 0.85164 | 0.9874 | 0.9874 | 0.77789 | 0.75071 | 0.6105 | 0.45564 | 0.30004 | 0.59924 | 0.74892 | 0.32067 | 0.79471 | 0.37765 | 0.65643 | 0.28164 | 0.94651 | 0.94416 | 0.89318 | 0.20034 | 0.79334 | 0.75089 | 0.6279 | 0.45591 | 0.30038 | 0.59697 | 0.75399 | 0.31905 | 0.79261 | 0.3781 | 0.65148 | 0.27846 | 0.94651 | 0.94416 | 0.89391 | 0.20034 | 0
Aug | 27 | 15 | Weekend | Sunday | 0.95146 | 0.99508 | 0.96785 | 0.89264 | 0.0044583 | 0.89264 | 0.89264 | 0.93595 | 0.89264 | 0.95146 | 0.95146 | 0.97562 | 0.7444 | 0.64831 | 0.49191 | 0.32075 | 0.76858 | 0.74856 | 0.32978 | 0.79593 | 0.43625 | 0.65378 | 0.28977 | 0.93595 | 0.92952 | 0.89702 | 0.12605 | 0.96594 | 0.74361 | 0.69436 | 0.49205 | 0.32094 | 0.77031 | 0.74356 | 0.33011 | 0.79515 | 0.43682 | 0.68611 | 0.28664 | 0.93595 | 0.92952 | 0.89764 | 0.12605 | 0
Aug | 27 | 16 | Weekend | Sunday | 0.88488 | 0.9626 | 0.93857 | 0.95413 | 0.0044583 | 0.95413 | 0.95413 | 0.83269 | 0.95413 | 0.88488 | 0.88488 | 0.98291 | 0.71463 | 0.71776 | 0.47055 | 0.27957 | 0.93785 | 0.67643 | 0.32935 | 0.96033 | 0.39079 | 0.72323 | 0.25804 | 0.83269 | 0.81465 | 0.8434 | 0.11407 | 0.96748 | 0.71135 | 0.75563 | 0.47033 | 0.27938 | 0.93565 | 0.67214 | 0.32967 | 0.9593 | 0.39094 | 0.75465 | 0.25469 | 0.83269 | 0.81465 | 0.84351 | 0.11407 | 0
Aug | 27 | 17 | Weekend | Sunday | 0.81421 | 0.91626 | 0.90678 | 1 | 0.0044583 | 1 | 1 | 0.63969 | 1 | 0.81421 | 0.81421 | 1 | 0.69996 | 0.85131 | 0.32572 | 0.17147 | 0.98211 | 0.51886 | 0.30815 | 0.96004 | 0.36587 | 0.83957 | 0.13108 | 0.63969 | 0.60631 | 0.80152 | 0.10707 | 0.97565 | 0.68769 | 0.89367 | 0.32614 | 0.17182 | 0.97232 | 0.49113 | 0.30705 | 0.95191 | 0.36629 | 0.87831 | 0.12683 | 0.63969 | 0.60631 | 0.79977 | 0.10707 | 0
Aug | 27 | 18 | Weekend | Sunday | 0.76115 | 0.87143 | 0.86694 | 0.98365 | 1 | 0.98365 | 0.98365 | 0.46911 | 0.98365 | 0.76115 | 0.76115 | 0.83435 | 0.70624 | 0.89059 | 0.28832 | 0.18452 | 0.97653 | 0.49065 | 0.30749 | 0.98314 | 0.28285 | 0.87008 | 0.18827 | 0.46911 | 0.4735 | 0.73069 | 0.13913 | 0.84647 | 0.68909 | 0.90882 | 0.28847 | 0.18375 | 0.96956 | 0.46989 | 0.30771 | 0.97433 | 0.28311 | 0.91071 | 0.18443 | 0.46911 | 0.4735 | 0.72737 | 0.13913 | 0
Aug | 27 | 19 | Weekend | Sunday | 0.73718 | 0.84629 | 0.84071 | 0.94835 | 1 | 0.94835 | 0.94835 | 0.48068 | 0.94835 | 0.73718 | 0.73718 | 0.84209 | 0.67681 | 0.93854 | 0.21306 | 0.21202 | 1 | 0.52818 | 0.31681 | 0.84192 | 0.28363 | 0.95905 | 0.27065 | 0.48068 | 0.51672 | 0.70841 | 0.20035 | 0.86555 | 0.64721 | 0.96502 | 0.21319 | 0.21252 | 1 | 0.48577 | 0.31708 | 0.83526 | 0.28356 | 1 | 0.26642 | 0.48068 | 0.51672 | 0.70292 | 0.20035 | 0
Aug | 27 | 20 | Weekend | Sunday | 0.71267 | 0.80806 | 0.81353 | 0.92766 | 1 | 0.92766 | 0.92766 | 0.2155 | 0.92766 | 0.71267 | 0.71267 | 0.7957 | 0.67858 | 0.9019 | 0.19029 | 0.2077 | 0.87204 | 0.39206 | 0.30838 | 0.83635 | 0.21889 | 0.93692 | 0.26896 | 0.2155 | 0.27546 | 0.57696 | 0.19912 | 0.84041 | 0.6477 | 0.91961 | 0.19022 | 0.20702 | 0.87532 | 0.36667 | 0.30734 | 0.82632 | 0.21934 | 0.97824 | 0.26568 | 0.2155 | 0.27546 | 0.57702 | 0.19912 | 0
Aug | 27 | 21 | Weekend | Sunday | 0.64805 | 0.7225 | 0.77684 | 0.87672 | 1 | 0.87672 | 0.87672 | 0.16191 | 0.87672 | 0.64805 | 0.64805 | 0.73011 | 0.67535 | 0.8504 | 0.1853 | 0.20456 | 0.70566 | 0.43172 | 0.30406 | 0.81083 | 0.18748 | 0.73811 | 0.26896 | 0.16191 | 0.22138 | 0.38859 | 0.19836 | 0.81264 | 0.64188 | 0.79991 | 0.18536 | 0.20479 | 0.70513 | 0.3835 | 0.30426 | 0.80594 | 0.18753 | 0.758 | 0.26568 | 0.16191 | 0.22138 | 0.38879 | 0.19836 | 0
Aug | 27 | 22 | Weekend | Sunday | 0.612 | 0.67486 | 0.73518 | 0.77891 | 1 | 0.77891 | 0.77891 | 0.16191 | 0.77891 | 0.612 | 0.612 | 0.67935 | 0.67654 | 0.6578 | 0.15916 | 0.20298 | 0.54646 | 0.33015 | 0.30826 | 0.82412 | 0.16076 | 0.51174 | 0.26992 | 0.16191 | 0.22138 | 0.48035 | 0.19836 | 0.80692 | 0.642 | 0.65083 | 0.15912 | 0.20298 | 0.55522 | 0.30075 | 0.30848 | 0.82791 | 0.16076 | 0.52783 | 0.26568 | 0.16191 | 0.22138 | 0.48057 | 0.19836 | 0
Aug | 27 | 23 | Weekend | Sunday | 0.55855 | 0.65229 | 0.71662 | 0.67889 | 1 | 0.67889 | 0.67889 | 0.16585 | 0.67889 | 0.55855 | 0.55855 | 0.36514 | 0.6807 | 0.48571 | 0.17747 | 0.23009 | 0.41928 | 0.42673 | 0.3051 | 0.4629 | 0.11629 | 0.41591 | 0.29752 | 0.16585 | 0.22472 | 0.42003 | 0.19836 | 0.42889 | 0.64192 | 0.50557 | 0.17754 | 0.22975 | 0.4369 | 0.36803 | 0.30414 | 0.45931 | 0.11596 | 0.43274 | 0.29423 | 0.16585 | 0.22472 | 0.42036 | 0.19836 | 0
Aug | 28 | 24 | Weekday | Monday | 0.50112 | 0.60104 | 0.63752 | 0.55417 | 1 | 0.55417 | 0.55417 | 0.16448 | 0.55417 | 0.50112 | 0.50112 | 0.22638 | 0.6835 | 0.45733 | 0.18299 | 0.23522 | 0.38758 | 0.32941 | 0.30504 | 0.30626 | 0.11422 | 0.38735 | 0.30349 | 0.16448 | 0.22356 | 0.38618 | 0.19836 | 0.27436 | 0.64421 | 0.48678 | 0.18305 | 0.23538 | 0.40644 | 0.29308 | 0.30409 | 0.31222 | 0.11365 | 0.40403 | 0.30024 | 0.16448 | 0.22356 | 0.38646 | 0.19836 | 0
Aug | 28 | 1 | Weekday | Monday | 0.49653 | 0.56547 | 0.62673 | 0.5118 | 1 | 0.5118 | 0.5118 | 0.16448 | 0.5118 | 0.49653 | 0.49653 | 0.22671 | 0.68501 | 0.43399 | 0.18299 | 0.23513 | 0.36751 | 0.41418 | 0.3052 | 0.30794 | 0.11387 | 0.36192 | 0.30282 | 0.16448 | 0.22356 | 0.38275 | 0.19836 | 0.27479 | 0.6449 | 0.46009 | 0.18305 | 0.23538 | 0.38752 | 0.35402 | 0.30403 | 0.31283 | 0.11364 | 0.37733 | 0.30024 | 0.16448 | 0.22356 | 0.38298 | 0.19836 | 0
Aug | 28 | 2 | Weekday | Monday | 0.48661 | 0.55157 | 0.62079 | 0.47843 | 1 | 0.47843 | 0.47843 | 0.16448 | 0.47843 | 0.48661 | 0.48661 | 0.22671 | 0.68645 | 0.43678 | 0.18297 | 0.23572 | 0.35448 | 0.31924 | 0.30515 | 0.30675 | 0.11419 | 0.35541 | 0.30349 | 0.16448 | 0.22356 | 0.37974 | 0.19836 | 0.27491 | 0.64615 | 0.46234 | 0.18305 | 0.23538 | 0.3737 | 0.28329 | 0.30397 | 0.31295 | 0.11362 | 0.36957 | 0.30024 | 0.16448 | 0.22356 | 0.38014 | 0.19836 | 0
Aug | 28 | 3 | Weekday | Monday | 0.47556 | 0.54998 | 0.62064 | 0.44959 | 1 | 0.44959 | 0.44959 | 0.16448 | 0.44959 | 0.47556 | 0.47556 | 0.23267 | 0.74526 | 0.45311 | 0.19078 | 0.23482 | 0.38901 | 0.54316 | 0.30891 | 0.32082 | 0.11535 | 0.36461 | 0.30382 | 0.16448 | 0.22356 | 0.42476 | 0.19836 | 0.28238 | 0.71093 | 0.46581 | 0.19082 | 0.23538 | 0.40795 | 0.47623 | 0.30798 | 0.32582 | 0.11501 | 0.37732 | 0.30024 | 0.16448 | 0.22356 | 0.42509 | 0.19836 | 0
Aug | 28 | 4 | Weekday | Monday | 0.47385 | 0.55573 | 0.63465 | 0.43239 | 1 | 0.43239 | 0.43239 | 0.14788 | 0.43239 | 0.47385 | 0.47385 | 0.36014 | 0.77346 | 0.53932 | 0.21713 | 0.23803 | 0.47759 | 0.61369 | 0.30026 | 0.43447 | 0.11218 | 0.4224 | 0.2974 | 0.14788 | 0.19756 | 0.41303 | 0.18006 | 0.409 | 0.70888 | 0.51921 | 0.21703 | 0.23732 | 0.48371 | 0.4942 | 0.29884 | 0.4405 | 0.11172 | 0.4325 | 0.29445 | 0.14788 | 0.19756 | 0.4133 | 0.18006 | 0
Aug | 28 | 5 | Weekday | Monday | 0.46371 | 0.57667 | 0.67741 | 0.45477 | 0.33631 | 0.45477 | 0.45477 | 0.22099 | 0.45477 | 0.46371 | 0.46371 | 0.58352 | 0.88671 | 0.80719 | 0.56686 | 0.34093 | 0.56393 | 0.74278 | 0.43419 | 0.83423 | 0.58646 | 0.66614 | 0.40881 | 0.22099 | 0.18209 | 0.56237 | 0.22331 | 0.64658 | 0.85974 | 0.75369 | 0.56615 | 0.3418 | 0.52227 | 0.67193 | 0.434 | 0.84368 | 0.5872 | 0.67943 | 0.40598 | 0.22072 | 0.17608 | 0.55071 | 0.22331 | 0
Aug | 28 | 6 | Weekday | Monday | 0.47654 | 0.60937 | 0.73189 | 0.47832 | 0.0044583 | 0.47832 | 0.47832 | 0.32158 | 0.47832 | 0.47654 | 0.47654 | 0.78977 | 0.95735 | 1 | 0.64605 | 0.47665 | 0.64268 | 0.87663 | 0.4565 | 0.87317 | 0.61912 | 0.86265 | 0.45726 | 0.32158 | 0.27532 | 0.62734 | 0.49265 | 0.8241 | 0.94258 | 0.90696 | 0.6443 | 0.47647 | 0.60106 | 0.82538 | 0.44729 | 0.85823 | 0.60989 | 0.88143 | 0.45405 | 0.32158 | 0.27287 | 0.60296 | 0.49265 | 0
Aug | 28 | 7 | Weekday | Monday | 0.53611 | 0.67309 | 0.77698 | 0.4959 | 0.0044583 | 0.4959 | 0.4959 | 0.53067 | 0.4959 | 0.53611 | 0.53611 | 0.84534 | 0.97911 | 0.86924 | 1 | 0.93883 | 0.64574 | 0.92263 | 0.78147 | 0.72545 | 0.80079 | 0.79527 | 0.92075 | 0.53067 | 0.48261 | 0.84678 | 0.74928 | 0.85828 | 0.97043 | 0.81789 | 1 | 0.9395 | 0.60747 | 0.88335 | 0.7794 | 0.7096 | 0.79752 | 0.78555 | 0.92019 | 0.53067 | 0.48258 | 0.83467 | 0.74928 | 0
Aug | 28 | 8 | Weekday | Monday | 0.61499 | 0.722 | 0.80726 | 0.55264 | 0.0044583 | 0.55264 | 0.55264 | 0.80777 | 0.55264 | 0.61499 | 0.61499 | 0.70794 | 0.99825 | 0.77557 | 0.98423 | 0.91273 | 0.60678 | 0.98274 | 0.8211 | 0.73639 | 0.85748 | 0.77398 | 0.95082 | 0.80777 | 0.76931 | 0.94455 | 0.92271 | 0.73491 | 0.99409 | 0.75942 | 0.98404 | 0.91307 | 0.57565 | 0.95864 | 0.82069 | 0.72554 | 0.85755 | 0.76929 | 0.9498 | 0.80777 | 0.76931 | 0.94227 | 0.92271 | 0
Aug | 28 | 9 | Weekday | Monday | 0.7212 | 0.77626 | 0.82986 | 0.58482 | 0.0044583 | 0.58482 | 0.58482 | 0.87402 | 0.58482 | 0.7212 | 0.7212 | 0.89773 | 1 | 0.65892 | 0.95762 | 0.92295 | 0.57919 | 0.98864 | 0.88032 | 0.91872 | 0.91314 | 0.62036 | 0.96915 | 0.87402 | 0.84407 | 0.93324 | 0.94483 | 0.90006 | 0.99858 | 0.65401 | 0.9573 | 0.92284 | 0.55271 | 0.97281 | 0.87978 | 0.91662 | 0.91307 | 0.61103 | 0.96859 | 0.87402 | 0.84407 | 0.93253 | 0.94483 | 0
Aug | 28 | 10 | Weekday | Monday | 0.79833 | 0.82836 | 0.84854 | 0.6382 | 0.0044583 | 0.6382 | 0.6382 | 0.91876 | 0.6382 | 0.79833 | 0.79833 | 0.95112 | 0.99914 | 0.63459 | 0.96115 | 0.95252 | 0.59673 | 0.99362 | 0.92209 | 0.99314 | 0.95848 | 0.62601 | 0.98079 | 0.91876 | 0.90099 | 1 | 0.96484 | 0.96336 | 0.99997 | 0.65573 | 0.96039 | 0.95243 | 0.5832 | 0.98281 | 0.92198 | 0.99072 | 0.9584 | 0.62022 | 0.97964 | 0.91876 | 0.90099 | 1 | 0.96484 | 0
Aug | 28 | 11 | Weekday | Monday | 0.84184 | 0.87181 | 0.85798 | 0.68932 | 0.0044583 | 0.68932 | 0.68932 | 0.94784 | 0.68932 | 0.84184 | 0.84184 | 0.97467 | 0.96791 | 0.63279 | 0.93126 | 0.95624 | 0.60772 | 0.95645 | 0.9629 | 1 | 0.99136 | 0.63772 | 0.93993 | 0.94784 | 0.94011 | 0.97924 | 0.89308 | 1 | 0.97092 | 0.65388 | 0.92981 | 0.95543 | 0.60119 | 0.94816 | 0.96299 | 1 | 0.99146 | 0.63329 | 0.93716 | 0.94784 | 0.94011 | 0.97941 | 0.89308 | 0
Aug | 28 | 12 | Weekday | Monday | 0.84504 | 0.88516 | 0.85993 | 0.73664 | 0.0044583 | 0.73664 | 0.73664 | 0.9673 | 0.73664 | 0.84504 | 0.84504 | 0.81057 | 0.98816 | 0.61342 | 0.96269 | 0.99678 | 0.61407 | 0.99655 | 0.97991 | 0.98691 | 0.99554 | 0.64643 | 0.99604 | 0.9673 | 0.96562 | 0.98679 | 0.99081 | 0.83544 | 0.9937 | 0.63213 | 0.96148 | 0.99653 | 0.61268 | 0.994 | 0.97999 | 0.98882 | 0.9958 | 0.64317 | 0.99433 | 0.9673 | 0.96562 | 0.98701 | 0.99081 | 0
Aug | 28 | 13 | Weekday | Monday | 0.83339 | 0.89403 | 0.86669 | 0.77026 | 0.0044583 | 0.77026 | 0.77026 | 0.98503 | 0.77026 | 0.83339 | 0.83339 | 0.74517 | 0.9863 | 0.61334 | 0.96188 | 0.97413 | 0.61532 | 1 | 1 | 0.79558 | 1 | 0.65137 | 0.99872 | 0.98503 | 0.98473 | 0.9689 | 0.99857 | 0.80048 | 0.99418 | 0.63274 | 0.96189 | 0.97444 | 0.61876 | 1 | 1 | 0.79632 | 1 | 0.64657 | 0.99837 | 0.98503 | 0.98473 | 0.96933 | 0.99857 | 0
Aug | 28 | 14 | Weekday | Monday | 0.81747 | 0.89872 | 0.85922 | 0.78991 | 0.0044583 | 0.78991 | 0.78991 | 1 | 0.78991 | 0.81747 | 0.81747 | 0.75996 | 0.98467 | 0.61392 | 0.96249 | 0.97857 | 0.65072 | 0.9803 | 0.98883 | 0.77703 | 0.98966 | 0.64616 | 1 | 1 | 1 | 0.95313 | 1 | 0.77601 | 0.99522 | 0.63356 | 0.96258 | 0.9797 | 0.65156 | 0.98821 | 0.9884 | 0.77774 | 0.98931 | 0.64226 | 1 | 1 | 1 | 0.95376 | 1 | 0
Aug | 28 | 15 | Weekday | Monday | 0.78671 | 0.8983 | 0.84375 | 0.81892 | 0.0044583 | 0.81892 | 0.81892 | 0.99653 | 0.81892 | 0.78671 | 0.78671 | 0.94758 | 0.98731 | 0.6514 | 0.9929 | 1 | 0.80179 | 0.97886 | 0.972 | 0.7688 | 0.97516 | 0.64069 | 0.99514 | 0.99653 | 0.99132 | 0.9468 | 0.98925 | 0.93239 | 1 | 0.69849 | 0.99236 | 1 | 0.8055 | 0.98589 | 0.97177 | 0.76842 | 0.97585 | 0.67242 | 0.99443 | 0.99653 | 0.99132 | 0.94725 | 0.98925 | 0
Aug | 28 | 16 | Weekday | Monday | 0.75171 | 0.8768 | 0.82509 | 0.86422 | 0.0044583 | 0.86422 | 0.86422 | 0.97243 | 0.86422 | 0.75171 | 0.75171 | 0.96707 | 0.98619 | 0.74772 | 0.92077 | 0.90079 | 0.91998 | 0.96459 | 0.79156 | 0.94045 | 0.92639 | 0.73808 | 0.65363 | 0.97243 | 0.95771 | 0.93563 | 0.28921 | 0.94653 | 0.99946 | 0.7762 | 0.92118 | 0.90197 | 0.91663 | 0.96891 | 0.78987 | 0.93869 | 0.92655 | 0.77104 | 0.65085 | 0.97243 | 0.95771 | 0.93578 | 0.28921 | 0
Aug | 28 | 17 | Weekday | Monday | 0.71595 | 0.83913 | 0.80413 | 0.89687 | 0.0044583 | 0.89687 | 0.89687 | 0.75318 | 0.89687 | 0.71595 | 0.71595 | 0.9956 | 0.80493 | 0.91583 | 0.7953 | 0.60568 | 0.96867 | 0.61455 | 0.67049 | 0.93972 | 0.82142 | 0.79998 | 0.5105 | 0.75318 | 0.71914 | 0.9088 | 0.093585 | 0.96666 | 0.8027 | 0.89182 | 0.79557 | 0.60597 | 0.958 | 0.59704 | 0.66557 | 0.92987 | 0.82116 | 0.82568 | 0.50805 | 0.75318 | 0.71914 | 0.90859 | 0.093585 | 0
Aug | 28 | 18 | Weekday | Monday | 0.67507 | 0.79921 | 0.77844 | 0.87772 | 1 | 0.87772 | 0.87772 | 0.73687 | 0.87772 | 0.67507 | 0.67507 | 0.82347 | 0.81555 | 0.90419 | 0.78967 | 0.61003 | 0.9655 | 0.63906 | 0.68564 | 0.96648 | 0.79342 | 0.84167 | 0.54957 | 0.73687 | 0.71959 | 0.87902 | 0.13223 | 0.82455 | 0.80806 | 0.92267 | 0.79011 | 0.61049 | 0.9578 | 0.61487 | 0.6779 | 0.95328 | 0.79241 | 0.87678 | 0.54706 | 0.73687 | 0.71959 | 0.87867 | 0.13223 | 0
Aug | 28 | 19 | Weekday | Monday | 0.66608 | 0.77598 | 0.76115 | 0.84088 | 1 | 0.84088 | 0.84088 | 0.71373 | 0.84088 | 0.66608 | 0.66608 | 0.83189 | 0.74694 | 0.96858 | 0.71152 | 0.55055 | 0.98779 | 0.60156 | 0.52618 | 0.82242 | 0.69244 | 0.946 | 0.58262 | 0.71373 | 0.72467 | 0.81455 | 0.19836 | 0.84657 | 0.72415 | 1 | 0.71112 | 0.55088 | 0.98699 | 0.55815 | 0.51862 | 0.81223 | 0.69122 | 0.98645 | 0.58068 | 0.71373 | 0.72467 | 0.81382 | 0.19836 | 0
Aug | 28 | 20 | Weekday | Monday | 0.6556 | 0.74608 | 0.74167 | 0.81832 | 1 | 0.81832 | 0.81832 | 0.30005 | 0.81832 | 0.6556 | 0.6556 | 0.76661 | 0.72635 | 0.97504 | 0.69446 | 0.53651 | 0.85254 | 0.42205 | 0.31257 | 0.8107 | 0.11571 | 0.90261 | 0.57268 | 0.30005 | 0.35196 | 0.58586 | 0.19836 | 0.80002 | 0.7002 | 0.94448 | 0.69397 | 0.53792 | 0.85458 | 0.39549 | 0.30467 | 0.79684 | 0.11387 | 0.93413 | 0.57167 | 0.30005 | 0.35196 | 0.58623 | 0.19836 | 0
Aug | 28 | 21 | Weekday | Monday | 0.60371 | 0.67539 | 0.7132 | 0.77423 | 1 | 0.77423 | 0.77423 | 0.16448 | 0.77423 | 0.60371 | 0.60371 | 0.70153 | 0.68693 | 0.80997 | 0.22211 | 0.25201 | 0.68384 | 0.42253 | 0.30833 | 0.78796 | 0.11514 | 0.66989 | 0.32098 | 0.16448 | 0.22356 | 0.39245 | 0.19836 | 0.77009 | 0.65347 | 0.79847 | 0.22222 | 0.25159 | 0.68195 | 0.37262 | 0.30408 | 0.77889 | 0.11365 | 0.69174 | 0.31752 | 0.16448 | 0.22356 | 0.39265 | 0.19836 | 0
Aug | 28 | 22 | Weekday | Monday | 0.57758 | 0.63881 | 0.68115 | 0.69277 | 1 | 0.69277 | 0.69277 | 0.16448 | 0.69277 | 0.57758 | 0.57758 | 0.64213 | 0.68992 | 0.63085 | 0.19073 | 0.23506 | 0.5231 | 0.33978 | 0.31101 | 0.79836 | 0.11528 | 0.46863 | 0.30349 | 0.16448 | 0.22356 | 0.48438 | 0.19836 | 0.75847 | 0.65457 | 0.65099 | 0.19082 | 0.23538 | 0.53042 | 0.30714 | 0.30852 | 0.80253 | 0.1146 | 0.48577 | 0.30024 | 0.16448 | 0.22356 | 0.48472 | 0.19836 | 0
Aug | 28 | 23 | Weekday | Monday | 0.52905 | 0.62299 | 0.67149 | 0.60711 | 1 | 0.60711 | 0.60711 | 0.16585 | 0.60711 | 0.52905 | 0.52905 | 0.36514 | 0.6807 | 0.48571 | 0.17747 | 0.23009 | 0.41928 | 0.42673 | 0.3051 | 0.4629 | 0.11629 | 0.41591 | 0.29752 | 0.16585 | 0.22472 | 0.42003 | 0.19836 | 0.42889 | 0.64192 | 0.50557 | 0.17754 | 0.22975 | 0.4369 | 0.36803 | 0.30414 | 0.45931 | 0.11596 | 0.43274 | 0.29423 | 0.16585 | 0.22472 | 0.42036 | 0.19836 | 0
Aug | 29 | 24 | Weekday | Tuesday | 0.50112 | 0.60104 | 0.63752 | 0.55417 | 1 | 0.55417 | 0.55417 | 0.16448 | 0.55417 | 0.50112 | 0.50112 | 0.22638 | 0.6835 | 0.45733 | 0.18299 | 0.23522 | 0.38758 | 0.32941 | 0.30504 | 0.30626 | 0.11422 | 0.38735 | 0.30349 | 0.16448 | 0.22356 | 0.38618 | 0.19836 | 0.27436 | 0.64421 | 0.48678 | 0.18305 | 0.23538 | 0.40644 | 0.29308 | 0.30409 | 0.31222 | 0.11365 | 0.40403 | 0.30024 | 0.16448 | 0.22356 | 0.38646 | 0.19836 | 0
Aug | 29 | 1 | Weekday | Tuesday | 0.49653 | 0.56547 | 0.62673 | 0.5118 | 1 | 0.5118 | 0.5118 | 0.16448 | 0.5118 | 0.49653 | 0.49653 | 0.22671 | 0.68501 | 0.43399 | 0.18299 | 0.23513 | 0.36751 | 0.41418 | 0.3052 | 0.30794 | 0.11387 | 0.36192 | 0.30282 | 0.16448 | 0.22356 | 0.38275 | 0.19836 | 0.27479 | 0.6449 | 0.46009 | 0.18305 | 0.23538 | 0.38752 | 0.35402 | 0.30403 | 0.31283 | 0.11364 | 0.37733 | 0.30024 | 0.16448 | 0.22356 | 0.38298 | 0.19836 | 0
Aug | 29 | 2 | Weekday | Tuesday | 0.48661 | 0.55157 | 0.62079 | 0.47843 | 1 | 0.47843 | 0.47843 | 0.16448 | 0.47843 | 0.48661 | 0.48661 | 0.22671 | 0.68645 | 0.43678 | 0.18297 | 0.23572 | 0.35448 | 0.31924 | 0.30515 | 0.30675 | 0.11419 | 0.35541 | 0.30349 | 0.16448 | 0.22356 | 0.37974 | 0.19836 | 0.27491 | 0.64615 | 0.46234 | 0.18305 | 0.23538 | 0.3737 | 0.28329 | 0.30397 | 0.31295 | 0.11362 | 0.36957 | 0.30024 | 0.16448 | 0.22356 | 0.38014 | 0.19836 | 0
Aug | 29 | 3 | Weekday | Tuesday | 0.47556 | 0.54998 | 0.62064 | 0.44959 | 1 | 0.44959 | 0.44959 | 0.16448 | 0.44959 | 0.47556 | 0.47556 | 0.23267 | 0.74526 | 0.45311 | 0.19078 | 0.23482 | 0.38901 | 0.54316 | 0.30891 | 0.32082 | 0.11535 | 0.36461 | 0.30382 | 0.16448 | 0.22356 | 0.42476 | 0.19836 | 0.28238 | 0.71093 | 0.46581 | 0.19082 | 0.23538 | 0.40795 | 0.47623 | 0.30798 | 0.32582 | 0.11501 | 0.37732 | 0.30024 | 0.16448 | 0.22356 | 0.42509 | 0.19836 | 0
Aug | 29 | 4 | Weekday | Tuesday | 0.47385 | 0.55573 | 0.63465 | 0.43239 | 1 | 0.43239 | 0.43239 | 0.14788 | 0.43239 | 0.47385 | 0.47385 | 0.36014 | 0.77346 | 0.53932 | 0.21713 | 0.23803 | 0.47759 | 0.61369 | 0.30026 | 0.43447 | 0.11218 | 0.4224 | 0.2974 | 0.14788 | 0.19756 | 0.41303 | 0.18006 | 0.409 | 0.70888 | 0.51921 | 0.21703 | 0.23732 | 0.48371 | 0.4942 | 0.29884 | 0.4405 | 0.11172 | 0.4325 | 0.29445 | 0.14788 | 0.19756 | 0.4133 | 0.18006 | 0
Aug | 29 | 5 | Weekday | Tuesday | 0.46371 | 0.57667 | 0.67741 | 0.45477 | 0.33631 | 0.45477 | 0.45477 | 0.22099 | 0.45477 | 0.46371 | 0.46371 | 0.58352 | 0.88671 | 0.80719 | 0.56686 | 0.34093 | 0.56393 | 0.74278 | 0.43419 | 0.83423 | 0.58646 | 0.66614 | 0.40881 | 0.22099 | 0.18209 | 0.56237 | 0.22331 | 0.64658 | 0.85974 | 0.75369 | 0.56615 | 0.3418 | 0.52227 | 0.67193 | 0.434 | 0.84368 | 0.5872 | 0.67943 | 0.40598 | 0.22072 | 0.17608 | 0.55071 | 0.22331 | 0
Aug | 29 | 6 | Weekday | Tuesday | 0.47654 | 0.60937 | 0.73189 | 0.47832 | 0.0044583 | 0.47832 | 0.47832 | 0.32158 | 0.47832 | 0.47654 | 0.47654 | 0.78977 | 0.95735 | 1 | 0.64605 | 0.47665 | 0.64268 | 0.87663 | 0.4565 | 0.87317 | 0.61912 | 0.86265 | 0.45726 | 0.32158 | 0.27532 | 0.62734 | 0.49265 | 0.8241 | 0.94258 | 0.90696 | 0.6443 | 0.47647 | 0.60106 | 0.82538 | 0.44729 | 0.85823 | 0.60989 | 0.88143 | 0.45405 | 0.32158 | 0.27287 | 0.60296 | 0.49265 | 0
Aug | 29 | 7 | Weekday | Tuesday | 0.53611 | 0.67309 | 0.77698 | 0.4959 | 0.0044583 | 0.4959 | 0.4959 | 0.53067 | 0.4959 | 0.53611 | 0.53611 | 0.84534 | 0.97911 | 0.86924 | 1 | 0.93883 | 0.64574 | 0.92263 | 0.78147 | 0.72545 | 0.80079 | 0.79527 | 0.92075 | 0.53067 | 0.48261 | 0.84678 | 0.74928 | 0.85828 | 0.97043 | 0.81789 | 1 | 0.9395 | 0.60747 | 0.88335 | 0.7794 | 0.7096 | 0.79752 | 0.78555 | 0.92019 | 0.53067 | 0.48258 | 0.83467 | 0.74928 | 0
Aug | 29 | 8 | Weekday | Tuesday | 0.61499 | 0.722 | 0.80726 | 0.55264 | 0.0044583 | 0.55264 | 0.55264 | 0.80777 | 0.55264 | 0.61499 | 0.61499 | 0.70794 | 0.99825 | 0.77557 | 0.98423 | 0.91273 | 0.60678 | 0.98274 | 0.8211 | 0.73639 | 0.85748 | 0.77398 | 0.95082 | 0.80777 | 0.76931 | 0.94455 | 0.92271 | 0.73491 | 0.99409 | 0.75942 | 0.98404 | 0.91307 | 0.57565 | 0.95864 | 0.82069 | 0.72554 | 0.85755 | 0.76929 | 0.9498 | 0.80777 | 0.76931 | 0.94227 | 0.92271 | 0
Aug | 29 | 9 | Weekday | Tuesday | 0.7212 | 0.77626 | 0.82986 | 0.58482 | 0.0044583 | 0.58482 | 0.58482 | 0.87402 | 0.58482 | 0.7212 | 0.7212 | 0.89773 | 1 | 0.65892 | 0.95762 | 0.92295 | 0.57919 | 0.98864 | 0.88032 | 0.91872 | 0.91314 | 0.62036 | 0.96915 | 0.87402 | 0.84407 | 0.93324 | 0.94483 | 0.90006 | 0.99858 | 0.65401 | 0.9573 | 0.92284 | 0.55271 | 0.97281 | 0.87978 | 0.91662 | 0.91307 | 0.61103 | 0.96859 | 0.87402 | 0.84407 | 0.93253 | 0.94483 | 0
Aug | 29 | 10 | Weekday | Tuesday | 0.79833 | 0.82836 | 0.84854 | 0.6382 | 0.0044583 | 0.6382 | 0.6382 | 0.91876 | 0.6382 | 0.79833 | 0.79833 | 0.95112 | 0.99914 | 0.63459 | 0.96115 | 0.95252 | 0.59673 | 0.99362 | 0.92209 | 0.99314 | 0.95848 | 0.62601 | 0.98079 | 0.91876 | 0.90099 | 1 | 0.96484 | 0.96336 | 0.99997 | 0.65573 | 0.96039 | 0.95243 | 0.5832 | 0.98281 | 0.92198 | 0.99072 | 0.9584 | 0.62022 | 0.97964 | 0.91876 | 0.90099 | 1 | 0.96484 | 0
Aug | 29 | 11 | Weekday | Tuesday | 0.84184 | 0.87181 | 0.85798 | 0.68932 | 0.0044583 | 0.68932 | 0.68932 | 0.94784 | 0.68932 | 0.84184 | 0.84184 | 0.97467 | 0.96791 | 0.63279 | 0.93126 | 0.95624 | 0.60772 | 0.95645 | 0.9629 | 1 | 0.99136 | 0.63772 | 0.93993 | 0.94784 | 0.94011 | 0.97924 | 0.89308 | 1 | 0.97092 | 0.65388 | 0.92981 | 0.95543 | 0.60119 | 0.94816 | 0.96299 | 1 | 0.99146 | 0.63329 | 0.93716 | 0.94784 | 0.94011 | 0.97941 | 0.89308 | 0
Aug | 29 | 12 | Weekday | Tuesday | 0.84504 | 0.88516 | 0.85993 | 0.73664 | 0.0044583 | 0.73664 | 0.73664 | 0.9673 | 0.73664 | 0.84504 | 0.84504 | 0.81057 | 0.98816 | 0.61342 | 0.96269 | 0.99678 | 0.61407 | 0.99655 | 0.97991 | 0.98691 | 0.99554 | 0.64643 | 0.99604 | 0.9673 | 0.96562 | 0.98679 | 0.99081 | 0.83544 | 0.9937 | 0.63213 | 0.96148 | 0.99653 | 0.61268 | 0.994 | 0.97999 | 0.98882 | 0.9958 | 0.64317 | 0.99433 | 0.9673 | 0.96562 | 0.98701 | 0.99081 | 0
Aug | 29 | 13 | Weekday | Tuesday | 0.83339 | 0.89403 | 0.86669 | 0.77026 | 0.0044583 | 0.77026 | 0.77026 | 0.98503 | 0.77026 | 0.83339 | 0.83339 | 0.74517 | 0.9863 | 0.61334 | 0.96188 | 0.97413 | 0.61532 | 1 | 1 | 0.79558 | 1 | 0.65137 | 0.99872 | 0.98503 | 0.98473 | 0.9689 | 0.99857 | 0.80048 | 0.99418 | 0.63274 | 0.96189 | 0.97444 | 0.61876 | 1 | 1 | 0.79632 | 1 | 0.64657 | 0.99837 | 0.98503 | 0.98473 | 0.96933 | 0.99857 | 0
Aug | 29 | 14 | Weekday | Tuesday | 0.81747 | 0.89872 | 0.85922 | 0.78991 | 0.0044583 | 0.78991 | 0.78991 | 1 | 0.78991 | 0.81747 | 0.81747 | 0.75996 | 0.98467 | 0.61392 | 0.96249 | 0.97857 | 0.65072 | 0.9803 | 0.98883 | 0.77703 | 0.98966 | 0.64616 | 1 | 1 | 1 | 0.95313 | 1 | 0.77601 | 0.99522 | 0.63356 | 0.96258 | 0.9797 | 0.65156 | 0.98821 | 0.9884 | 0.77774 | 0.98931 | 0.64226 | 1 | 1 | 1 | 0.95376 | 1 | 0
Aug | 29 | 15 | Weekday | Tuesday | 0.78671 | 0.8983 | 0.84375 | 0.81892 | 0.0044583 | 0.81892 | 0.81892 | 0.99653 | 0.81892 | 0.78671 | 0.78671 | 0.94758 | 0.98731 | 0.6514 | 0.9929 | 1 | 0.80179 | 0.97886 | 0.972 | 0.7688 | 0.97516 | 0.64069 | 0.99514 | 0.99653 | 0.99132 | 0.9468 | 0.98925 | 0.93239 | 1 | 0.69849 | 0.99236 | 1 | 0.8055 | 0.98589 | 0.97177 | 0.76842 | 0.97585 | 0.67242 | 0.99443 | 0.99653 | 0.99132 | 0.94725 | 0.98925 | 0
Aug | 29 | 16 | Weekday | Tuesday | 0.75171 | 0.8768 | 0.82509 | 0.86422 | 0.0044583 | 0.86422 | 0.86422 | 0.97243 | 0.86422 | 0.75171 | 0.75171 | 0.96707 | 0.98619 | 0.74772 | 0.92077 | 0.90079 | 0.91998 | 0.96459 | 0.79156 | 0.94045 | 0.92639 | 0.73808 | 0.65363 | 0.97243 | 0.95771 | 0.93563 | 0.28921 | 0.94653 | 0.99946 | 0.7762 | 0.92118 | 0.90197 | 0.91663 | 0.96891 | 0.78987 | 0.93869 | 0.92655 | 0.77104 | 0.65085 | 0.97243 | 0.95771 | 0.93578 | 0.28921 | 0
Aug | 29 | 17 | Weekday | Tuesday | 0.71595 | 0.83913 | 0.80413 | 0.89687 | 0.0044583 | 0.89687 | 0.89687 | 0.75318 | 0.89687 | 0.71595 | 0.71595 | 0.9956 | 0.80493 | 0.91583 | 0.7953 | 0.60568 | 0.96867 | 0.61455 | 0.67049 | 0.93972 | 0.82142 | 0.79998 | 0.5105 | 0.75318 | 0.71914 | 0.9088 | 0.093585 | 0.96666 | 0.8027 | 0.89182 | 0.79557 | 0.60597 | 0.958 | 0.59704 | 0.66557 | 0.92987 | 0.82116 | 0.82568 | 0.50805 | 0.75318 | 0.71914 | 0.90859 | 0.093585 | 0
Aug | 29 | 18 | Weekday | Tuesday | 0.67507 | 0.79921 | 0.77844 | 0.87772 | 1 | 0.87772 | 0.87772 | 0.73687 | 0.87772 | 0.67507 | 0.67507 | 0.82347 | 0.81555 | 0.90419 | 0.78967 | 0.61003 | 0.9655 | 0.63906 | 0.68564 | 0.96648 | 0.79342 | 0.84167 | 0.54957 | 0.73687 | 0.71959 | 0.87902 | 0.13223 | 0.82455 | 0.80806 | 0.92267 | 0.79011 | 0.61049 | 0.9578 | 0.61487 | 0.6779 | 0.95328 | 0.79241 | 0.87678 | 0.54706 | 0.73687 | 0.71959 | 0.87867 | 0.13223 | 0
Aug | 29 | 19 | Weekday | Tuesday | 0.66608 | 0.77598 | 0.76115 | 0.84088 | 1 | 0.84088 | 0.84088 | 0.71373 | 0.84088 | 0.66608 | 0.66608 | 0.83189 | 0.74694 | 0.96858 | 0.71152 | 0.55055 | 0.98779 | 0.60156 | 0.52618 | 0.82242 | 0.69244 | 0.946 | 0.58262 | 0.71373 | 0.72467 | 0.81455 | 0.19836 | 0.84657 | 0.72415 | 1 | 0.71112 | 0.55088 | 0.98699 | 0.55815 | 0.51862 | 0.81223 | 0.69122 | 0.98645 | 0.58068 | 0.71373 | 0.72467 | 0.81382 | 0.19836 | 0
Aug | 29 | 20 | Weekday | Tuesday | 0.6556 | 0.74608 | 0.74167 | 0.81832 | 1 | 0.81832 | 0.81832 | 0.30005 | 0.81832 | 0.6556 | 0.6556 | 0.76661 | 0.72635 | 0.97504 | 0.69446 | 0.53651 | 0.85254 | 0.42205 | 0.31257 | 0.8107 | 0.11571 | 0.90261 | 0.57268 | 0.30005 | 0.35196 | 0.58586 | 0.19836 | 0.80002 | 0.7002 | 0.94448 | 0.69397 | 0.53792 | 0.85458 | 0.39549 | 0.30467 | 0.79684 | 0.11387 | 0.93413 | 0.57167 | 0.30005 | 0.35196 | 0.58623 | 0.19836 | 0
Aug | 29 | 21 | Weekday | Tuesday | 0.60371 | 0.67539 | 0.7132 | 0.77423 | 1 | 0.77423 | 0.77423 | 0.16448 | 0.77423 | 0.60371 | 0.60371 | 0.70153 | 0.68693 | 0.80997 | 0.22211 | 0.25201 | 0.68384 | 0.42253 | 0.30833 | 0.78796 | 0.11514 | 0.66989 | 0.32098 | 0.16448 | 0.22356 | 0.39245 | 0.19836 | 0.77009 | 0.65347 | 0.79847 | 0.22222 | 0.25159 | 0.68195 | 0.37262 | 0.30408 | 0.77889 | 0.11365 | 0.69174 | 0.31752 | 0.16448 | 0.22356 | 0.39265 | 0.19836 | 0
Aug | 29 | 22 | Weekday | Tuesday | 0.57758 | 0.63881 | 0.68115 | 0.69277 | 1 | 0.69277 | 0.69277 | 0.16448 | 0.69277 | 0.57758 | 0.57758 | 0.64213 | 0.68992 | 0.63085 | 0.19073 | 0.23506 | 0.5231 | 0.33978 | 0.31101 | 0.79836 | 0.11528 | 0.46863 | 0.30349 | 0.16448 | 0.22356 | 0.48438 | 0.19836 | 0.75847 | 0.65457 | 0.65099 | 0.19082 | 0.23538 | 0.53042 | 0.30714 | 0.30852 | 0.80253 | 0.1146 | 0.48577 | 0.30024 | 0.16448 | 0.22356 | 0.48472 | 0.19836 | 0
Aug | 29 | 23 | Weekday | Tuesday | 0.52905 | 0.62299 | 0.67149 | 0.60711 | 1 | 0.60711 | 0.60711 | 0.16585 | 0.60711 | 0.52905 | 0.52905 | 0.36514 | 0.6807 | 0.48571 | 0.17747 | 0.23009 | 0.41928 | 0.42673 | 0.3051 | 0.4629 | 0.11629 | 0.41591 | 0.29752 | 0.16585 | 0.22472 | 0.42003 | 0.19836 | 0.42889 | 0.64192 | 0.50557 | 0.17754 | 0.22975 | 0.4369 | 0.36803 | 0.30414 | 0.45931 | 0.11596 | 0.43274 | 0.29423 | 0.16585 | 0.22472 | 0.42036 | 0.19836 | 0
Aug | 30 | 24 | Weekday | Wednesday | 0.50112 | 0.60104 | 0.63752 | 0.55417 | 1 | 0.55417 | 0.55417 | 0.16448 | 0.55417 | 0.50112 | 0.50112 | 0.22638 | 0.6835 | 0.45733 | 0.18299 | 0.23522 | 0.38758 | 0.32941 | 0.30504 | 0.30626 | 0.11422 | 0.38735 | 0.30349 | 0.16448 | 0.22356 | 0.38618 | 0.19836 | 0.27436 | 0.64421 | 0.48678 | 0.18305 | 0.23538 | 0.40644 | 0.29308 | 0.30409 | 0.31222 | 0.11365 | 0.40403 | 0.30024 | 0.16448 | 0.22356 | 0.38646 | 0.19836 | 0
Aug | 30 | 1 | Weekday | Wednesday | 0.49653 | 0.56547 | 0.62673 | 0.5118 | 1 | 0.5118 | 0.5118 | 0.16448 | 0.5118 | 0.49653 | 0.49653 | 0.22671 | 0.68501 | 0.43399 | 0.18299 | 0.23513 | 0.36751 | 0.41418 | 0.3052 | 0.30794 | 0.11387 | 0.36192 | 0.30282 | 0.16448 | 0.22356 | 0.38275 | 0.19836 | 0.27479 | 0.6449 | 0.46009 | 0.18305 | 0.23538 | 0.38752 | 0.35402 | 0.30403 | 0.31283 | 0.11364 | 0.37733 | 0.30024 | 0.16448 | 0.22356 | 0.38298 | 0.19836 | 0
Aug | 30 | 2 | Weekday | Wednesday | 0.48661 | 0.55157 | 0.62079 | 0.47843 | 1 | 0.47843 | 0.47843 | 0.16448 | 0.47843 | 0.48661 | 0.48661 | 0.22671 | 0.68645 | 0.43678 | 0.18297 | 0.23572 | 0.35448 | 0.31924 | 0.30515 | 0.30675 | 0.11419 | 0.35541 | 0.30349 | 0.16448 | 0.22356 | 0.37974 | 0.19836 | 0.27491 | 0.64615 | 0.46234 | 0.18305 | 0.23538 | 0.3737 | 0.28329 | 0.30397 | 0.31295 | 0.11362 | 0.36957 | 0.30024 | 0.16448 | 0.22356 | 0.38014 | 0.19836 | 0
Aug | 30 | 3 | Weekday | Wednesday | 0.47556 | 0.54998 | 0.62064 | 0.44959 | 1 | 0.44959 | 0.44959 | 0.16448 | 0.44959 | 0.47556 | 0.47556 | 0.23267 | 0.74526 | 0.45311 | 0.19078 | 0.23482 | 0.38901 | 0.54316 | 0.30891 | 0.32082 | 0.11535 | 0.36461 | 0.30382 | 0.16448 | 0.22356 | 0.42476 | 0.19836 | 0.28238 | 0.71093 | 0.46581 | 0.19082 | 0.23538 | 0.40795 | 0.47623 | 0.30798 | 0.32582 | 0.11501 | 0.37732 | 0.30024 | 0.16448 | 0.22356 | 0.42509 | 0.19836 | 0
Aug | 30 | 4 | Weekday | Wednesday | 0.47385 | 0.55573 | 0.63465 | 0.43239 | 1 | 0.43239 | 0.43239 | 0.14788 | 0.43239 | 0.47385 | 0.47385 | 0.36014 | 0.77346 | 0.53932 | 0.21713 | 0.23803 | 0.47759 | 0.61369 | 0.30026 | 0.43447 | 0.11218 | 0.4224 | 0.2974 | 0.14788 | 0.19756 | 0.41303 | 0.18006 | 0.409 | 0.70888 | 0.51921 | 0.21703 | 0.23732 | 0.48371 | 0.4942 | 0.29884 | 0.4405 | 0.11172 | 0.4325 | 0.29445 | 0.14788 | 0.19756 | 0.4133 | 0.18006 | 0
Aug | 30 | 5 | Weekday | Wednesday | 0.46371 | 0.57667 | 0.67741 | 0.45477 | 0.33631 | 0.45477 | 0.45477 | 0.22099 | 0.45477 | 0.46371 | 0.46371 | 0.58352 | 0.88671 | 0.80719 | 0.56686 | 0.34093 | 0.56393 | 0.74278 | 0.43419 | 0.83423 | 0.58646 | 0.66614 | 0.40881 | 0.22099 | 0.18209 | 0.56237 | 0.22331 | 0.64658 | 0.85974 | 0.75369 | 0.56615 | 0.3418 | 0.52227 | 0.67193 | 0.434 | 0.84368 | 0.5872 | 0.67943 | 0.40598 | 0.22072 | 0.17608 | 0.55071 | 0.22331 | 0
Aug | 30 | 6 | Weekday | Wednesday | 0.47654 | 0.60937 | 0.73189 | 0.47832 | 0.0044583 | 0.47832 | 0.47832 | 0.32158 | 0.47832 | 0.47654 | 0.47654 | 0.78977 | 0.95735 | 1 | 0.64605 | 0.47665 | 0.64268 | 0.87663 | 0.4565 | 0.87317 | 0.61912 | 0.86265 | 0.45726 | 0.32158 | 0.27532 | 0.62734 | 0.49265 | 0.8241 | 0.94258 | 0.90696 | 0.6443 | 0.47647 | 0.60106 | 0.82538 | 0.44729 | 0.85823 | 0.60989 | 0.88143 | 0.45405 | 0.32158 | 0.27287 | 0.60296 | 0.49265 | 0
Aug | 30 | 7 | Weekday | Wednesday | 0.53611 | 0.67309 | 0.77698 | 0.4959 | 0.0044583 | 0.4959 | 0.4959 | 0.53067 | 0.4959 | 0.53611 | 0.53611 | 0.84534 | 0.97911 | 0.86924 | 1 | 0.93883 | 0.64574 | 0.92263 | 0.78147 | 0.72545 | 0.80079 | 0.79527 | 0.92075 | 0.53067 | 0.48261 | 0.84678 | 0.74928 | 0.85828 | 0.97043 | 0.81789 | 1 | 0.9395 | 0.60747 | 0.88335 | 0.7794 | 0.7096 | 0.79752 | 0.78555 | 0.92019 | 0.53067 | 0.48258 | 0.83467 | 0.74928 | 0
Aug | 30 | 8 | Weekday | Wednesday | 0.61499 | 0.722 | 0.80726 | 0.55264 | 0.0044583 | 0.55264 | 0.55264 | 0.80777 | 0.55264 | 0.61499 | 0.61499 | 0.70794 | 0.99825 | 0.77557 | 0.98423 | 0.91273 | 0.60678 | 0.98274 | 0.8211 | 0.73639 | 0.85748 | 0.77398 | 0.95082 | 0.80777 | 0.76931 | 0.94455 | 0.92271 | 0.73491 | 0.99409 | 0.75942 | 0.98404 | 0.91307 | 0.57565 | 0.95864 | 0.82069 | 0.72554 | 0.85755 | 0.76929 | 0.9498 | 0.80777 | 0.76931 | 0.94227 | 0.92271 | 0
Aug | 30 | 9 | Weekday | Wednesday | 0.7212 | 0.77626 | 0.82986 | 0.58482 | 0.0044583 | 0.58482 | 0.58482 | 0.87402 | 0.58482 | 0.7212 | 0.7212 | 0.89773 | 1 | 0.65892 | 0.95762 | 0.92295 | 0.57919 | 0.98864 | 0.88032 | 0.91872 | 0.91314 | 0.62036 | 0.96915 | 0.87402 | 0.84407 | 0.93324 | 0.94483 | 0.90006 | 0.99858 | 0.65401 | 0.9573 | 0.92284 | 0.55271 | 0.97281 | 0.87978 | 0.91662 | 0.91307 | 0.61103 | 0.96859 | 0.87402 | 0.84407 | 0.93253 | 0.94483 | 0
Aug | 30 | 10 | Weekday | Wednesday | 0.79833 | 0.82836 | 0.84854 | 0.6382 | 0.0044583 | 0.6382 | 0.6382 | 0.91876 | 0.6382 | 0.79833 | 0.79833 | 0.95112 | 0.99914 | 0.63459 | 0.96115 | 0.95252 | 0.59673 | 0.99362 | 0.92209 | 0.99314 | 0.95848 | 0.62601 | 0.98079 | 0.91876 | 0.90099 | 1 | 0.96484 | 0.96336 | 0.99997 | 0.65573 | 0.96039 | 0.95243 | 0.5832 | 0.98281 | 0.92198 | 0.99072 | 0.9584 | 0.62022 | 0.97964 | 0.91876 | 0.90099 | 1 | 0.96484 | 0
Aug | 30 | 11 | Weekday | Wednesday | 0.84184 | 0.87181 | 0.85798 | 0.68932 | 0.0044583 | 0.68932 | 0.68932 | 0.94784 | 0.68932 | 0.84184 | 0.84184 | 0.97467 | 0.96791 | 0.63279 | 0.93126 | 0.95624 | 0.60772 | 0.95645 | 0.9629 | 1 | 0.99136 | 0.63772 | 0.93993 | 0.94784 | 0.94011 | 0.97924 | 0.89308 | 1 | 0.97092 | 0.65388 | 0.92981 | 0.95543 | 0.60119 | 0.94816 | 0.96299 | 1 | 0.99146 | 0.63329 | 0.93716 | 0.94784 | 0.94011 | 0.97941 | 0.89308 | 0
Aug | 30 | 12 | Weekday | Wednesday | 0.84504 | 0.88516 | 0.85993 | 0.73664 | 0.0044583 | 0.73664 | 0.73664 | 0.9673 | 0.73664 | 0.84504 | 0.84504 | 0.81057 | 0.98816 | 0.61342 | 0.96269 | 0.99678 | 0.61407 | 0.99655 | 0.97991 | 0.98691 | 0.99554 | 0.64643 | 0.99604 | 0.9673 | 0.96562 | 0.98679 | 0.99081 | 0.83544 | 0.9937 | 0.63213 | 0.96148 | 0.99653 | 0.61268 | 0.994 | 0.97999 | 0.98882 | 0.9958 | 0.64317 | 0.99433 | 0.9673 | 0.96562 | 0.98701 | 0.99081 | 0
Aug | 30 | 13 | Weekday | Wednesday | 0.83339 | 0.89403 | 0.86669 | 0.77026 | 0.0044583 | 0.77026 | 0.77026 | 0.98503 | 0.77026 | 0.83339 | 0.83339 | 0.74517 | 0.9863 | 0.61334 | 0.96188 | 0.97413 | 0.61532 | 1 | 1 | 0.79558 | 1 | 0.65137 | 0.99872 | 0.98503 | 0.98473 | 0.9689 | 0.99857 | 0.80048 | 0.99418 | 0.63274 | 0.96189 | 0.97444 | 0.61876 | 1 | 1 | 0.79632 | 1 | 0.64657 | 0.99837 | 0.98503 | 0.98473 | 0.96933 | 0.99857 | 0
Aug | 30 | 14 | Weekday | Wednesday | 0.81747 | 0.89872 | 0.85922 | 0.78991 | 0.0044583 | 0.78991 | 0.78991 | 1 | 0.78991 | 0.81747 | 0.81747 | 0.75996 | 0.98467 | 0.61392 | 0.96249 | 0.97857 | 0.65072 | 0.9803 | 0.98883 | 0.77703 | 0.98966 | 0.64616 | 1 | 1 | 1 | 0.95313 | 1 | 0.77601 | 0.99522 | 0.63356 | 0.96258 | 0.9797 | 0.65156 | 0.98821 | 0.9884 | 0.77774 | 0.98931 | 0.64226 | 1 | 1 | 1 | 0.95376 | 1 | 0
Aug | 30 | 15 | Weekday | Wednesday | 0.78671 | 0.8983 | 0.84375 | 0.81892 | 0.0044583 | 0.81892 | 0.81892 | 0.99653 | 0.81892 | 0.78671 | 0.78671 | 0.94758 | 0.98731 | 0.6514 | 0.9929 | 1 | 0.80179 | 0.97886 | 0.972 | 0.7688 | 0.97516 | 0.64069 | 0.99514 | 0.99653 | 0.99132 | 0.9468 | 0.98925 | 0.93239 | 1 | 0.69849 | 0.99236 | 1 | 0.8055 | 0.98589 | 0.97177 | 0.76842 | 0.97585 | 0.67242 | 0.99443 | 0.99653 | 0.99132 | 0.94725 | 0.98925 | 0
Aug | 30 | 16 | Weekday | Wednesday | 0.75171 | 0.8768 | 0.82509 | 0.86422 | 0.0044583 | 0.86422 | 0.86422 | 0.97243 | 0.86422 | 0.75171 | 0.75171 | 0.96707 | 0.98619 | 0.74772 | 0.92077 | 0.90079 | 0.91998 | 0.96459 | 0.79156 | 0.94045 | 0.92639 | 0.73808 | 0.65363 | 0.97243 | 0.95771 | 0.93563 | 0.28921 | 0.94653 | 0.99946 | 0.7762 | 0.92118 | 0.90197 | 0.91663 | 0.96891 | 0.78987 | 0.93869 | 0.92655 | 0.77104 | 0.65085 | 0.97243 | 0.95771 | 0.93578 | 0.28921 | 0
Aug | 30 | 17 | Weekday | Wednesday | 0.71595 | 0.83913 | 0.80413 | 0.89687 | 0.0044583 | 0.89687 | 0.89687 | 0.75318 | 0.89687 | 0.71595 | 0.71595 | 0.9956 | 0.80493 | 0.91583 | 0.7953 | 0.60568 | 0.96867 | 0.61455 | 0.67049 | 0.93972 | 0.82142 | 0.79998 | 0.5105 | 0.75318 | 0.71914 | 0.9088 | 0.093585 | 0.96666 | 0.8027 | 0.89182 | 0.79557 | 0.60597 | 0.958 | 0.59704 | 0.66557 | 0.92987 | 0.82116 | 0.82568 | 0.50805 | 0.75318 | 0.71914 | 0.90859 | 0.093585 | 0
Aug | 30 | 18 | Weekday | Wednesday | 0.67507 | 0.79921 | 0.77844 | 0.87772 | 1 | 0.87772 | 0.87772 | 0.73687 | 0.87772 | 0.67507 | 0.67507 | 0.82347 | 0.81555 | 0.90419 | 0.78967 | 0.61003 | 0.9655 | 0.63906 | 0.68564 | 0.96648 | 0.79342 | 0.84167 | 0.54957 | 0.73687 | 0.71959 | 0.87902 | 0.13223 | 0.82455 | 0.80806 | 0.92267 | 0.79011 | 0.61049 | 0.9578 | 0.61487 | 0.6779 | 0.95328 | 0.79241 | 0.87678 | 0.54706 | 0.73687 | 0.71959 | 0.87867 | 0.13223 | 0
Aug | 30 | 19 | Weekday | Wednesday | 0.66608 | 0.77598 | 0.76115 | 0.84088 | 1 | 0.84088 | 0.84088 | 0.71373 | 0.84088 | 0.66608 | 0.66608 | 0.83189 | 0.74694 | 0.96858 | 0.71152 | 0.55055 | 0.98779 | 0.60156 | 0.52618 | 0.82242 | 0.69244 | 0.946 | 0.58262 | 0.71373 | 0.72467 | 0.81455 | 0.19836 | 0.84657 | 0.72415 | 1 | 0.71112 | 0.55088 | 0.98699 | 0.55815 | 0.51862 | 0.81223 | 0.69122 | 0.98645 | 0.58068 | 0.71373 | 0.72467 | 0.81382 | 0.19836 | 0
Aug | 30 | 20 | Weekday | Wednesday | 0.6556 | 0.74608 | 0.74167 | 0.81832 | 1 | 0.81832 | 0.81832 | 0.30005 | 0.81832 | 0.6556 | 0.6556 | 0.76661 | 0.72635 | 0.97504 | 0.69446 | 0.53651 | 0.85254 | 0.42205 | 0.31257 | 0.8107 | 0.11571 | 0.90261 | 0.57268 | 0.30005 | 0.35196 | 0.58586 | 0.19836 | 0.80002 | 0.7002 | 0.94448 | 0.69397 | 0.53792 | 0.85458 | 0.39549 | 0.30467 | 0.79684 | 0.11387 | 0.93413 | 0.57167 | 0.30005 | 0.35196 | 0.58623 | 0.19836 | 0
Aug | 30 | 21 | Weekday | Wednesday | 0.60371 | 0.67539 | 0.7132 | 0.77423 | 1 | 0.77423 | 0.77423 | 0.16448 | 0.77423 | 0.60371 | 0.60371 | 0.70153 | 0.68693 | 0.80997 | 0.22211 | 0.25201 | 0.68384 | 0.42253 | 0.30833 | 0.78796 | 0.11514 | 0.66989 | 0.32098 | 0.16448 | 0.22356 | 0.39245 | 0.19836 | 0.77009 | 0.65347 | 0.79847 | 0.22222 | 0.25159 | 0.68195 | 0.37262 | 0.30408 | 0.77889 | 0.11365 | 0.69174 | 0.31752 | 0.16448 | 0.22356 | 0.39265 | 0.19836 | 0
Aug | 30 | 22 | Weekday | Wednesday | 0.57758 | 0.63881 | 0.68115 | 0.69277 | 1 | 0.69277 | 0.69277 | 0.16448 | 0.69277 | 0.57758 | 0.57758 | 0.64213 | 0.68992 | 0.63085 | 0.19073 | 0.23506 | 0.5231 | 0.33978 | 0.31101 | 0.79836 | 0.11528 | 0.46863 | 0.30349 | 0.16448 | 0.22356 | 0.48438 | 0.19836 | 0.75847 | 0.65457 | 0.65099 | 0.19082 | 0.23538 | 0.53042 | 0.30714 | 0.30852 | 0.80253 | 0.1146 | 0.48577 | 0.30024 | 0.16448 | 0.22356 | 0.48472 | 0.19836 | 0
Aug | 30 | 23 | Weekday | Wednesday | 0.52905 | 0.62299 | 0.67149 | 0.60711 | 1 | 0.60711 | 0.60711 | 0.16585 | 0.60711 | 0.52905 | 0.52905 | 0.36514 | 0.6807 | 0.48571 | 0.17747 | 0.23009 | 0.41928 | 0.42673 | 0.3051 | 0.4629 | 0.11629 | 0.41591 | 0.29752 | 0.16585 | 0.22472 | 0.42003 | 0.19836 | 0.42889 | 0.64192 | 0.50557 | 0.17754 | 0.22975 | 0.4369 | 0.36803 | 0.30414 | 0.45931 | 0.11596 | 0.43274 | 0.29423 | 0.16585 | 0.22472 | 0.42036 | 0.19836 | 0
Aug | 31 | 24 | Weekday | Thursday | 0.50112 | 0.60104 | 0.63752 | 0.55417 | 1 | 0.55417 | 0.55417 | 0.16448 | 0.55417 | 0.50112 | 0.50112 | 0.22638 | 0.6835 | 0.45733 | 0.18299 | 0.23522 | 0.38758 | 0.32941 | 0.30504 | 0.30626 | 0.11422 | 0.38735 | 0.30349 | 0.16448 | 0.22356 | 0.38618 | 0.19836 | 0.27436 | 0.64421 | 0.48678 | 0.18305 | 0.23538 | 0.40644 | 0.29308 | 0.30409 | 0.31222 | 0.11365 | 0.40403 | 0.30024 | 0.16448 | 0.22356 | 0.38646 | 0.19836 | 0
Aug | 31 | 1 | Weekday | Thursday | 0.49653 | 0.56547 | 0.62673 | 0.5118 | 1 | 0.5118 | 0.5118 | 0.16448 | 0.5118 | 0.49653 | 0.49653 | 0.22671 | 0.68501 | 0.43399 | 0.18299 | 0.23513 | 0.36751 | 0.41418 | 0.3052 | 0.30794 | 0.11387 | 0.36192 | 0.30282 | 0.16448 | 0.22356 | 0.38275 | 0.19836 | 0.27479 | 0.6449 | 0.46009 | 0.18305 | 0.23538 | 0.38752 | 0.35402 | 0.30403 | 0.31283 | 0.11364 | 0.37733 | 0.30024 | 0.16448 | 0.22356 | 0.38298 | 0.19836 | 0
Aug | 31 | 2 | Weekday | Thursday | 0.48661 | 0.55157 | 0.62079 | 0.47843 | 1 | 0.47843 | 0.47843 | 0.16448 | 0.47843 | 0.48661 | 0.48661 | 0.22671 | 0.68645 | 0.43678 | 0.18297 | 0.23572 | 0.35448 | 0.31924 | 0.30515 | 0.30675 | 0.11419 | 0.35541 | 0.30349 | 0.16448 | 0.22356 | 0.37974 | 0.19836 | 0.27491 | 0.64615 | 0.46234 | 0.18305 | 0.23538 | 0.3737 | 0.28329 | 0.30397 | 0.31295 | 0.11362 | 0.36957 | 0.30024 | 0.16448 | 0.22356 | 0.38014 | 0.19836 | 0
Aug | 31 | 3 | Weekday | Thursday | 0.47556 | 0.54998 | 0.62064 | 0.44959 | 1 | 0.44959 | 0.44959 | 0.16448 | 0.44959 | 0.47556 | 0.47556 | 0.23267 | 0.74526 | 0.45311 | 0.19078 | 0.23482 | 0.38901 | 0.54316 | 0.30891 | 0.32082 | 0.11535 | 0.36461 | 0.30382 | 0.16448 | 0.22356 | 0.42476 | 0.19836 | 0.28238 | 0.71093 | 0.46581 | 0.19082 | 0.23538 | 0.40795 | 0.47623 | 0.30798 | 0.32582 | 0.11501 | 0.37732 | 0.30024 | 0.16448 | 0.22356 | 0.42509 | 0.19836 | 0
Aug | 31 | 4 | Weekday | Thursday | 0.47385 | 0.55573 | 0.63465 | 0.43239 | 1 | 0.43239 | 0.43239 | 0.14788 | 0.43239 | 0.47385 | 0.47385 | 0.36014 | 0.77346 | 0.53932 | 0.21713 | 0.23803 | 0.47759 | 0.61369 | 0.30026 | 0.43447 | 0.11218 | 0.4224 | 0.2974 | 0.14788 | 0.19756 | 0.41303 | 0.18006 | 0.409 | 0.70888 | 0.51921 | 0.21703 | 0.23732 | 0.48371 | 0.4942 | 0.29884 | 0.4405 | 0.11172 | 0.4325 | 0.29445 | 0.14788 | 0.19756 | 0.4133 | 0.18006 | 0
Aug | 31 | 5 | Weekday | Thursday | 0.46371 | 0.57667 | 0.67741 | 0.45477 | 0.33631 | 0.45477 | 0.45477 | 0.22099 | 0.45477 | 0.46371 | 0.46371 | 0.58352 | 0.88671 | 0.80719 | 0.56686 | 0.34093 | 0.56393 | 0.74278 | 0.43419 | 0.83423 | 0.58646 | 0.66614 | 0.40881 | 0.22099 | 0.18209 | 0.56237 | 0.22331 | 0.64658 | 0.85974 | 0.75369 | 0.56615 | 0.3418 | 0.52227 | 0.67193 | 0.434 | 0.84368 | 0.5872 | 0.67943 | 0.40598 | 0.22072 | 0.17608 | 0.55071 | 0.22331 | 0
Aug | 31 | 6 | Weekday | Thursday | 0.47654 | 0.60937 | 0.73189 | 0.47832 | 0.0044583 | 0.47832 | 0.47832 | 0.32158 | 0.47832 | 0.47654 | 0.47654 | 0.78977 | 0.95735 | 1 | 0.64605 | 0.47665 | 0.64268 | 0.87663 | 0.4565 | 0.87317 | 0.61912 | 0.86265 | 0.45726 | 0.32158 | 0.27532 | 0.62734 | 0.49265 | 0.8241 | 0.94258 | 0.90696 | 0.6443 | 0.47647 | 0.60106 | 0.82538 | 0.44729 | 0.85823 | 0.60989 | 0.88143 | 0.45405 | 0.32158 | 0.27287 | 0.60296 | 0.49265 | 0
Aug | 31 | 7 | Weekday | Thursday | 0.53611 | 0.67309 | 0.77698 | 0.4959 | 0.0044583 | 0.4959 | 0.4959 | 0.53067 | 0.4959 | 0.53611 | 0.53611 | 0.84534 | 0.97911 | 0.86924 | 1 | 0.93883 | 0.64574 | 0.92263 | 0.78147 | 0.72545 | 0.80079 | 0.79527 | 0.92075 | 0.53067 | 0.48261 | 0.84678 | 0.74928 | 0.85828 | 0.97043 | 0.81789 | 1 | 0.9395 | 0.60747 | 0.88335 | 0.7794 | 0.7096 | 0.79752 | 0.78555 | 0.92019 | 0.53067 | 0.48258 | 0.83467 | 0.74928 | 0
Aug | 31 | 8 | Weekday | Thursday | 0.61499 | 0.722 | 0.80726 | 0.55264 | 0.0044583 | 0.55264 | 0.55264 | 0.80777 | 0.55264 | 0.61499 | 0.61499 | 0.70794 | 0.99825 | 0.77557 | 0.98423 | 0.91273 | 0.60678 | 0.98274 | 0.8211 | 0.73639 | 0.85748 | 0.77398 | 0.95082 | 0.80777 | 0.76931 | 0.94455 | 0.92271 | 0.73491 | 0.99409 | 0.75942 | 0.98404 | 0.91307 | 0.57565 | 0.95864 | 0.82069 | 0.72554 | 0.85755 | 0.76929 | 0.9498 | 0.80777 | 0.76931 | 0.94227 | 0.92271 | 0
Aug | 31 | 9 | Weekday | Thursday | 0.7212 | 0.77626 | 0.82986 | 0.58482 | 0.0044583 | 0.58482 | 0.58482 | 0.87402 | 0.58482 | 0.7212 | 0.7212 | 0.89773 | 1 | 0.65892 | 0.95762 | 0.92295 | 0.57919 | 0.98864 | 0.88032 | 0.91872 | 0.91314 | 0.62036 | 0.96915 | 0.87402 | 0.84407 | 0.93324 | 0.94483 | 0.90006 | 0.99858 | 0.65401 | 0.9573 | 0.92284 | 0.55271 | 0.97281 | 0.87978 | 0.91662 | 0.91307 | 0.61103 | 0.96859 | 0.87402 | 0.84407 | 0.93253 | 0.94483 | 0
Aug | 31 | 10 | Weekday | Thursday | 0.79833 | 0.82836 | 0.84854 | 0.6382 | 0.0044583 | 0.6382 | 0.6382 | 0.91876 | 0.6382 | 0.79833 | 0.79833 | 0.95112 | 0.99914 | 0.63459 | 0.96115 | 0.95252 | 0.59673 | 0.99362 | 0.92209 | 0.99314 | 0.95848 | 0.62601 | 0.98079 | 0.91876 | 0.90099 | 1 | 0.96484 | 0.96336 | 0.99997 | 0.65573 | 0.96039 | 0.95243 | 0.5832 | 0.98281 | 0.92198 | 0.99072 | 0.9584 | 0.62022 | 0.97964 | 0.91876 | 0.90099 | 1 | 0.96484 | 0
Aug | 31 | 11 | Weekday | Thursday | 0.84184 | 0.87181 | 0.85798 | 0.68932 | 0.0044583 | 0.68932 | 0.68932 | 0.94784 | 0.68932 | 0.84184 | 0.84184 | 0.97467 | 0.96791 | 0.63279 | 0.93126 | 0.95624 | 0.60772 | 0.95645 | 0.9629 | 1 | 0.99136 | 0.63772 | 0.93993 | 0.94784 | 0.94011 | 0.97924 | 0.89308 | 1 | 0.97092 | 0.65388 | 0.92981 | 0.95543 | 0.60119 | 0.94816 | 0.96299 | 1 | 0.99146 | 0.63329 | 0.93716 | 0.94784 | 0.94011 | 0.97941 | 0.89308 | 0
Aug | 31 | 12 | Weekday | Thursday | 0.84504 | 0.88516 | 0.85993 | 0.73664 | 0.0044583 | 0.73664 | 0.73664 | 0.9673 | 0.73664 | 0.84504 | 0.84504 | 0.81057 | 0.98816 | 0.61342 | 0.96269 | 0.99678 | 0.61407 | 0.99655 | 0.97991 | 0.98691 | 0.99554 | 0.64643 | 0.99604 | 0.9673 | 0.96562 | 0.98679 | 0.99081 | 0.83544 | 0.9937 | 0.63213 | 0.96148 | 0.99653 | 0.61268 | 0.994 | 0.97999 | 0.98882 | 0.9958 | 0.64317 | 0.99433 | 0.9673 | 0.96562 | 0.98701 | 0.99081 | 0
Aug | 31 | 13 | Weekday | Thursday | 0.83339 | 0.89403 | 0.86669 | 0.77026 | 0.0044583 | 0.77026 | 0.77026 | 0.98503 | 0.77026 | 0.83339 | 0.83339 | 0.74517 | 0.9863 | 0.61334 | 0.96188 | 0.97413 | 0.61532 | 1 | 1 | 0.79558 | 1 | 0.65137 | 0.99872 | 0.98503 | 0.98473 | 0.9689 | 0.99857 | 0.80048 | 0.99418 | 0.63274 | 0.96189 | 0.97444 | 0.61876 | 1 | 1 | 0.79632 | 1 | 0.64657 | 0.99837 | 0.98503 | 0.98473 | 0.96933 | 0.99857 | 0
Aug | 31 | 14 | Weekday | Thursday | 0.81747 | 0.89872 | 0.85922 | 0.78991 | 0.0044583 | 0.78991 | 0.78991 | 1 | 0.78991 | 0.81747 | 0.81747 | 0.75996 | 0.98467 | 0.61392 | 0.96249 | 0.97857 | 0.65072 | 0.9803 | 0.98883 | 0.77703 | 0.98966 | 0.64616 | 1 | 1 | 1 | 0.95313 | 1 | 0.77601 | 0.99522 | 0.63356 | 0.96258 | 0.9797 | 0.65156 | 0.98821 | 0.9884 | 0.77774 | 0.98931 | 0.64226 | 1 | 1 | 1 | 0.95376 | 1 | 0
Aug | 31 | 15 | Weekday | Thursday | 0.78671 | 0.8983 | 0.84375 | 0.81892 | 0.0044583 | 0.81892 | 0.81892 | 0.99653 | 0.81892 | 0.78671 | 0.78671 | 0.94758 | 0.98731 | 0.6514 | 0.9929 | 1 | 0.80179 | 0.97886 | 0.972 | 0.7688 | 0.97516 | 0.64069 | 0.99514 | 0.99653 | 0.99132 | 0.9468 | 0.98925 | 0.93239 | 1 | 0.69849 | 0.99236 | 1 | 0.8055 | 0.98589 | 0.97177 | 0.76842 | 0.97585 | 0.67242 | 0.99443 | 0.99653 | 0.99132 | 0.94725 | 0.98925 | 0
Aug | 31 | 16 | Weekday | Thursday | 0.75171 | 0.8768 | 0.82509 | 0.86422 | 0.0044583 | 0.86422 | 0.86422 | 0.97243 | 0.86422 | 0.75171 | 0.75171 | 0.96707 | 0.98619 | 0.74772 | 0.92077 | 0.90079 | 0.91998 | 0.96459 | 0.79156 | 0.94045 | 0.92639 | 0.73808 | 0.65363 | 0.97243 | 0.95771 | 0.93563 | 0.28921 | 0.94653 | 0.99946 | 0.7762 | 0.92118 | 0.90197 | 0.91663 | 0.96891 | 0.78987 | 0.93869 | 0.92655 | 0.77104 | 0.65085 | 0.97243 | 0.95771 | 0.93578 | 0.28921 | 0
Aug | 31 | 17 | Weekday | Thursday | 0.71595 | 0.83913 | 0.80413 | 0.89687 | 0.0044583 | 0.89687 | 0.89687 | 0.75318 | 0.89687 | 0.71595 | 0.71595 | 0.9956 | 0.80493 | 0.91583 | 0.7953 | 0.60568 | 0.96867 | 0.61455 | 0.67049 | 0.93972 | 0.82142 | 0.79998 | 0.5105 | 0.75318 | 0.71914 | 0.9088 | 0.093585 | 0.96666 | 0.8027 | 0.89182 | 0.79557 | 0.60597 | 0.958 | 0.59704 | 0.66557 | 0.92987 | 0.82116 | 0.82568 | 0.50805 | 0.75318 | 0.71914 | 0.90859 | 0.093585 | 0
Aug | 31 | 18 | Weekday | Thursday | 0.67507 | 0.79921 | 0.77844 | 0.87772 | 1 | 0.87772 | 0.87772 | 0.73687 | 0.87772 | 0.67507 | 0.67507 | 0.82347 | 0.81555 | 0.90419 | 0.78967 | 0.61003 | 0.9655 | 0.63906 | 0.68564 | 0.96648 | 0.79342 | 0.84167 | 0.54957 | 0.73687 | 0.71959 | 0.87902 | 0.13223 | 0.82455 | 0.80806 | 0.92267 | 0.79011 | 0.61049 | 0.9578 | 0.61487 | 0.6779 | 0.95328 | 0.79241 | 0.87678 | 0.54706 | 0.73687 | 0.71959 | 0.87867 | 0.13223 | 0
Aug | 31 | 19 | Weekday | Thursday | 0.66608 | 0.77598 | 0.76115 | 0.84088 | 1 | 0.84088 | 0.84088 | 0.71373 | 0.84088 | 0.66608 | 0.66608 | 0.83189 | 0.74694 | 0.96858 | 0.71152 | 0.55055 | 0.98779 | 0.60156 | 0.52618 | 0.82242 | 0.69244 | 0.946 | 0.58262 | 0.71373 | 0.72467 | 0.81455 | 0.19836 | 0.84657 | 0.72415 | 1 | 0.71112 | 0.55088 | 0.98699 | 0.55815 | 0.51862 | 0.81223 | 0.69122 | 0.98645 | 0.58068 | 0.71373 | 0.72467 | 0.81382 | 0.19836 | 0
Aug | 31 | 20 | Weekday | Thursday | 0.6556 | 0.74608 | 0.74167 | 0.81832 | 1 | 0.81832 | 0.81832 | 0.30005 | 0.81832 | 0.6556 | 0.6556 | 0.76661 | 0.72635 | 0.97504 | 0.69446 | 0.53651 | 0.85254 | 0.42205 | 0.31257 | 0.8107 | 0.11571 | 0.90261 | 0.57268 | 0.30005 | 0.35196 | 0.58586 | 0.19836 | 0.80002 | 0.7002 | 0.94448 | 0.69397 | 0.53792 | 0.85458 | 0.39549 | 0.30467 | 0.79684 | 0.11387 | 0.93413 | 0.57167 | 0.30005 | 0.35196 | 0.58623 | 0.19836 | 0
Aug | 31 | 21 | Weekday | Thursday | 0.60371 | 0.67539 | 0.7132 | 0.77423 | 1 | 0.77423 | 0.77423 | 0.16448 | 0.77423 | 0.60371 | 0.60371 | 0.70153 | 0.68693 | 0.80997 | 0.22211 | 0.25201 | 0.68384 | 0.42253 | 0.30833 | 0.78796 | 0.11514 | 0.66989 | 0.32098 | 0.16448 | 0.22356 | 0.39245 | 0.19836 | 0.77009 | 0.65347 | 0.79847 | 0.22222 | 0.25159 | 0.68195 | 0.37262 | 0.30408 | 0.77889 | 0.11365 | 0.69174 | 0.31752 | 0.16448 | 0.22356 | 0.39265 | 0.19836 | 0
Aug | 31 | 22 | Weekday | Thursday | 0.57758 | 0.63881 | 0.68115 | 0.69277 | 1 | 0.69277 | 0.69277 | 0.16448 | 0.69277 | 0.57758 | 0.57758 | 0.64213 | 0.68992 | 0.63085 | 0.19073 | 0.23506 | 0.5231 | 0.33978 | 0.31101 | 0.79836 | 0.11528 | 0.46863 | 0.30349 | 0.16448 | 0.22356 | 0.48438 | 0.19836 | 0.75847 | 0.65457 | 0.65099 | 0.19082 | 0.23538 | 0.53042 | 0.30714 | 0.30852 | 0.80253 | 0.1146 | 0.48577 | 0.30024 | 0.16448 | 0.22356 | 0.48472 | 0.19836 | 0
Aug | 31 | 23 | Weekday | Thursday | 0.52905 | 0.62299 | 0.67149 | 0.60711 | 1 | 0.60711 | 0.60711 | 0.19174 | 0.60711 | 0.52905 | 0.52905 | 0.40275 | 0.70023 | 0.43402 | 0.18815 | 0.2609 | 0.3751 | 0.40636 | 0.24874 | 0.48243 | 0.11684 | 0.40552 | 0.33244 | 0.19174 | 0.25994 | 0.40388 | 0.22372 | 0.45906 | 0.66319 | 0.44525 | 0.18832 | 0.26138 | 0.3943 | 0.34971 | 0.25233 | 0.47122 | 0.11685 | 0.4163 | 0.32968 | 0.19174 | 0.25994 | 0.40855 | 0.22372 | 0
Sep | 1 | 24 | Weekday | Friday | 0.55569 | 0.62732 | 0.62273 | 0.56024 | 1 | 0.56024 | 0.56024 | 0.19 | 0.56024 | 0.55569 | 0.55569 | 0.23802 | 0.69974 | 0.3667 | 0.19465 | 0.26846 | 0.3483 | 0.31816 | 0.2506 | 0.31765 | 0.11664 | 0.37907 | 0.34022 | 0.19 | 0.25847 | 0.37125 | 0.22372 | 0.30281 | 0.66251 | 0.38089 | 0.1948 | 0.26847 | 0.36905 | 0.2842 | 0.25229 | 0.32832 | 0.11684 | 0.38776 | 0.33711 | 0.19 | 0.25847 | 0.37533 | 0.22372 | 0
Sep | 1 | 1 | Weekday | Friday | 0.55042 | 0.59292 | 0.61319 | 0.52456 | 1 | 0.52456 | 0.52456 | 0.19 | 0.52456 | 0.55042 | 0.55042 | 0.23826 | 0.70077 | 0.38096 | 0.19463 | 0.26795 | 0.33226 | 0.40585 | 0.24882 | 0.31838 | 0.11633 | 0.34982 | 0.34063 | 0.19 | 0.25847 | 0.36619 | 0.22372 | 0.3033 | 0.66194 | 0.39635 | 0.1948 | 0.26847 | 0.35448 | 0.34518 | 0.25223 | 0.32909 | 0.11682 | 0.35892 | 0.33711 | 0.19 | 0.25847 | 0.37015 | 0.22372 | 0
Sep | 1 | 2 | Weekday | Friday | 0.54486 | 0.5811 | 0.60752 | 0.4996 | 1 | 0.4996 | 0.4996 | 0.19 | 0.4996 | 0.54486 | 0.54486 | 0.23848 | 0.70018 | 0.38412 | 0.19463 | 0.26805 | 0.32346 | 0.31285 | 0.25015 | 0.3188 | 0.11629 | 0.34879 | 0.33898 | 0.19 | 0.25847 | 0.36109 | 0.22372 | 0.30344 | 0.66106 | 0.39878 | 0.1948 | 0.26847 | 0.345 | 0.27969 | 0.25218 | 0.32927 | 0.1168 | 0.35176 | 0.33711 | 0.19 | 0.25847 | 0.36535 | 0.22372 | 0
Sep | 1 | 3 | Weekday | Friday | 0.53696 | 0.58077 | 0.60742 | 0.47728 | 1 | 0.47728 | 0.47728 | 0.19 | 0.47728 | 0.53696 | 0.53696 | 0.24437 | 0.75511 | 0.39983 | 0.20291 | 0.26826 | 0.36413 | 0.53162 | 0.25209 | 0.33124 | 0.11799 | 0.35685 | 0.34022 | 0.19 | 0.25847 | 0.40619 | 0.22372 | 0.31161 | 0.72282 | 0.40001 | 0.20314 | 0.26847 | 0.38583 | 0.46405 | 0.25504 | 0.34274 | 0.11806 | 0.36142 | 0.33711 | 0.19 | 0.25847 | 0.41068 | 0.22372 | 0
Sep | 1 | 4 | Weekday | Friday | 0.53953 | 0.58316 | 0.61984 | 0.46167 | 1 | 0.46167 | 0.46167 | 0.19 | 0.46167 | 0.53953 | 0.53953 | 0.44184 | 0.79393 | 0.49669 | 0.23602 | 0.28589 | 0.47455 | 0.61476 | 0.25218 | 0.49722 | 0.1178 | 0.42989 | 0.35986 | 0.19 | 0.25847 | 0.40158 | 0.22372 | 0.46615 | 0.72523 | 0.46784 | 0.23602 | 0.28618 | 0.48376 | 0.49562 | 0.25461 | 0.47563 | 0.11787 | 0.43052 | 0.35569 | 0.19 | 0.25847 | 0.40612 | 0.22372 | 0
Sep | 1 | 5 | Weekday | Friday | 0.52766 | 0.60553 | 0.65995 | 0.52419 | 1 | 0.52419 | 0.52419 | 0.37049 | 0.52419 | 0.52766 | 0.52766 | 0.67307 | 0.89714 | 0.7875 | 0.49062 | 0.36789 | 0.57993 | 0.74082 | 0.33864 | 0.89809 | 0.40984 | 0.6866 | 0.42506 | 0.37049 | 0.39998 | 0.61828 | 0.29876 | 0.73212 | 0.87089 | 0.73391 | 0.47989 | 0.36857 | 0.53713 | 0.67622 | 0.30128 | 0.90262 | 0.35516 | 0.69159 | 0.42377 | 0.30035 | 0.27911 | 0.55171 | 0.29395 | 0
Sep | 1 | 6 | Weekday | Friday | 0.54748 | 0.63712 | 0.71869 | 0.59078 | 0.0044583 | 0.59078 | 0.59078 | 0.40231 | 0.59078 | 0.54748 | 0.54748 | 0.80774 | 0.95885 | 0.99055 | 0.56878 | 0.47102 | 0.61147 | 0.86098 | 0.57523 | 0.88041 | 0.56667 | 0.86468 | 0.43296 | 0.40231 | 0.39098 | 0.66249 | 0.5274 | 0.85197 | 0.94474 | 0.90722 | 0.55958 | 0.47127 | 0.56581 | 0.81277 | 0.55857 | 0.87072 | 0.52198 | 0.87218 | 0.42393 | 0.35579 | 0.30591 | 0.58068 | 0.52576 | 0
Sep | 1 | 7 | Weekday | Friday | 0.59277 | 0.67929 | 0.75952 | 0.60689 | 0.0044583 | 0.60689 | 0.60689 | 0.58327 | 0.60689 | 0.59277 | 0.59277 | 0.83578 | 0.98076 | 0.87113 | 0.95045 | 0.92992 | 0.60321 | 0.90901 | 0.79652 | 0.71871 | 0.71202 | 0.79519 | 0.89143 | 0.58327 | 0.56115 | 0.87447 | 0.79558 | 0.86271 | 0.97337 | 0.82295 | 0.94883 | 0.93142 | 0.56061 | 0.8701 | 0.79115 | 0.70835 | 0.69533 | 0.77957 | 0.89159 | 0.56731 | 0.52233 | 0.82073 | 0.7953 | 0
Sep | 1 | 8 | Weekday | Friday | 0.6529 | 0.72055 | 0.78485 | 0.64963 | 0.0044583 | 0.64963 | 0.64963 | 0.83782 | 0.64963 | 0.6529 | 0.6529 | 0.68434 | 0.99631 | 0.77413 | 0.96461 | 0.89455 | 0.55673 | 0.97597 | 0.83737 | 0.72094 | 0.77464 | 0.77118 | 0.92579 | 0.83782 | 0.80211 | 0.94385 | 0.96385 | 0.72278 | 0.99403 | 0.7632 | 0.96409 | 0.89507 | 0.52155 | 0.95336 | 0.82858 | 0.71854 | 0.76539 | 0.75781 | 0.92553 | 0.83609 | 0.79755 | 0.9205 | 0.96385 | 0
Sep | 1 | 9 | Weekday | Friday | 0.73647 | 0.77034 | 0.80214 | 0.66476 | 0.0044583 | 0.66476 | 0.66476 | 0.90478 | 0.66476 | 0.73647 | 0.73647 | 0.87837 | 1 | 0.65989 | 0.93849 | 0.90308 | 0.51859 | 0.98632 | 0.89025 | 0.89226 | 0.83299 | 0.60632 | 0.94997 | 0.90478 | 0.87166 | 0.92256 | 0.96751 | 0.89808 | 1 | 0.66067 | 0.93824 | 0.90384 | 0.48786 | 0.97085 | 0.88575 | 0.90099 | 0.82828 | 0.58935 | 0.94993 | 0.90474 | 0.87134 | 0.91164 | 0.96751 | 0
Sep | 1 | 10 | Weekday | Friday | 0.80697 | 0.81669 | 0.81696 | 0.69668 | 0.0044583 | 0.69668 | 0.69668 | 0.94211 | 0.69668 | 0.80697 | 0.80697 | 0.92194 | 0.99867 | 0.63662 | 0.95921 | 0.94457 | 0.53369 | 0.99689 | 0.94451 | 0.9574 | 0.88663 | 0.61367 | 0.96858 | 0.94211 | 0.91243 | 1 | 0.97216 | 0.95382 | 0.99963 | 0.66315 | 0.95868 | 0.94492 | 0.51753 | 0.98588 | 0.94017 | 0.96528 | 0.885 | 0.60036 | 0.96788 | 0.94211 | 0.91243 | 1 | 0.97216 | 0
Sep | 1 | 11 | Weekday | Friday | 0.84157 | 0.85886 | 0.82483 | 0.7142 | 0.0044583 | 0.7142 | 0.7142 | 0.96399 | 0.7142 | 0.84157 | 0.84157 | 0.94025 | 0.96743 | 0.63226 | 0.94681 | 0.95949 | 0.54569 | 0.95982 | 0.98518 | 0.95917 | 0.94377 | 0.62416 | 0.93151 | 0.96399 | 0.94193 | 0.96341 | 0.88734 | 0.98559 | 0.9689 | 0.66147 | 0.9456 | 0.95941 | 0.53756 | 0.94878 | 0.98023 | 0.97077 | 0.94288 | 0.61672 | 0.93005 | 0.96399 | 0.94193 | 0.96977 | 0.88734 | 0
Sep | 1 | 12 | Weekday | Friday | 0.84072 | 0.88021 | 0.82677 | 0.74309 | 0.0044583 | 0.74309 | 0.74309 | 0.98017 | 0.74309 | 0.84072 | 0.84072 | 0.77766 | 0.98278 | 0.61338 | 0.9861 | 1 | 0.55235 | 0.99893 | 0.98961 | 0.95275 | 0.98455 | 0.63574 | 0.99397 | 0.98017 | 0.96894 | 0.96277 | 0.98754 | 0.81879 | 0.98619 | 0.63952 | 0.98533 | 1 | 0.55006 | 0.99557 | 0.98276 | 0.96721 | 0.98401 | 0.62803 | 0.99308 | 0.98017 | 0.96894 | 0.97182 | 0.98754 | 0
Sep | 1 | 13 | Weekday | Friday | 0.82615 | 0.89425 | 0.83285 | 0.76409 | 0.0044583 | 0.76409 | 0.76409 | 0.9903 | 0.76409 | 0.82615 | 0.82615 | 0.71672 | 0.9799 | 0.61242 | 0.98222 | 0.96935 | 0.55424 | 1 | 1 | 0.76415 | 0.99371 | 0.64169 | 0.9975 | 0.9903 | 0.98727 | 0.94193 | 0.99576 | 0.79064 | 0.98529 | 0.63993 | 0.98278 | 0.97063 | 0.55743 | 1 | 1 | 0.77442 | 0.99409 | 0.63172 | 0.99872 | 0.9903 | 0.98727 | 0.95195 | 0.99576 | 0
Sep | 1 | 14 | Weekday | Friday | 0.8179 | 0.90322 | 0.82663 | 0.77973 | 0.0044583 | 0.77973 | 0.77973 | 1 | 0.77973 | 0.8179 | 0.8179 | 0.74098 | 0.97956 | 0.61407 | 0.96864 | 0.96711 | 0.59163 | 0.96346 | 0.99862 | 0.75271 | 1 | 0.63682 | 1 | 1 | 1 | 0.92854 | 1 | 0.77544 | 0.98658 | 0.64048 | 0.96912 | 0.96858 | 0.59228 | 0.97806 | 0.99735 | 0.76224 | 1 | 0.62703 | 1 | 1 | 1 | 0.93878 | 1 | 0
Sep | 1 | 15 | Weekday | Friday | 0.78845 | 0.90568 | 0.81188 | 0.809 | 0.0044583 | 0.809 | 0.809 | 0.99463 | 0.809 | 0.78845 | 0.78845 | 0.93689 | 0.98285 | 0.65041 | 1 | 0.98408 | 0.75413 | 0.95933 | 0.9223 | 0.74849 | 0.97957 | 0.62972 | 0.99474 | 0.99463 | 0.98595 | 0.9266 | 0.99787 | 0.94606 | 0.99086 | 0.70604 | 1 | 0.98472 | 0.7598 | 0.97127 | 0.93521 | 0.75759 | 0.9794 | 0.65948 | 0.99469 | 0.99463 | 0.98595 | 0.93618 | 0.99787 | 0
Sep | 1 | 16 | Weekday | Friday | 0.75565 | 0.88166 | 0.79722 | 0.88278 | 0.0044583 | 0.88278 | 0.88278 | 0.97694 | 0.88278 | 0.75565 | 0.75565 | 0.958 | 0.98375 | 0.74294 | 0.9243 | 0.89125 | 0.88913 | 0.93955 | 0.68259 | 0.92765 | 0.853 | 0.73541 | 0.63701 | 0.97694 | 0.95649 | 0.91805 | 0.28921 | 0.96158 | 0.99265 | 0.78134 | 0.92509 | 0.89287 | 0.88885 | 0.94953 | 0.69174 | 0.93794 | 0.85165 | 0.76528 | 0.63661 | 0.97694 | 0.95649 | 0.92543 | 0.28921 | 0
Sep | 1 | 17 | Weekday | Friday | 0.72394 | 0.83789 | 0.7804 | 0.94515 | 0.50223 | 0.94515 | 0.94515 | 0.77502 | 0.94515 | 0.72394 | 0.72394 | 1 | 0.82802 | 0.91449 | 0.79863 | 0.62367 | 0.96663 | 0.61849 | 0.66665 | 0.95118 | 0.79252 | 0.82526 | 0.53184 | 0.77502 | 0.75394 | 0.91655 | 0.12814 | 1 | 0.82463 | 0.90594 | 0.7989 | 0.62444 | 0.96058 | 0.60244 | 0.67125 | 0.95306 | 0.78958 | 0.84911 | 0.52882 | 0.77502 | 0.75394 | 0.91878 | 0.12814 | 0
Sep | 1 | 18 | Weekday | Friday | 0.70464 | 0.79953 | 0.75845 | 0.94196 | 1 | 0.94196 | 0.94196 | 0.79878 | 0.94196 | 0.70464 | 0.70464 | 0.83854 | 0.83843 | 0.91288 | 0.7964 | 0.66824 | 1 | 0.65588 | 0.67319 | 1 | 0.75365 | 0.88536 | 0.62908 | 0.79878 | 0.82355 | 0.89885 | 0.22167 | 0.8703 | 0.832 | 0.94686 | 0.79624 | 0.66963 | 1 | 0.63598 | 0.67492 | 1 | 0.7552 | 0.91929 | 0.62809 | 0.79878 | 0.82355 | 0.89467 | 0.22167 | 0
Sep | 1 | 19 | Weekday | Friday | 0.71596 | 0.79564 | 0.74269 | 0.94969 | 1 | 0.94969 | 0.94969 | 0.72434 | 0.94969 | 0.71596 | 0.71596 | 0.81531 | 0.76471 | 0.95744 | 0.69274 | 0.55818 | 0.96815 | 0.58053 | 0.64996 | 0.81553 | 0.71118 | 0.95898 | 0.58174 | 0.72434 | 0.74641 | 0.81425 | 0.22372 | 0.85142 | 0.74342 | 1 | 0.68943 | 0.55898 | 0.972 | 0.53594 | 0.65088 | 0.81537 | 0.7105 | 1 | 0.58051 | 0.72434 | 0.74639 | 0.80191 | 0.22372 | 0
Sep | 1 | 20 | Weekday | Friday | 0.70072 | 0.75111 | 0.71995 | 0.91047 | 1 | 0.91047 | 0.91047 | 0.34159 | 0.91047 | 0.70072 | 0.70072 | 0.7635 | 0.7439 | 0.96324 | 0.66325 | 0.54641 | 0.8268 | 0.39691 | 0.25512 | 0.80974 | 0.12376 | 0.92105 | 0.57448 | 0.34159 | 0.4006 | 0.58678 | 0.22372 | 0.82056 | 0.71884 | 0.94498 | 0.65776 | 0.54769 | 0.83256 | 0.37412 | 0.25269 | 0.80525 | 0.12248 | 0.9466 | 0.57309 | 0.34158 | 0.39952 | 0.58284 | 0.22372 | 0
Sep | 1 | 21 | Weekday | Friday | 0.64228 | 0.68251 | 0.69351 | 0.8342 | 1 | 0.8342 | 0.8342 | 0.19 | 0.8342 | 0.64228 | 0.64228 | 0.70908 | 0.70889 | 0.80448 | 0.23572 | 0.28559 | 0.65266 | 0.38523 | 0.25203 | 0.79445 | 0.12128 | 0.67836 | 0.35945 | 0.19 | 0.25847 | 0.38499 | 0.22372 | 0.8013 | 0.67672 | 0.79837 | 0.23602 | 0.28618 | 0.65252 | 0.33966 | 0.25233 | 0.79526 | 0.12066 | 0.69324 | 0.35569 | 0.19 | 0.25847 | 0.38923 | 0.22372 | 0
Sep | 1 | 22 | Weekday | Friday | 0.62503 | 0.65191 | 0.66338 | 0.72234 | 1 | 0.72234 | 0.72234 | 0.19 | 0.72234 | 0.62503 | 0.62503 | 0.66437 | 0.71132 | 0.61477 | 0.20297 | 0.26816 | 0.4897 | 0.33199 | 0.2542 | 0.81722 | 0.11928 | 0.4611 | 0.33898 | 0.19 | 0.25847 | 0.4865 | 0.22372 | 0.80442 | 0.6782 | 0.63695 | 0.20314 | 0.26847 | 0.49875 | 0.298 | 0.2556 | 0.82837 | 0.11951 | 0.47748 | 0.33711 | 0.19 | 0.25847 | 0.49202 | 0.22372 | 0
Sep | 1 | 23 | Weekday | Friday | 0.5794 | 0.646 | 0.63715 | 0.62271 | 1 | 0.62271 | 0.62271 | 0.18303 | 0.62271 | 0.5794 | 0.5794 | 0.41186 | 0.70431 | 0.4162 | 0.18121 | 0.25279 | 0.36737 | 0.3555 | 0.24734 | 0.48698 | 0.11619 | 0.40909 | 0.32391 | 0.18303 | 0.25257 | 0.40036 | 0.22372 | 0.45884 | 0.66861 | 0.42256 | 0.1813 | 0.2537 | 0.38601 | 0.30681 | 0.25015 | 0.47034 | 0.11598 | 0.41368 | 0.32163 | 0.18303 | 0.25257 | 0.40484 | 0.22372 | 0
Sep | 2 | 24 | Weekend | Saturday | 0.56334 | 0.64627 | 0.68467 | 0.60114 | 1 | 0.60114 | 0.60114 | 0.18608 | 0.60114 | 0.56334 | 0.56334 | 0.23786 | 0.70113 | 0.38974 | 0.16217 | 0.23339 | 0.34487 | 0.319 | 0.2505 | 0.31745 | 0.11711 | 0.40519 | 0.30339 | 0.18608 | 0.25515 | 0.36399 | 0.22372 | 0.3027 | 0.66473 | 0.40603 | 0.1624 | 0.23303 | 0.36537 | 0.28062 | 0.25378 | 0.32803 | 0.11744 | 0.41194 | 0.29995 | 0.18608 | 0.25515 | 0.36815 | 0.22372 | 0
Sep | 2 | 1 | Weekend | Saturday | 0.56122 | 0.61244 | 0.67051 | 0.56583 | 1 | 0.56583 | 0.56583 | 0.18608 | 0.56583 | 0.56122 | 0.56122 | 0.23831 | 0.7023 | 0.39351 | 0.16231 | 0.23245 | 0.33164 | 0.36339 | 0.25088 | 0.31897 | 0.11657 | 0.34796 | 0.30339 | 0.18608 | 0.25515 | 0.36116 | 0.22372 | 0.30331 | 0.66454 | 0.41026 | 0.1624 | 0.23303 | 0.35381 | 0.3136 | 0.25375 | 0.32901 | 0.11744 | 0.35891 | 0.29995 | 0.18608 | 0.25515 | 0.36504 | 0.22372 | 0
Sep | 2 | 2 | Weekend | Saturday | 0.55806 | 0.60294 | 0.66149 | 0.53882 | 1 | 0.53882 | 0.53882 | 0.18608 | 0.53882 | 0.55806 | 0.55806 | 0.23791 | 0.70312 | 0.35942 | 0.16227 | 0.23339 | 0.324 | 0.37325 | 0.25004 | 0.3175 | 0.11709 | 0.35027 | 0.30339 | 0.18608 | 0.25515 | 0.35763 | 0.22372 | 0.30351 | 0.66514 | 0.36964 | 0.1624 | 0.23303 | 0.34561 | 0.32144 | 0.25372 | 0.32929 | 0.11742 | 0.35195 | 0.29995 | 0.18608 | 0.25515 | 0.36159 | 0.22372 | 0
Sep | 2 | 3 | Weekend | Saturday | 0.55087 | 0.60382 | 0.66064 | 0.51296 | 1 | 0.51296 | 0.51296 | 0.18608 | 0.51296 | 0.55087 | 0.55087 | 0.24137 | 0.71307 | 0.40805 | 0.17068 | 0.23268 | 0.36454 | 0.42643 | 0.25146 | 0.32492 | 0.11728 | 0.3528 | 0.30339 | 0.18608 | 0.25515 | 0.37777 | 0.22372 | 0.30674 | 0.67645 | 0.40907 | 0.17074 | 0.23303 | 0.38642 | 0.36712 | 0.25475 | 0.3346 | 0.11788 | 0.36094 | 0.29995 | 0.18608 | 0.25515 | 0.38209 | 0.22372 | 0
Sep | 2 | 4 | Weekend | Saturday | 0.55607 | 0.61348 | 0.67874 | 0.50517 | 1 | 0.50517 | 0.50517 | 0.18608 | 0.50517 | 0.55607 | 0.55607 | 0.44847 | 0.70329 | 0.42971 | 0.18746 | 0.23268 | 0.47515 | 0.47168 | 0.25214 | 0.49167 | 0.11696 | 0.39769 | 0.30339 | 0.18608 | 0.25515 | 0.37164 | 0.22372 | 0.46125 | 0.66665 | 0.41555 | 0.18743 | 0.23303 | 0.48473 | 0.39257 | 0.25462 | 0.46741 | 0.11782 | 0.39614 | 0.29995 | 0.18608 | 0.25515 | 0.37565 | 0.22372 | 0
Sep | 2 | 5 | Weekend | Saturday | 0.54771 | 0.65121 | 0.73973 | 0.59066 | 1 | 0.59066 | 0.59066 | 0.20487 | 0.59066 | 0.54771 | 0.54771 | 0.67776 | 0.72719 | 0.63187 | 0.3345 | 0.28925 | 0.57576 | 0.52927 | 0.22637 | 0.89196 | 0.10689 | 0.53606 | 0.332 | 0.20487 | 0.23666 | 0.55322 | 0.14219 | 0.72282 | 0.70367 | 0.62119 | 0.32664 | 0.28916 | 0.53333 | 0.45978 | 0.23002 | 0.89185 | 0.1066 | 0.54334 | 0.3295 | 0.17077 | 0.17983 | 0.47432 | 0.14219 | 0
Sep | 2 | 6 | Weekend | Saturday | 0.58588 | 0.70079 | 0.83175 | 0.6864 | 0.0044583 | 0.6864 | 0.6864 | 0.18687 | 0.6864 | 0.58588 | 0.58588 | 0.76617 | 0.78724 | 0.85517 | 0.35406 | 0.26409 | 0.60352 | 0.53825 | 0.21271 | 0.85514 | 0.099421 | 0.7019 | 0.26874 | 0.18687 | 0.1837 | 0.60937 | 0.18526 | 0.85097 | 0.75387 | 0.80656 | 0.34741 | 0.26458 | 0.55796 | 0.47675 | 0.2153 | 0.86904 | 0.099888 | 0.70699 | 0.26052 | 0.1627 | 0.14463 | 0.51453 | 0.18075 | 0
Sep | 2 | 7 | Weekend | Saturday | 0.66309 | 0.76519 | 0.90024 | 0.67497 | 0.0044583 | 0.67497 | 0.67497 | 0.43927 | 0.67497 | 0.66309 | 0.66309 | 0.79162 | 0.80839 | 1 | 0.47761 | 0.35926 | 0.55556 | 0.63641 | 0.21363 | 0.68906 | 0.09947 | 1 | 0.33727 | 0.43927 | 0.42523 | 0.76011 | 0.19002 | 0.85557 | 0.78477 | 0.90098 | 0.47452 | 0.35902 | 0.51 | 0.59325 | 0.21542 | 0.70192 | 0.099936 | 0.98132 | 0.33317 | 0.39948 | 0.35068 | 0.68524 | 0.18891 | 0
Sep | 2 | 8 | Weekend | Saturday | 0.74724 | 0.82093 | 0.9395 | 0.64725 | 0.0044583 | 0.64725 | 0.64725 | 0.50624 | 0.64725 | 0.74724 | 0.74724 | 0.66569 | 0.84399 | 0.83849 | 0.4919 | 0.37321 | 0.497 | 0.65436 | 0.21299 | 0.70235 | 0.099806 | 0.86241 | 0.34025 | 0.50624 | 0.47596 | 0.75576 | 0.2671 | 0.7049 | 0.82601 | 0.79194 | 0.4894 | 0.37398 | 0.45775 | 0.61889 | 0.21558 | 0.70698 | 0.10001 | 0.84966 | 0.33715 | 0.49074 | 0.44484 | 0.70149 | 0.2671 | 0
Sep | 2 | 9 | Weekend | Saturday | 0.85467 | 0.8711 | 0.96346 | 0.61353 | 0.0044583 | 0.61353 | 0.61353 | 0.65296 | 0.61353 | 0.85467 | 0.85467 | 0.86228 | 0.84447 | 0.70728 | 0.49422 | 0.37544 | 0.44745 | 0.66047 | 0.21423 | 0.87566 | 0.10334 | 0.62588 | 0.34582 | 0.65296 | 0.61685 | 0.83679 | 0.26771 | 0.86796 | 0.82967 | 0.68517 | 0.49256 | 0.37622 | 0.41161 | 0.62729 | 0.21561 | 0.88032 | 0.10003 | 0.60848 | 0.34276 | 0.65067 | 0.60988 | 0.80342 | 0.26771 | 0
Sep | 2 | 10 | Weekend | Saturday | 0.94823 | 0.91764 | 0.98432 | 0.63283 | 0.0044583 | 0.63283 | 0.63283 | 0.67058 | 0.63283 | 0.94823 | 0.94823 | 0.88693 | 0.84284 | 0.67044 | 0.4821 | 0.38743 | 0.44878 | 0.6586 | 0.21646 | 0.92597 | 0.12718 | 0.60818 | 0.34976 | 0.67058 | 0.63132 | 0.91406 | 0.26812 | 0.89931 | 0.82935 | 0.67282 | 0.4806 | 0.38685 | 0.42637 | 0.62934 | 0.2187 | 0.92907 | 0.12704 | 0.58838 | 0.34674 | 0.67053 | 0.63088 | 0.89536 | 0.26812 | 0
Sep | 2 | 11 | Weekend | Saturday | 0.99556 | 0.95641 | 0.99303 | 0.66037 | 0.0044583 | 0.66037 | 0.66037 | 0.78997 | 0.66037 | 0.99556 | 0.99556 | 0.88102 | 0.82836 | 0.6413 | 0.49949 | 0.38165 | 0.44364 | 0.65043 | 0.21422 | 0.90686 | 0.12912 | 0.60069 | 0.2785 | 0.78997 | 0.75454 | 0.90124 | 0.1813 | 0.89796 | 0.81499 | 0.67209 | 0.49819 | 0.38246 | 0.42796 | 0.62529 | 0.2156 | 0.91192 | 0.12846 | 0.59067 | 0.27287 | 0.78997 | 0.75454 | 0.89397 | 0.1813 | 0
Sep | 2 | 12 | Weekend | Saturday | 1 | 0.97578 | 0.99229 | 0.70031 | 0.0044583 | 0.70031 | 0.70031 | 0.8008 | 0.70031 | 1 | 1 | 0.72308 | 0.8201 | 0.61821 | 0.51372 | 0.37269 | 0.43792 | 0.67666 | 0.2128 | 0.8987 | 0.162 | 0.60625 | 0.27656 | 0.8008 | 0.77634 | 0.8924 | 0.18152 | 0.73491 | 0.80693 | 0.64321 | 0.5128 | 0.37227 | 0.42715 | 0.65178 | 0.21581 | 0.90581 | 0.16159 | 0.59661 | 0.27191 | 0.8008 | 0.77634 | 0.89137 | 0.18152 | 0
Sep | 2 | 13 | Weekend | Saturday | 0.99414 | 0.99172 | 1 | 0.7242 | 0.0044583 | 0.7242 | 0.7242 | 0.80536 | 0.7242 | 0.99414 | 0.99414 | 0.66871 | 0.81796 | 0.61794 | 0.42282 | 0.26445 | 0.43646 | 0.67319 | 0.21768 | 0.72009 | 0.18096 | 0.61281 | 0.27619 | 0.80536 | 0.78232 | 0.87111 | 0.18193 | 0.71846 | 0.80572 | 0.64318 | 0.42171 | 0.26448 | 0.43091 | 0.65223 | 0.21995 | 0.72555 | 0.18096 | 0.59851 | 0.27347 | 0.80536 | 0.78232 | 0.87269 | 0.18193 | 0
Sep | 2 | 14 | Weekend | Saturday | 0.98964 | 1 | 0.98657 | 0.75022 | 0.0044583 | 0.75022 | 0.75022 | 0.8077 | 0.75022 | 0.98964 | 0.98964 | 0.70322 | 0.78646 | 0.61842 | 0.4191 | 0.25957 | 0.47328 | 0.67076 | 0.22011 | 0.71742 | 0.19363 | 0.60219 | 0.27849 | 0.8077 | 0.78865 | 0.85821 | 0.18203 | 0.71545 | 0.77979 | 0.64443 | 0.41766 | 0.25862 | 0.46514 | 0.64645 | 0.22283 | 0.72158 | 0.19372 | 0.59386 | 0.27289 | 0.8077 | 0.78865 | 0.86006 | 0.18203 | 0
Sep | 2 | 15 | Weekend | Saturday | 0.94706 | 0.99559 | 0.95784 | 0.79362 | 0.0044583 | 0.79362 | 0.79362 | 0.80414 | 0.79362 | 0.94706 | 0.94706 | 0.88919 | 0.78457 | 0.65568 | 0.45783 | 0.26808 | 0.63541 | 0.62566 | 0.22114 | 0.70826 | 0.17866 | 0.59906 | 0.27109 | 0.80414 | 0.78312 | 0.85625 | 0.094226 | 0.87716 | 0.77712 | 0.70992 | 0.45543 | 0.26835 | 0.63228 | 0.59818 | 0.22388 | 0.71326 | 0.17945 | 0.62297 | 0.26929 | 0.80414 | 0.78312 | 0.85753 | 0.094226 | 0
Sep | 2 | 16 | Weekend | Saturday | 0.87609 | 0.95729 | 0.92701 | 0.88656 | 0.0044583 | 0.88656 | 0.88656 | 0.68531 | 0.88656 | 0.87609 | 0.87609 | 0.89683 | 0.75941 | 0.7226 | 0.43534 | 0.23755 | 0.80844 | 0.56978 | 0.22202 | 0.87341 | 0.14936 | 0.6634 | 0.23469 | 0.68531 | 0.65201 | 0.81843 | 0.094226 | 0.87845 | 0.74916 | 0.77022 | 0.42996 | 0.23839 | 0.80224 | 0.53758 | 0.22437 | 0.88162 | 0.14993 | 0.69415 | 0.23062 | 0.68531 | 0.65201 | 0.81085 | 0.094226 | 0
Sep | 2 | 17 | Weekend | Saturday | 0.80692 | 0.90375 | 0.89487 | 0.9711 | 0.50223 | 0.9711 | 0.9711 | 0.53587 | 0.9711 | 0.80692 | 0.80692 | 0.93147 | 0.74565 | 0.86247 | 0.24949 | 0.1663 | 0.89589 | 0.4273 | 0.22607 | 0.90348 | 0.12506 | 0.8183 | 0.18538 | 0.53587 | 0.51057 | 0.81344 | 0.1278 | 0.90889 | 0.72682 | 0.91877 | 0.24982 | 0.16492 | 0.88467 | 0.39496 | 0.2289 | 0.90564 | 0.12599 | 0.85333 | 0.17892 | 0.53587 | 0.51057 | 0.78981 | 0.1278 | 0
Sep | 2 | 18 | Weekend | Saturday | 0.7768 | 0.86134 | 0.85624 | 0.97755 | 1 | 0.97755 | 0.97755 | 0.39966 | 0.97755 | 0.7768 | 0.7768 | 0.78816 | 0.75504 | 0.90755 | 0.2193 | 0.22819 | 0.93736 | 0.47192 | 0.25057 | 0.9671 | 0.11954 | 0.88588 | 0.29548 | 0.39966 | 0.45244 | 0.76273 | 0.21892 | 0.81069 | 0.73516 | 0.93964 | 0.2195 | 0.22923 | 0.93279 | 0.43512 | 0.25395 | 0.97069 | 0.12043 | 0.91783 | 0.2939 | 0.39966 | 0.45244 | 0.72681 | 0.21892 | 0
Sep | 2 | 19 | Weekend | Saturday | 0.77091 | 0.85552 | 0.83177 | 1 | 1 | 1 | 1 | 0.37549 | 1 | 0.77091 | 0.77091 | 0.77826 | 0.71627 | 0.93479 | 0.22059 | 0.23363 | 0.91782 | 0.42474 | 0.2521 | 0.79626 | 0.118 | 0.94178 | 0.30339 | 0.37549 | 0.42925 | 0.72723 | 0.22372 | 0.80615 | 0.68431 | 0.97248 | 0.22079 | 0.23303 | 0.91802 | 0.38459 | 0.25528 | 0.79699 | 0.11807 | 0.97962 | 0.29995 | 0.37549 | 0.42925 | 0.68402 | 0.22372 | 0
Sep | 2 | 20 | Weekend | Saturday | 0.73948 | 0.80259 | 0.80249 | 0.96951 | 1 | 0.96951 | 0.96951 | 0.22748 | 0.96951 | 0.73948 | 0.73948 | 0.7455 | 0.71688 | 0.90124 | 0.20414 | 0.23245 | 0.78533 | 0.37509 | 0.25134 | 0.79532 | 0.12321 | 0.92303 | 0.30435 | 0.22748 | 0.29691 | 0.57567 | 0.22372 | 0.79454 | 0.68442 | 0.93089 | 0.20411 | 0.23303 | 0.78807 | 0.33595 | 0.25463 | 0.79299 | 0.11781 | 0.95703 | 0.29995 | 0.22748 | 0.29691 | 0.55931 | 0.22372 | 0
Sep | 2 | 21 | Weekend | Saturday | 0.66743 | 0.71772 | 0.7683 | 0.88549 | 1 | 0.88549 | 0.88549 | 0.18608 | 0.88549 | 0.66743 | 0.66743 | 0.69278 | 0.71254 | 0.85452 | 0.18727 | 0.23316 | 0.62055 | 0.37117 | 0.25053 | 0.78301 | 0.11684 | 0.71746 | 0.30243 | 0.18608 | 0.25515 | 0.37961 | 0.22372 | 0.78528 | 0.67542 | 0.81238 | 0.18742 | 0.23303 | 0.61809 | 0.32131 | 0.2538 | 0.78643 | 0.11744 | 0.7298 | 0.29995 | 0.18608 | 0.25515 | 0.3836 | 0.22372 | 0
Sep | 2 | 22 | Weekend | Saturday | 0.64412 | 0.67711 | 0.72834 | 0.75843 | 1 | 0.75843 | 0.75843 | 0.18608 | 0.75843 | 0.64412 | 0.64412 | 0.65861 | 0.7111 | 0.65435 | 0.17063 | 0.23292 | 0.46458 | 0.35388 | 0.25358 | 0.81128 | 0.11767 | 0.4826 | 0.30339 | 0.18608 | 0.25515 | 0.48187 | 0.22372 | 0.79881 | 0.67342 | 0.65262 | 0.17074 | 0.23303 | 0.4718 | 0.30728 | 0.25691 | 0.82255 | 0.11828 | 0.49157 | 0.29995 | 0.18608 | 0.25515 | 0.48734 | 0.22372 | 0
Sep | 2 | 23 | Weekend | Saturday | 0.59463 | 0.66531 | 0.71393 | 0.65003 | 1 | 0.65003 | 0.65003 | 0.18303 | 0.65003 | 0.59463 | 0.59463 | 0.41186 | 0.70431 | 0.4162 | 0.18121 | 0.25279 | 0.36737 | 0.3555 | 0.24734 | 0.48698 | 0.11619 | 0.40909 | 0.32391 | 0.18303 | 0.25257 | 0.40036 | 0.22372 | 0.45884 | 0.66861 | 0.42256 | 0.1813 | 0.2537 | 0.38601 | 0.30681 | 0.25015 | 0.47034 | 0.11598 | 0.41368 | 0.32163 | 0.18303 | 0.25257 | 0.40484 | 0.22372 | 0
Sep | 3 | 24 | Weekend | Sunday | 0.56334 | 0.64627 | 0.68467 | 0.60114 | 1 | 0.60114 | 0.60114 | 0.18608 | 0.60114 | 0.56334 | 0.56334 | 0.23786 | 0.70113 | 0.38974 | 0.16217 | 0.23339 | 0.34487 | 0.319 | 0.2505 | 0.31745 | 0.11711 | 0.40519 | 0.30339 | 0.18608 | 0.25515 | 0.36399 | 0.22372 | 0.3027 | 0.66473 | 0.40603 | 0.1624 | 0.23303 | 0.36537 | 0.28062 | 0.25378 | 0.32803 | 0.11744 | 0.41194 | 0.29995 | 0.18608 | 0.25515 | 0.36815 | 0.22372 | 0
Sep | 3 | 1 | Weekend | Sunday | 0.56122 | 0.61244 | 0.67051 | 0.56583 | 1 | 0.56583 | 0.56583 | 0.18608 | 0.56583 | 0.56122 | 0.56122 | 0.23831 | 0.7023 | 0.39351 | 0.16231 | 0.23245 | 0.33164 | 0.36339 | 0.25088 | 0.31897 | 0.11657 | 0.34796 | 0.30339 | 0.18608 | 0.25515 | 0.36116 | 0.22372 | 0.30331 | 0.66454 | 0.41026 | 0.1624 | 0.23303 | 0.35381 | 0.3136 | 0.25375 | 0.32901 | 0.11744 | 0.35891 | 0.29995 | 0.18608 | 0.25515 | 0.36504 | 0.22372 | 0
Sep | 3 | 2 | Weekend | Sunday | 0.55806 | 0.60294 | 0.66149 | 0.53882 | 1 | 0.53882 | 0.53882 | 0.18608 | 0.53882 | 0.55806 | 0.55806 | 0.23791 | 0.70312 | 0.35942 | 0.16227 | 0.23339 | 0.324 | 0.37325 | 0.25004 | 0.3175 | 0.11709 | 0.35027 | 0.30339 | 0.18608 | 0.25515 | 0.35763 | 0.22372 | 0.30351 | 0.66514 | 0.36964 | 0.1624 | 0.23303 | 0.34561 | 0.32144 | 0.25372 | 0.32929 | 0.11742 | 0.35195 | 0.29995 | 0.18608 | 0.25515 | 0.36159 | 0.22372 | 0
Sep | 3 | 3 | Weekend | Sunday | 0.55087 | 0.60382 | 0.66064 | 0.51296 | 1 | 0.51296 | 0.51296 | 0.18608 | 0.51296 | 0.55087 | 0.55087 | 0.24137 | 0.71307 | 0.40805 | 0.17068 | 0.23268 | 0.36454 | 0.42643 | 0.25146 | 0.32492 | 0.11728 | 0.3528 | 0.30339 | 0.18608 | 0.25515 | 0.37777 | 0.22372 | 0.30674 | 0.67645 | 0.40907 | 0.17074 | 0.23303 | 0.38642 | 0.36712 | 0.25475 | 0.3346 | 0.11788 | 0.36094 | 0.29995 | 0.18608 | 0.25515 | 0.38209 | 0.22372 | 0
Sep | 3 | 4 | Weekend | Sunday | 0.55607 | 0.61348 | 0.67874 | 0.50517 | 1 | 0.50517 | 0.50517 | 0.18608 | 0.50517 | 0.55607 | 0.55607 | 0.44847 | 0.70329 | 0.42971 | 0.18746 | 0.23268 | 0.47515 | 0.47168 | 0.25214 | 0.49167 | 0.11696 | 0.39769 | 0.30339 | 0.18608 | 0.25515 | 0.37164 | 0.22372 | 0.46125 | 0.66665 | 0.41555 | 0.18743 | 0.23303 | 0.48473 | 0.39257 | 0.25462 | 0.46741 | 0.11782 | 0.39614 | 0.29995 | 0.18608 | 0.25515 | 0.37565 | 0.22372 | 0
Sep | 3 | 5 | Weekend | Sunday | 0.54771 | 0.65121 | 0.73973 | 0.59066 | 1 | 0.59066 | 0.59066 | 0.20487 | 0.59066 | 0.54771 | 0.54771 | 0.67776 | 0.72719 | 0.63187 | 0.3345 | 0.28925 | 0.57576 | 0.52927 | 0.22637 | 0.89196 | 0.10689 | 0.53606 | 0.332 | 0.20487 | 0.23666 | 0.55322 | 0.14219 | 0.72282 | 0.70367 | 0.62119 | 0.32664 | 0.28916 | 0.53333 | 0.45978 | 0.23002 | 0.89185 | 0.1066 | 0.54334 | 0.3295 | 0.17077 | 0.17983 | 0.47432 | 0.14219 | 0
Sep | 3 | 6 | Weekend | Sunday | 0.58588 | 0.70079 | 0.83175 | 0.6864 | 0.0044583 | 0.6864 | 0.6864 | 0.18687 | 0.6864 | 0.58588 | 0.58588 | 0.76617 | 0.78724 | 0.85517 | 0.35406 | 0.26409 | 0.60352 | 0.53825 | 0.21271 | 0.85514 | 0.099421 | 0.7019 | 0.26874 | 0.18687 | 0.1837 | 0.60937 | 0.18526 | 0.85097 | 0.75387 | 0.80656 | 0.34741 | 0.26458 | 0.55796 | 0.47675 | 0.2153 | 0.86904 | 0.099888 | 0.70699 | 0.26052 | 0.1627 | 0.14463 | 0.51453 | 0.18075 | 0
Sep | 3 | 7 | Weekend | Sunday | 0.66309 | 0.76519 | 0.90024 | 0.67497 | 0.0044583 | 0.67497 | 0.67497 | 0.43927 | 0.67497 | 0.66309 | 0.66309 | 0.79162 | 0.80839 | 1 | 0.47761 | 0.35926 | 0.55556 | 0.63641 | 0.21363 | 0.68906 | 0.09947 | 1 | 0.33727 | 0.43927 | 0.42523 | 0.76011 | 0.19002 | 0.85557 | 0.78477 | 0.90098 | 0.47452 | 0.35902 | 0.51 | 0.59325 | 0.21542 | 0.70192 | 0.099936 | 0.98132 | 0.33317 | 0.39948 | 0.35068 | 0.68524 | 0.18891 | 0
Sep | 3 | 8 | Weekend | Sunday | 0.74724 | 0.82093 | 0.9395 | 0.64725 | 0.0044583 | 0.64725 | 0.64725 | 0.50624 | 0.64725 | 0.74724 | 0.74724 | 0.66569 | 0.84399 | 0.83849 | 0.4919 | 0.37321 | 0.497 | 0.65436 | 0.21299 | 0.70235 | 0.099806 | 0.86241 | 0.34025 | 0.50624 | 0.47596 | 0.75576 | 0.2671 | 0.7049 | 0.82601 | 0.79194 | 0.4894 | 0.37398 | 0.45775 | 0.61889 | 0.21558 | 0.70698 | 0.10001 | 0.84966 | 0.33715 | 0.49074 | 0.44484 | 0.70149 | 0.2671 | 0
Sep | 3 | 9 | Weekend | Sunday | 0.85467 | 0.8711 | 0.96346 | 0.61353 | 0.0044583 | 0.61353 | 0.61353 | 0.65296 | 0.61353 | 0.85467 | 0.85467 | 0.86228 | 0.84447 | 0.70728 | 0.49422 | 0.37544 | 0.44745 | 0.66047 | 0.21423 | 0.87566 | 0.10334 | 0.62588 | 0.34582 | 0.65296 | 0.61685 | 0.83679 | 0.26771 | 0.86796 | 0.82967 | 0.68517 | 0.49256 | 0.37622 | 0.41161 | 0.62729 | 0.21561 | 0.88032 | 0.10003 | 0.60848 | 0.34276 | 0.65067 | 0.60988 | 0.80342 | 0.26771 | 0
Sep | 3 | 10 | Weekend | Sunday | 0.94823 | 0.91764 | 0.98432 | 0.63283 | 0.0044583 | 0.63283 | 0.63283 | 0.67058 | 0.63283 | 0.94823 | 0.94823 | 0.88693 | 0.84284 | 0.67044 | 0.4821 | 0.38743 | 0.44878 | 0.6586 | 0.21646 | 0.92597 | 0.12718 | 0.60818 | 0.34976 | 0.67058 | 0.63132 | 0.91406 | 0.26812 | 0.89931 | 0.82935 | 0.67282 | 0.4806 | 0.38685 | 0.42637 | 0.62934 | 0.2187 | 0.92907 | 0.12704 | 0.58838 | 0.34674 | 0.67053 | 0.63088 | 0.89536 | 0.26812 | 0
Sep | 3 | 11 | Weekend | Sunday | 0.99556 | 0.95641 | 0.99303 | 0.66037 | 0.0044583 | 0.66037 | 0.66037 | 0.78997 | 0.66037 | 0.99556 | 0.99556 | 0.88102 | 0.82836 | 0.6413 | 0.49949 | 0.38165 | 0.44364 | 0.65043 | 0.21422 | 0.90686 | 0.12912 | 0.60069 | 0.2785 | 0.78997 | 0.75454 | 0.90124 | 0.1813 | 0.89796 | 0.81499 | 0.67209 | 0.49819 | 0.38246 | 0.42796 | 0.62529 | 0.2156 | 0.91192 | 0.12846 | 0.59067 | 0.27287 | 0.78997 | 0.75454 | 0.89397 | 0.1813 | 0
Sep | 3 | 12 | Weekend | Sunday | 1 | 0.97578 | 0.99229 | 0.70031 | 0.0044583 | 0.70031 | 0.70031 | 0.8008 | 0.70031 | 1 | 1 | 0.72308 | 0.8201 | 0.61821 | 0.51372 | 0.37269 | 0.43792 | 0.67666 | 0.2128 | 0.8987 | 0.162 | 0.60625 | 0.27656 | 0.8008 | 0.77634 | 0.8924 | 0.18152 | 0.73491 | 0.80693 | 0.64321 | 0.5128 | 0.37227 | 0.42715 | 0.65178 | 0.21581 | 0.90581 | 0.16159 | 0.59661 | 0.27191 | 0.8008 | 0.77634 | 0.89137 | 0.18152 | 0
Sep | 3 | 13 | Weekend | Sunday | 0.99414 | 0.99172 | 1 | 0.7242 | 0.0044583 | 0.7242 | 0.7242 | 0.80536 | 0.7242 | 0.99414 | 0.99414 | 0.66871 | 0.81796 | 0.61794 | 0.42282 | 0.26445 | 0.43646 | 0.67319 | 0.21768 | 0.72009 | 0.18096 | 0.61281 | 0.27619 | 0.80536 | 0.78232 | 0.87111 | 0.18193 | 0.71846 | 0.80572 | 0.64318 | 0.42171 | 0.26448 | 0.43091 | 0.65223 | 0.21995 | 0.72555 | 0.18096 | 0.59851 | 0.27347 | 0.80536 | 0.78232 | 0.87269 | 0.18193 | 0
Sep | 3 | 14 | Weekend | Sunday | 0.98964 | 1 | 0.98657 | 0.75022 | 0.0044583 | 0.75022 | 0.75022 | 0.8077 | 0.75022 | 0.98964 | 0.98964 | 0.70322 | 0.78646 | 0.61842 | 0.4191 | 0.25957 | 0.47328 | 0.67076 | 0.22011 | 0.71742 | 0.19363 | 0.60219 | 0.27849 | 0.8077 | 0.78865 | 0.85821 | 0.18203 | 0.71545 | 0.77979 | 0.64443 | 0.41766 | 0.25862 | 0.46514 | 0.64645 | 0.22283 | 0.72158 | 0.19372 | 0.59386 | 0.27289 | 0.8077 | 0.78865 | 0.86006 | 0.18203 | 0
Sep | 3 | 15 | Weekend | Sunday | 0.94706 | 0.99559 | 0.95784 | 0.79362 | 0.0044583 | 0.79362 | 0.79362 | 0.80414 | 0.79362 | 0.94706 | 0.94706 | 0.88919 | 0.78457 | 0.65568 | 0.45783 | 0.26808 | 0.63541 | 0.62566 | 0.22114 | 0.70826 | 0.17866 | 0.59906 | 0.27109 | 0.80414 | 0.78312 | 0.85625 | 0.094226 | 0.87716 | 0.77712 | 0.70992 | 0.45543 | 0.26835 | 0.63228 | 0.59818 | 0.22388 | 0.71326 | 0.17945 | 0.62297 | 0.26929 | 0.80414 | 0.78312 | 0.85753 | 0.094226 | 0
Sep | 3 | 16 | Weekend | Sunday | 0.87609 | 0.95729 | 0.92701 | 0.88656 | 0.0044583 | 0.88656 | 0.88656 | 0.68531 | 0.88656 | 0.87609 | 0.87609 | 0.89683 | 0.75941 | 0.7226 | 0.43534 | 0.23755 | 0.80844 | 0.56978 | 0.22202 | 0.87341 | 0.14936 | 0.6634 | 0.23469 | 0.68531 | 0.65201 | 0.81843 | 0.094226 | 0.87845 | 0.74916 | 0.77022 | 0.42996 | 0.23839 | 0.80224 | 0.53758 | 0.22437 | 0.88162 | 0.14993 | 0.69415 | 0.23062 | 0.68531 | 0.65201 | 0.81085 | 0.094226 | 0
Sep | 3 | 17 | Weekend | Sunday | 0.80692 | 0.90375 | 0.89487 | 0.9711 | 0.50223 | 0.9711 | 0.9711 | 0.53587 | 0.9711 | 0.80692 | 0.80692 | 0.93147 | 0.74565 | 0.86247 | 0.24949 | 0.1663 | 0.89589 | 0.4273 | 0.22607 | 0.90348 | 0.12506 | 0.8183 | 0.18538 | 0.53587 | 0.51057 | 0.81344 | 0.1278 | 0.90889 | 0.72682 | 0.91877 | 0.24982 | 0.16492 | 0.88467 | 0.39496 | 0.2289 | 0.90564 | 0.12599 | 0.85333 | 0.17892 | 0.53587 | 0.51057 | 0.78981 | 0.1278 | 0
Sep | 3 | 18 | Weekend | Sunday | 0.7768 | 0.86134 | 0.85624 | 0.97755 | 1 | 0.97755 | 0.97755 | 0.39966 | 0.97755 | 0.7768 | 0.7768 | 0.78816 | 0.75504 | 0.90755 | 0.2193 | 0.22819 | 0.93736 | 0.47192 | 0.25057 | 0.9671 | 0.11954 | 0.88588 | 0.29548 | 0.39966 | 0.45244 | 0.76273 | 0.21892 | 0.81069 | 0.73516 | 0.93964 | 0.2195 | 0.22923 | 0.93279 | 0.43512 | 0.25395 | 0.97069 | 0.12043 | 0.91783 | 0.2939 | 0.39966 | 0.45244 | 0.72681 | 0.21892 | 0
Sep | 3 | 19 | Weekend | Sunday | 0.77091 | 0.85552 | 0.83177 | 1 | 1 | 1 | 1 | 0.37549 | 1 | 0.77091 | 0.77091 | 0.77826 | 0.71627 | 0.93479 | 0.22059 | 0.23363 | 0.91782 | 0.42474 | 0.2521 | 0.79626 | 0.118 | 0.94178 | 0.30339 | 0.37549 | 0.42925 | 0.72723 | 0.22372 | 0.80615 | 0.68431 | 0.97248 | 0.22079 | 0.23303 | 0.91802 | 0.38459 | 0.25528 | 0.79699 | 0.11807 | 0.97962 | 0.29995 | 0.37549 | 0.42925 | 0.68402 | 0.22372 | 0
Sep | 3 | 20 | Weekend | Sunday | 0.73948 | 0.80259 | 0.80249 | 0.96951 | 1 | 0.96951 | 0.96951 | 0.22748 | 0.96951 | 0.73948 | 0.73948 | 0.7455 | 0.71688 | 0.90124 | 0.20414 | 0.23245 | 0.78533 | 0.37509 | 0.25134 | 0.79532 | 0.12321 | 0.92303 | 0.30435 | 0.22748 | 0.29691 | 0.57567 | 0.22372 | 0.79454 | 0.68442 | 0.93089 | 0.20411 | 0.23303 | 0.78807 | 0.33595 | 0.25463 | 0.79299 | 0.11781 | 0.95703 | 0.29995 | 0.22748 | 0.29691 | 0.55931 | 0.22372 | 0
Sep | 3 | 21 | Weekend | Sunday | 0.66743 | 0.71772 | 0.7683 | 0.88549 | 1 | 0.88549 | 0.88549 | 0.18608 | 0.88549 | 0.66743 | 0.66743 | 0.69278 | 0.71254 | 0.85452 | 0.18727 | 0.23316 | 0.62055 | 0.37117 | 0.25053 | 0.78301 | 0.11684 | 0.71746 | 0.30243 | 0.18608 | 0.25515 | 0.37961 | 0.22372 | 0.78528 | 0.67542 | 0.81238 | 0.18742 | 0.23303 | 0.61809 | 0.32131 | 0.2538 | 0.78643 | 0.11744 | 0.7298 | 0.29995 | 0.18608 | 0.25515 | 0.3836 | 0.22372 | 0
Sep | 3 | 22 | Weekend | Sunday | 0.64412 | 0.67711 | 0.72834 | 0.75843 | 1 | 0.75843 | 0.75843 | 0.18608 | 0.75843 | 0.64412 | 0.64412 | 0.65861 | 0.7111 | 0.65435 | 0.17063 | 0.23292 | 0.46458 | 0.35388 | 0.25358 | 0.81128 | 0.11767 | 0.4826 | 0.30339 | 0.18608 | 0.25515 | 0.48187 | 0.22372 | 0.79881 | 0.67342 | 0.65262 | 0.17074 | 0.23303 | 0.4718 | 0.30728 | 0.25691 | 0.82255 | 0.11828 | 0.49157 | 0.29995 | 0.18608 | 0.25515 | 0.48734 | 0.22372 | 0
Sep | 3 | 23 | Weekend | Sunday | 0.59463 | 0.66531 | 0.71393 | 0.65003 | 1 | 0.65003 | 0.65003 | 0.19174 | 0.65003 | 0.59463 | 0.59463 | 0.40275 | 0.70023 | 0.43402 | 0.18815 | 0.2609 | 0.3751 | 0.40636 | 0.24874 | 0.48243 | 0.11684 | 0.40552 | 0.33244 | 0.19174 | 0.25994 | 0.40388 | 0.22372 | 0.45906 | 0.66319 | 0.44525 | 0.18832 | 0.26138 | 0.3943 | 0.34971 | 0.25233 | 0.47122 | 0.11685 | 0.4163 | 0.32968 | 0.19174 | 0.25994 | 0.40855 | 0.22372 | 0
Sep | 4 | 24 | Weekday | Monday | 0.55569 | 0.62732 | 0.62273 | 0.56024 | 1 | 0.56024 | 0.56024 | 0.19 | 0.56024 | 0.55569 | 0.55569 | 0.23802 | 0.69974 | 0.3667 | 0.19465 | 0.26846 | 0.3483 | 0.31816 | 0.2506 | 0.31765 | 0.11664 | 0.37907 | 0.34022 | 0.19 | 0.25847 | 0.37125 | 0.22372 | 0.30281 | 0.66251 | 0.38089 | 0.1948 | 0.26847 | 0.36905 | 0.2842 | 0.25229 | 0.32832 | 0.11684 | 0.38776 | 0.33711 | 0.19 | 0.25847 | 0.37533 | 0.22372 | 0
Sep | 4 | 1 | Weekday | Monday | 0.55042 | 0.59292 | 0.61319 | 0.52456 | 1 | 0.52456 | 0.52456 | 0.19 | 0.52456 | 0.55042 | 0.55042 | 0.23826 | 0.70077 | 0.38096 | 0.19463 | 0.26795 | 0.33226 | 0.40585 | 0.24882 | 0.31838 | 0.11633 | 0.34982 | 0.34063 | 0.19 | 0.25847 | 0.36619 | 0.22372 | 0.3033 | 0.66194 | 0.39635 | 0.1948 | 0.26847 | 0.35448 | 0.34518 | 0.25223 | 0.32909 | 0.11682 | 0.35892 | 0.33711 | 0.19 | 0.25847 | 0.37015 | 0.22372 | 0
Sep | 4 | 2 | Weekday | Monday | 0.54486 | 0.5811 | 0.60752 | 0.4996 | 1 | 0.4996 | 0.4996 | 0.19 | 0.4996 | 0.54486 | 0.54486 | 0.23848 | 0.70018 | 0.38412 | 0.19463 | 0.26805 | 0.32346 | 0.31285 | 0.25015 | 0.3188 | 0.11629 | 0.34879 | 0.33898 | 0.19 | 0.25847 | 0.36109 | 0.22372 | 0.30344 | 0.66106 | 0.39878 | 0.1948 | 0.26847 | 0.345 | 0.27969 | 0.25218 | 0.32927 | 0.1168 | 0.35176 | 0.33711 | 0.19 | 0.25847 | 0.36535 | 0.22372 | 0
Sep | 4 | 3 | Weekday | Monday | 0.53696 | 0.58077 | 0.60742 | 0.47728 | 1 | 0.47728 | 0.47728 | 0.19 | 0.47728 | 0.53696 | 0.53696 | 0.24437 | 0.75511 | 0.39983 | 0.20291 | 0.26826 | 0.36413 | 0.53162 | 0.25209 | 0.33124 | 0.11799 | 0.35685 | 0.34022 | 0.19 | 0.25847 | 0.40619 | 0.22372 | 0.31161 | 0.72282 | 0.40001 | 0.20314 | 0.26847 | 0.38583 | 0.46405 | 0.25504 | 0.34274 | 0.11806 | 0.36142 | 0.33711 | 0.19 | 0.25847 | 0.41068 | 0.22372 | 0
Sep | 4 | 4 | Weekday | Monday | 0.53953 | 0.58316 | 0.61984 | 0.46167 | 1 | 0.46167 | 0.46167 | 0.19 | 0.46167 | 0.53953 | 0.53953 | 0.44184 | 0.79393 | 0.49669 | 0.23602 | 0.28589 | 0.47455 | 0.61476 | 0.25218 | 0.49722 | 0.1178 | 0.42989 | 0.35986 | 0.19 | 0.25847 | 0.40158 | 0.22372 | 0.46615 | 0.72523 | 0.46784 | 0.23602 | 0.28618 | 0.48376 | 0.49562 | 0.25461 | 0.47563 | 0.11787 | 0.43052 | 0.35569 | 0.19 | 0.25847 | 0.40612 | 0.22372 | 0
Sep | 4 | 5 | Weekday | Monday | 0.52766 | 0.60553 | 0.65995 | 0.52419 | 1 | 0.52419 | 0.52419 | 0.37049 | 0.52419 | 0.52766 | 0.52766 | 0.67307 | 0.89714 | 0.7875 | 0.49062 | 0.36789 | 0.57993 | 0.74082 | 0.33864 | 0.89809 | 0.40984 | 0.6866 | 0.42506 | 0.37049 | 0.39998 | 0.61828 | 0.29876 | 0.73212 | 0.87089 | 0.73391 | 0.47989 | 0.36857 | 0.53713 | 0.67622 | 0.30128 | 0.90262 | 0.35516 | 0.69159 | 0.42377 | 0.30035 | 0.27911 | 0.55171 | 0.29395 | 0
Sep | 4 | 6 | Weekday | Monday | 0.54748 | 0.63712 | 0.71869 | 0.59078 | 0.0044583 | 0.59078 | 0.59078 | 0.40231 | 0.59078 | 0.54748 | 0.54748 | 0.80774 | 0.95885 | 0.99055 | 0.56878 | 0.47102 | 0.61147 | 0.86098 | 0.57523 | 0.88041 | 0.56667 | 0.86468 | 0.43296 | 0.40231 | 0.39098 | 0.66249 | 0.5274 | 0.85197 | 0.94474 | 0.90722 | 0.55958 | 0.47127 | 0.56581 | 0.81277 | 0.55857 | 0.87072 | 0.52198 | 0.87218 | 0.42393 | 0.35579 | 0.30591 | 0.58068 | 0.52576 | 0
Sep | 4 | 7 | Weekday | Monday | 0.59277 | 0.67929 | 0.75952 | 0.60689 | 0.0044583 | 0.60689 | 0.60689 | 0.58327 | 0.60689 | 0.59277 | 0.59277 | 0.83578 | 0.98076 | 0.87113 | 0.95045 | 0.92992 | 0.60321 | 0.90901 | 0.79652 | 0.71871 | 0.71202 | 0.79519 | 0.89143 | 0.58327 | 0.56115 | 0.87447 | 0.79558 | 0.86271 | 0.97337 | 0.82295 | 0.94883 | 0.93142 | 0.56061 | 0.8701 | 0.79115 | 0.70835 | 0.69533 | 0.77957 | 0.89159 | 0.56731 | 0.52233 | 0.82073 | 0.7953 | 0
Sep | 4 | 8 | Weekday | Monday | 0.6529 | 0.72055 | 0.78485 | 0.64963 | 0.0044583 | 0.64963 | 0.64963 | 0.83782 | 0.64963 | 0.6529 | 0.6529 | 0.68434 | 0.99631 | 0.77413 | 0.96461 | 0.89455 | 0.55673 | 0.97597 | 0.83737 | 0.72094 | 0.77464 | 0.77118 | 0.92579 | 0.83782 | 0.80211 | 0.94385 | 0.96385 | 0.72278 | 0.99403 | 0.7632 | 0.96409 | 0.89507 | 0.52155 | 0.95336 | 0.82858 | 0.71854 | 0.76539 | 0.75781 | 0.92553 | 0.83609 | 0.79755 | 0.9205 | 0.96385 | 0
Sep | 4 | 9 | Weekday | Monday | 0.73647 | 0.77034 | 0.80214 | 0.66476 | 0.0044583 | 0.66476 | 0.66476 | 0.90478 | 0.66476 | 0.73647 | 0.73647 | 0.87837 | 1 | 0.65989 | 0.93849 | 0.90308 | 0.51859 | 0.98632 | 0.89025 | 0.89226 | 0.83299 | 0.60632 | 0.94997 | 0.90478 | 0.87166 | 0.92256 | 0.96751 | 0.89808 | 1 | 0.66067 | 0.93824 | 0.90384 | 0.48786 | 0.97085 | 0.88575 | 0.90099 | 0.82828 | 0.58935 | 0.94993 | 0.90474 | 0.87134 | 0.91164 | 0.96751 | 0
Sep | 4 | 10 | Weekday | Monday | 0.80697 | 0.81669 | 0.81696 | 0.69668 | 0.0044583 | 0.69668 | 0.69668 | 0.94211 | 0.69668 | 0.80697 | 0.80697 | 0.92194 | 0.99867 | 0.63662 | 0.95921 | 0.94457 | 0.53369 | 0.99689 | 0.94451 | 0.9574 | 0.88663 | 0.61367 | 0.96858 | 0.94211 | 0.91243 | 1 | 0.97216 | 0.95382 | 0.99963 | 0.66315 | 0.95868 | 0.94492 | 0.51753 | 0.98588 | 0.94017 | 0.96528 | 0.885 | 0.60036 | 0.96788 | 0.94211 | 0.91243 | 1 | 0.97216 | 0
Sep | 4 | 11 | Weekday | Monday | 0.84157 | 0.85886 | 0.82483 | 0.7142 | 0.0044583 | 0.7142 | 0.7142 | 0.96399 | 0.7142 | 0.84157 | 0.84157 | 0.94025 | 0.96743 | 0.63226 | 0.94681 | 0.95949 | 0.54569 | 0.95982 | 0.98518 | 0.95917 | 0.94377 | 0.62416 | 0.93151 | 0.96399 | 0.94193 | 0.96341 | 0.88734 | 0.98559 | 0.9689 | 0.66147 | 0.9456 | 0.95941 | 0.53756 | 0.94878 | 0.98023 | 0.97077 | 0.94288 | 0.61672 | 0.93005 | 0.96399 | 0.94193 | 0.96977 | 0.88734 | 0
Sep | 4 | 12 | Weekday | Monday | 0.84072 | 0.88021 | 0.82677 | 0.74309 | 0.0044583 | 0.74309 | 0.74309 | 0.98017 | 0.74309 | 0.84072 | 0.84072 | 0.77766 | 0.98278 | 0.61338 | 0.9861 | 1 | 0.55235 | 0.99893 | 0.98961 | 0.95275 | 0.98455 | 0.63574 | 0.99397 | 0.98017 | 0.96894 | 0.96277 | 0.98754 | 0.81879 | 0.98619 | 0.63952 | 0.98533 | 1 | 0.55006 | 0.99557 | 0.98276 | 0.96721 | 0.98401 | 0.62803 | 0.99308 | 0.98017 | 0.96894 | 0.97182 | 0.98754 | 0
Sep | 4 | 13 | Weekday | Monday | 0.82615 | 0.89425 | 0.83285 | 0.76409 | 0.0044583 | 0.76409 | 0.76409 | 0.9903 | 0.76409 | 0.82615 | 0.82615 | 0.71672 | 0.9799 | 0.61242 | 0.98222 | 0.96935 | 0.55424 | 1 | 1 | 0.76415 | 0.99371 | 0.64169 | 0.9975 | 0.9903 | 0.98727 | 0.94193 | 0.99576 | 0.79064 | 0.98529 | 0.63993 | 0.98278 | 0.97063 | 0.55743 | 1 | 1 | 0.77442 | 0.99409 | 0.63172 | 0.99872 | 0.9903 | 0.98727 | 0.95195 | 0.99576 | 0
Sep | 4 | 14 | Weekday | Monday | 0.8179 | 0.90322 | 0.82663 | 0.77973 | 0.0044583 | 0.77973 | 0.77973 | 1 | 0.77973 | 0.8179 | 0.8179 | 0.74098 | 0.97956 | 0.61407 | 0.96864 | 0.96711 | 0.59163 | 0.96346 | 0.99862 | 0.75271 | 1 | 0.63682 | 1 | 1 | 1 | 0.92854 | 1 | 0.77544 | 0.98658 | 0.64048 | 0.96912 | 0.96858 | 0.59228 | 0.97806 | 0.99735 | 0.76224 | 1 | 0.62703 | 1 | 1 | 1 | 0.93878 | 1 | 0
Sep | 4 | 15 | Weekday | Monday | 0.78845 | 0.90568 | 0.81188 | 0.809 | 0.0044583 | 0.809 | 0.809 | 0.99463 | 0.809 | 0.78845 | 0.78845 | 0.93689 | 0.98285 | 0.65041 | 1 | 0.98408 | 0.75413 | 0.95933 | 0.9223 | 0.74849 | 0.97957 | 0.62972 | 0.99474 | 0.99463 | 0.98595 | 0.9266 | 0.99787 | 0.94606 | 0.99086 | 0.70604 | 1 | 0.98472 | 0.7598 | 0.97127 | 0.93521 | 0.75759 | 0.9794 | 0.65948 | 0.99469 | 0.99463 | 0.98595 | 0.93618 | 0.99787 | 0
Sep | 4 | 16 | Weekday | Monday | 0.75565 | 0.88166 | 0.79722 | 0.88278 | 0.0044583 | 0.88278 | 0.88278 | 0.97694 | 0.88278 | 0.75565 | 0.75565 | 0.958 | 0.98375 | 0.74294 | 0.9243 | 0.89125 | 0.88913 | 0.93955 | 0.68259 | 0.92765 | 0.853 | 0.73541 | 0.63701 | 0.97694 | 0.95649 | 0.91805 | 0.28921 | 0.96158 | 0.99265 | 0.78134 | 0.92509 | 0.89287 | 0.88885 | 0.94953 | 0.69174 | 0.93794 | 0.85165 | 0.76528 | 0.63661 | 0.97694 | 0.95649 | 0.92543 | 0.28921 | 0
Sep | 4 | 17 | Weekday | Monday | 0.72394 | 0.83789 | 0.7804 | 0.94515 | 0.50223 | 0.94515 | 0.94515 | 0.77502 | 0.94515 | 0.72394 | 0.72394 | 1 | 0.82802 | 0.91449 | 0.79863 | 0.62367 | 0.96663 | 0.61849 | 0.66665 | 0.95118 | 0.79252 | 0.82526 | 0.53184 | 0.77502 | 0.75394 | 0.91655 | 0.12814 | 1 | 0.82463 | 0.90594 | 0.7989 | 0.62444 | 0.96058 | 0.60244 | 0.67125 | 0.95306 | 0.78958 | 0.84911 | 0.52882 | 0.77502 | 0.75394 | 0.91878 | 0.12814 | 0
Sep | 4 | 18 | Weekday | Monday | 0.70464 | 0.79953 | 0.75845 | 0.94196 | 1 | 0.94196 | 0.94196 | 0.79878 | 0.94196 | 0.70464 | 0.70464 | 0.83854 | 0.83843 | 0.91288 | 0.7964 | 0.66824 | 1 | 0.65588 | 0.67319 | 1 | 0.75365 | 0.88536 | 0.62908 | 0.79878 | 0.82355 | 0.89885 | 0.22167 | 0.8703 | 0.832 | 0.94686 | 0.79624 | 0.66963 | 1 | 0.63598 | 0.67492 | 1 | 0.7552 | 0.91929 | 0.62809 | 0.79878 | 0.82355 | 0.89467 | 0.22167 | 0
Sep | 4 | 19 | Weekday | Monday | 0.71596 | 0.79564 | 0.74269 | 0.94969 | 1 | 0.94969 | 0.94969 | 0.72434 | 0.94969 | 0.71596 | 0.71596 | 0.81531 | 0.76471 | 0.95744 | 0.69274 | 0.55818 | 0.96815 | 0.58053 | 0.64996 | 0.81553 | 0.71118 | 0.95898 | 0.58174 | 0.72434 | 0.74641 | 0.81425 | 0.22372 | 0.85142 | 0.74342 | 1 | 0.68943 | 0.55898 | 0.972 | 0.53594 | 0.65088 | 0.81537 | 0.7105 | 1 | 0.58051 | 0.72434 | 0.74639 | 0.80191 | 0.22372 | 0
Sep | 4 | 20 | Weekday | Monday | 0.70072 | 0.75111 | 0.71995 | 0.91047 | 1 | 0.91047 | 0.91047 | 0.34159 | 0.91047 | 0.70072 | 0.70072 | 0.7635 | 0.7439 | 0.96324 | 0.66325 | 0.54641 | 0.8268 | 0.39691 | 0.25512 | 0.80974 | 0.12376 | 0.92105 | 0.57448 | 0.34159 | 0.4006 | 0.58678 | 0.22372 | 0.82056 | 0.71884 | 0.94498 | 0.65776 | 0.54769 | 0.83256 | 0.37412 | 0.25269 | 0.80525 | 0.12248 | 0.9466 | 0.57309 | 0.34158 | 0.39952 | 0.58284 | 0.22372 | 0
Sep | 4 | 21 | Weekday | Monday | 0.64228 | 0.68251 | 0.69351 | 0.8342 | 1 | 0.8342 | 0.8342 | 0.19 | 0.8342 | 0.64228 | 0.64228 | 0.70908 | 0.70889 | 0.80448 | 0.23572 | 0.28559 | 0.65266 | 0.38523 | 0.25203 | 0.79445 | 0.12128 | 0.67836 | 0.35945 | 0.19 | 0.25847 | 0.38499 | 0.22372 | 0.8013 | 0.67672 | 0.79837 | 0.23602 | 0.28618 | 0.65252 | 0.33966 | 0.25233 | 0.79526 | 0.12066 | 0.69324 | 0.35569 | 0.19 | 0.25847 | 0.38923 | 0.22372 | 0
Sep | 4 | 22 | Weekday | Monday | 0.62503 | 0.65191 | 0.66338 | 0.72234 | 1 | 0.72234 | 0.72234 | 0.19 | 0.72234 | 0.62503 | 0.62503 | 0.66437 | 0.71132 | 0.61477 | 0.20297 | 0.26816 | 0.4897 | 0.33199 | 0.2542 | 0.81722 | 0.11928 | 0.4611 | 0.33898 | 0.19 | 0.25847 | 0.4865 | 0.22372 | 0.80442 | 0.6782 | 0.63695 | 0.20314 | 0.26847 | 0.49875 | 0.298 | 0.2556 | 0.82837 | 0.11951 | 0.47748 | 0.33711 | 0.19 | 0.25847 | 0.49202 | 0.22372 | 0
Sep | 4 | 23 | Weekday | Monday | 0.5794 | 0.646 | 0.63715 | 0.62271 | 1 | 0.62271 | 0.62271 | 0.19174 | 0.62271 | 0.5794 | 0.5794 | 0.40275 | 0.70023 | 0.43402 | 0.18815 | 0.2609 | 0.3751 | 0.40636 | 0.24874 | 0.48243 | 0.11684 | 0.40552 | 0.33244 | 0.19174 | 0.25994 | 0.40388 | 0.22372 | 0.45906 | 0.66319 | 0.44525 | 0.18832 | 0.26138 | 0.3943 | 0.34971 | 0.25233 | 0.47122 | 0.11685 | 0.4163 | 0.32968 | 0.19174 | 0.25994 | 0.40855 | 0.22372 | 0
Sep | 5 | 24 | Weekday | Tuesday | 0.55569 | 0.62732 | 0.62273 | 0.56024 | 1 | 0.56024 | 0.56024 | 0.19 | 0.56024 | 0.55569 | 0.55569 | 0.23802 | 0.69974 | 0.3667 | 0.19465 | 0.26846 | 0.3483 | 0.31816 | 0.2506 | 0.31765 | 0.11664 | 0.37907 | 0.34022 | 0.19 | 0.25847 | 0.37125 | 0.22372 | 0.30281 | 0.66251 | 0.38089 | 0.1948 | 0.26847 | 0.36905 | 0.2842 | 0.25229 | 0.32832 | 0.11684 | 0.38776 | 0.33711 | 0.19 | 0.25847 | 0.37533 | 0.22372 | 0
Sep | 5 | 1 | Weekday | Tuesday | 0.55042 | 0.59292 | 0.61319 | 0.52456 | 1 | 0.52456 | 0.52456 | 0.19 | 0.52456 | 0.55042 | 0.55042 | 0.23826 | 0.70077 | 0.38096 | 0.19463 | 0.26795 | 0.33226 | 0.40585 | 0.24882 | 0.31838 | 0.11633 | 0.34982 | 0.34063 | 0.19 | 0.25847 | 0.36619 | 0.22372 | 0.3033 | 0.66194 | 0.39635 | 0.1948 | 0.26847 | 0.35448 | 0.34518 | 0.25223 | 0.32909 | 0.11682 | 0.35892 | 0.33711 | 0.19 | 0.25847 | 0.37015 | 0.22372 | 0
Sep | 5 | 2 | Weekday | Tuesday | 0.54486 | 0.5811 | 0.60752 | 0.4996 | 1 | 0.4996 | 0.4996 | 0.19 | 0.4996 | 0.54486 | 0.54486 | 0.23848 | 0.70018 | 0.38412 | 0.19463 | 0.26805 | 0.32346 | 0.31285 | 0.25015 | 0.3188 | 0.11629 | 0.34879 | 0.33898 | 0.19 | 0.25847 | 0.36109 | 0.22372 | 0.30344 | 0.66106 | 0.39878 | 0.1948 | 0.26847 | 0.345 | 0.27969 | 0.25218 | 0.32927 | 0.1168 | 0.35176 | 0.33711 | 0.19 | 0.25847 | 0.36535 | 0.22372 | 0
Sep | 5 | 3 | Weekday | Tuesday | 0.53696 | 0.58077 | 0.60742 | 0.47728 | 1 | 0.47728 | 0.47728 | 0.19 | 0.47728 | 0.53696 | 0.53696 | 0.24437 | 0.75511 | 0.39983 | 0.20291 | 0.26826 | 0.36413 | 0.53162 | 0.25209 | 0.33124 | 0.11799 | 0.35685 | 0.34022 | 0.19 | 0.25847 | 0.40619 | 0.22372 | 0.31161 | 0.72282 | 0.40001 | 0.20314 | 0.26847 | 0.38583 | 0.46405 | 0.25504 | 0.34274 | 0.11806 | 0.36142 | 0.33711 | 0.19 | 0.25847 | 0.41068 | 0.22372 | 0
Sep | 5 | 4 | Weekday | Tuesday | 0.53953 | 0.58316 | 0.61984 | 0.46167 | 1 | 0.46167 | 0.46167 | 0.19 | 0.46167 | 0.53953 | 0.53953 | 0.44184 | 0.79393 | 0.49669 | 0.23602 | 0.28589 | 0.47455 | 0.61476 | 0.25218 | 0.49722 | 0.1178 | 0.42989 | 0.35986 | 0.19 | 0.25847 | 0.40158 | 0.22372 | 0.46615 | 0.72523 | 0.46784 | 0.23602 | 0.28618 | 0.48376 | 0.49562 | 0.25461 | 0.47563 | 0.11787 | 0.43052 | 0.35569 | 0.19 | 0.25847 | 0.40612 | 0.22372 | 0
Sep | 5 | 5 | Weekday | Tuesday | 0.52766 | 0.60553 | 0.65995 | 0.52419 | 1 | 0.52419 | 0.52419 | 0.37049 | 0.52419 | 0.52766 | 0.52766 | 0.67307 | 0.89714 | 0.7875 | 0.49062 | 0.36789 | 0.57993 | 0.74082 | 0.33864 | 0.89809 | 0.40984 | 0.6866 | 0.42506 | 0.37049 | 0.39998 | 0.61828 | 0.29876 | 0.73212 | 0.87089 | 0.73391 | 0.47989 | 0.36857 | 0.53713 | 0.67622 | 0.30128 | 0.90262 | 0.35516 | 0.69159 | 0.42377 | 0.30035 | 0.27911 | 0.55171 | 0.29395 | 0
Sep | 5 | 6 | Weekday | Tuesday | 0.54748 | 0.63712 | 0.71869 | 0.59078 | 0.0044583 | 0.59078 | 0.59078 | 0.40231 | 0.59078 | 0.54748 | 0.54748 | 0.80774 | 0.95885 | 0.99055 | 0.56878 | 0.47102 | 0.61147 | 0.86098 | 0.57523 | 0.88041 | 0.56667 | 0.86468 | 0.43296 | 0.40231 | 0.39098 | 0.66249 | 0.5274 | 0.85197 | 0.94474 | 0.90722 | 0.55958 | 0.47127 | 0.56581 | 0.81277 | 0.55857 | 0.87072 | 0.52198 | 0.87218 | 0.42393 | 0.35579 | 0.30591 | 0.58068 | 0.52576 | 0
Sep | 5 | 7 | Weekday | Tuesday | 0.59277 | 0.67929 | 0.75952 | 0.60689 | 0.0044583 | 0.60689 | 0.60689 | 0.58327 | 0.60689 | 0.59277 | 0.59277 | 0.83578 | 0.98076 | 0.87113 | 0.95045 | 0.92992 | 0.60321 | 0.90901 | 0.79652 | 0.71871 | 0.71202 | 0.79519 | 0.89143 | 0.58327 | 0.56115 | 0.87447 | 0.79558 | 0.86271 | 0.97337 | 0.82295 | 0.94883 | 0.93142 | 0.56061 | 0.8701 | 0.79115 | 0.70835 | 0.69533 | 0.77957 | 0.89159 | 0.56731 | 0.52233 | 0.82073 | 0.7953 | 0
Sep | 5 | 8 | Weekday | Tuesday | 0.6529 | 0.72055 | 0.78485 | 0.64963 | 0.0044583 | 0.64963 | 0.64963 | 0.83782 | 0.64963 | 0.6529 | 0.6529 | 0.68434 | 0.99631 | 0.77413 | 0.96461 | 0.89455 | 0.55673 | 0.97597 | 0.83737 | 0.72094 | 0.77464 | 0.77118 | 0.92579 | 0.83782 | 0.80211 | 0.94385 | 0.96385 | 0.72278 | 0.99403 | 0.7632 | 0.96409 | 0.89507 | 0.52155 | 0.95336 | 0.82858 | 0.71854 | 0.76539 | 0.75781 | 0.92553 | 0.83609 | 0.79755 | 0.9205 | 0.96385 | 0
Sep | 5 | 9 | Weekday | Tuesday | 0.73647 | 0.77034 | 0.80214 | 0.66476 | 0.0044583 | 0.66476 | 0.66476 | 0.90478 | 0.66476 | 0.73647 | 0.73647 | 0.87837 | 1 | 0.65989 | 0.93849 | 0.90308 | 0.51859 | 0.98632 | 0.89025 | 0.89226 | 0.83299 | 0.60632 | 0.94997 | 0.90478 | 0.87166 | 0.92256 | 0.96751 | 0.89808 | 1 | 0.66067 | 0.93824 | 0.90384 | 0.48786 | 0.97085 | 0.88575 | 0.90099 | 0.82828 | 0.58935 | 0.94993 | 0.90474 | 0.87134 | 0.91164 | 0.96751 | 0
Sep | 5 | 10 | Weekday | Tuesday | 0.80697 | 0.81669 | 0.81696 | 0.69668 | 0.0044583 | 0.69668 | 0.69668 | 0.94211 | 0.69668 | 0.80697 | 0.80697 | 0.92194 | 0.99867 | 0.63662 | 0.95921 | 0.94457 | 0.53369 | 0.99689 | 0.94451 | 0.9574 | 0.88663 | 0.61367 | 0.96858 | 0.94211 | 0.91243 | 1 | 0.97216 | 0.95382 | 0.99963 | 0.66315 | 0.95868 | 0.94492 | 0.51753 | 0.98588 | 0.94017 | 0.96528 | 0.885 | 0.60036 | 0.96788 | 0.94211 | 0.91243 | 1 | 0.97216 | 0
Sep | 5 | 11 | Weekday | Tuesday | 0.84157 | 0.85886 | 0.82483 | 0.7142 | 0.0044583 | 0.7142 | 0.7142 | 0.96399 | 0.7142 | 0.84157 | 0.84157 | 0.94025 | 0.96743 | 0.63226 | 0.94681 | 0.95949 | 0.54569 | 0.95982 | 0.98518 | 0.95917 | 0.94377 | 0.62416 | 0.93151 | 0.96399 | 0.94193 | 0.96341 | 0.88734 | 0.98559 | 0.9689 | 0.66147 | 0.9456 | 0.95941 | 0.53756 | 0.94878 | 0.98023 | 0.97077 | 0.94288 | 0.61672 | 0.93005 | 0.96399 | 0.94193 | 0.96977 | 0.88734 | 0
Sep | 5 | 12 | Weekday | Tuesday | 0.84072 | 0.88021 | 0.82677 | 0.74309 | 0.0044583 | 0.74309 | 0.74309 | 0.98017 | 0.74309 | 0.84072 | 0.84072 | 0.77766 | 0.98278 | 0.61338 | 0.9861 | 1 | 0.55235 | 0.99893 | 0.98961 | 0.95275 | 0.98455 | 0.63574 | 0.99397 | 0.98017 | 0.96894 | 0.96277 | 0.98754 | 0.81879 | 0.98619 | 0.63952 | 0.98533 | 1 | 0.55006 | 0.99557 | 0.98276 | 0.96721 | 0.98401 | 0.62803 | 0.99308 | 0.98017 | 0.96894 | 0.97182 | 0.98754 | 0
Sep | 5 | 13 | Weekday | Tuesday | 0.82615 | 0.89425 | 0.83285 | 0.76409 | 0.0044583 | 0.76409 | 0.76409 | 0.9903 | 0.76409 | 0.82615 | 0.82615 | 0.71672 | 0.9799 | 0.61242 | 0.98222 | 0.96935 | 0.55424 | 1 | 1 | 0.76415 | 0.99371 | 0.64169 | 0.9975 | 0.9903 | 0.98727 | 0.94193 | 0.99576 | 0.79064 | 0.98529 | 0.63993 | 0.98278 | 0.97063 | 0.55743 | 1 | 1 | 0.77442 | 0.99409 | 0.63172 | 0.99872 | 0.9903 | 0.98727 | 0.95195 | 0.99576 | 0
Sep | 5 | 14 | Weekday | Tuesday | 0.8179 | 0.90322 | 0.82663 | 0.77973 | 0.0044583 | 0.77973 | 0.77973 | 1 | 0.77973 | 0.8179 | 0.8179 | 0.74098 | 0.97956 | 0.61407 | 0.96864 | 0.96711 | 0.59163 | 0.96346 | 0.99862 | 0.75271 | 1 | 0.63682 | 1 | 1 | 1 | 0.92854 | 1 | 0.77544 | 0.98658 | 0.64048 | 0.96912 | 0.96858 | 0.59228 | 0.97806 | 0.99735 | 0.76224 | 1 | 0.62703 | 1 | 1 | 1 | 0.93878 | 1 | 0
Sep | 5 | 15 | Weekday | Tuesday | 0.78845 | 0.90568 | 0.81188 | 0.809 | 0.0044583 | 0.809 | 0.809 | 0.99463 | 0.809 | 0.78845 | 0.78845 | 0.93689 | 0.98285 | 0.65041 | 1 | 0.98408 | 0.75413 | 0.95933 | 0.9223 | 0.74849 | 0.97957 | 0.62972 | 0.99474 | 0.99463 | 0.98595 | 0.9266 | 0.99787 | 0.94606 | 0.99086 | 0.70604 | 1 | 0.98472 | 0.7598 | 0.97127 | 0.93521 | 0.75759 | 0.9794 | 0.65948 | 0.99469 | 0.99463 | 0.98595 | 0.93618 | 0.99787 | 0
Sep | 5 | 16 | Weekday | Tuesday | 0.75565 | 0.88166 | 0.79722 | 0.88278 | 0.0044583 | 0.88278 | 0.88278 | 0.97694 | 0.88278 | 0.75565 | 0.75565 | 0.958 | 0.98375 | 0.74294 | 0.9243 | 0.89125 | 0.88913 | 0.93955 | 0.68259 | 0.92765 | 0.853 | 0.73541 | 0.63701 | 0.97694 | 0.95649 | 0.91805 | 0.28921 | 0.96158 | 0.99265 | 0.78134 | 0.92509 | 0.89287 | 0.88885 | 0.94953 | 0.69174 | 0.93794 | 0.85165 | 0.76528 | 0.63661 | 0.97694 | 0.95649 | 0.92543 | 0.28921 | 0
Sep | 5 | 17 | Weekday | Tuesday | 0.72394 | 0.83789 | 0.7804 | 0.94515 | 0.50223 | 0.94515 | 0.94515 | 0.77502 | 0.94515 | 0.72394 | 0.72394 | 1 | 0.82802 | 0.91449 | 0.79863 | 0.62367 | 0.96663 | 0.61849 | 0.66665 | 0.95118 | 0.79252 | 0.82526 | 0.53184 | 0.77502 | 0.75394 | 0.91655 | 0.12814 | 1 | 0.82463 | 0.90594 | 0.7989 | 0.62444 | 0.96058 | 0.60244 | 0.67125 | 0.95306 | 0.78958 | 0.84911 | 0.52882 | 0.77502 | 0.75394 | 0.91878 | 0.12814 | 0
Sep | 5 | 18 | Weekday | Tuesday | 0.70464 | 0.79953 | 0.75845 | 0.94196 | 1 | 0.94196 | 0.94196 | 0.79878 | 0.94196 | 0.70464 | 0.70464 | 0.83854 | 0.83843 | 0.91288 | 0.7964 | 0.66824 | 1 | 0.65588 | 0.67319 | 1 | 0.75365 | 0.88536 | 0.62908 | 0.79878 | 0.82355 | 0.89885 | 0.22167 | 0.8703 | 0.832 | 0.94686 | 0.79624 | 0.66963 | 1 | 0.63598 | 0.67492 | 1 | 0.7552 | 0.91929 | 0.62809 | 0.79878 | 0.82355 | 0.89467 | 0.22167 | 0
Sep | 5 | 19 | Weekday | Tuesday | 0.71596 | 0.79564 | 0.74269 | 0.94969 | 1 | 0.94969 | 0.94969 | 0.72434 | 0.94969 | 0.71596 | 0.71596 | 0.81531 | 0.76471 | 0.95744 | 0.69274 | 0.55818 | 0.96815 | 0.58053 | 0.64996 | 0.81553 | 0.71118 | 0.95898 | 0.58174 | 0.72434 | 0.74641 | 0.81425 | 0.22372 | 0.85142 | 0.74342 | 1 | 0.68943 | 0.55898 | 0.972 | 0.53594 | 0.65088 | 0.81537 | 0.7105 | 1 | 0.58051 | 0.72434 | 0.74639 | 0.80191 | 0.22372 | 0
Sep | 5 | 20 | Weekday | Tuesday | 0.70072 | 0.75111 | 0.71995 | 0.91047 | 1 | 0.91047 | 0.91047 | 0.34159 | 0.91047 | 0.70072 | 0.70072 | 0.7635 | 0.7439 | 0.96324 | 0.66325 | 0.54641 | 0.8268 | 0.39691 | 0.25512 | 0.80974 | 0.12376 | 0.92105 | 0.57448 | 0.34159 | 0.4006 | 0.58678 | 0.22372 | 0.82056 | 0.71884 | 0.94498 | 0.65776 | 0.54769 | 0.83256 | 0.37412 | 0.25269 | 0.80525 | 0.12248 | 0.9466 | 0.57309 | 0.34158 | 0.39952 | 0.58284 | 0.22372 | 0
Sep | 5 | 21 | Weekday | Tuesday | 0.64228 | 0.68251 | 0.69351 | 0.8342 | 1 | 0.8342 | 0.8342 | 0.19 | 0.8342 | 0.64228 | 0.64228 | 0.70908 | 0.70889 | 0.80448 | 0.23572 | 0.28559 | 0.65266 | 0.38523 | 0.25203 | 0.79445 | 0.12128 | 0.67836 | 0.35945 | 0.19 | 0.25847 | 0.38499 | 0.22372 | 0.8013 | 0.67672 | 0.79837 | 0.23602 | 0.28618 | 0.65252 | 0.33966 | 0.25233 | 0.79526 | 0.12066 | 0.69324 | 0.35569 | 0.19 | 0.25847 | 0.38923 | 0.22372 | 0
Sep | 5 | 22 | Weekday | Tuesday | 0.62503 | 0.65191 | 0.66338 | 0.72234 | 1 | 0.72234 | 0.72234 | 0.19 | 0.72234 | 0.62503 | 0.62503 | 0.66437 | 0.71132 | 0.61477 | 0.20297 | 0.26816 | 0.4897 | 0.33199 | 0.2542 | 0.81722 | 0.11928 | 0.4611 | 0.33898 | 0.19 | 0.25847 | 0.4865 | 0.22372 | 0.80442 | 0.6782 | 0.63695 | 0.20314 | 0.26847 | 0.49875 | 0.298 | 0.2556 | 0.82837 | 0.11951 | 0.47748 | 0.33711 | 0.19 | 0.25847 | 0.49202 | 0.22372 | 0
Sep | 5 | 23 | Weekday | Tuesday | 0.5794 | 0.646 | 0.63715 | 0.62271 | 1 | 0.62271 | 0.62271 | 0.19174 | 0.62271 | 0.5794 | 0.5794 | 0.40275 | 0.70023 | 0.43402 | 0.18815 | 0.2609 | 0.3751 | 0.40636 | 0.24874 | 0.48243 | 0.11684 | 0.40552 | 0.33244 | 0.19174 | 0.25994 | 0.40388 | 0.22372 | 0.45906 | 0.66319 | 0.44525 | 0.18832 | 0.26138 | 0.3943 | 0.34971 | 0.25233 | 0.47122 | 0.11685 | 0.4163 | 0.32968 | 0.19174 | 0.25994 | 0.40855 | 0.22372 | 0
Sep | 6 | 24 | Weekday | Wednesday | 0.55569 | 0.62732 | 0.62273 | 0.56024 | 1 | 0.56024 | 0.56024 | 0.19 | 0.56024 | 0.55569 | 0.55569 | 0.23802 | 0.69974 | 0.3667 | 0.19465 | 0.26846 | 0.3483 | 0.31816 | 0.2506 | 0.31765 | 0.11664 | 0.37907 | 0.34022 | 0.19 | 0.25847 | 0.37125 | 0.22372 | 0.30281 | 0.66251 | 0.38089 | 0.1948 | 0.26847 | 0.36905 | 0.2842 | 0.25229 | 0.32832 | 0.11684 | 0.38776 | 0.33711 | 0.19 | 0.25847 | 0.37533 | 0.22372 | 0
Sep | 6 | 1 | Weekday | Wednesday | 0.55042 | 0.59292 | 0.61319 | 0.52456 | 1 | 0.52456 | 0.52456 | 0.19 | 0.52456 | 0.55042 | 0.55042 | 0.23826 | 0.70077 | 0.38096 | 0.19463 | 0.26795 | 0.33226 | 0.40585 | 0.24882 | 0.31838 | 0.11633 | 0.34982 | 0.34063 | 0.19 | 0.25847 | 0.36619 | 0.22372 | 0.3033 | 0.66194 | 0.39635 | 0.1948 | 0.26847 | 0.35448 | 0.34518 | 0.25223 | 0.32909 | 0.11682 | 0.35892 | 0.33711 | 0.19 | 0.25847 | 0.37015 | 0.22372 | 0
Sep | 6 | 2 | Weekday | Wednesday | 0.54486 | 0.5811 | 0.60752 | 0.4996 | 1 | 0.4996 | 0.4996 | 0.19 | 0.4996 | 0.54486 | 0.54486 | 0.23848 | 0.70018 | 0.38412 | 0.19463 | 0.26805 | 0.32346 | 0.31285 | 0.25015 | 0.3188 | 0.11629 | 0.34879 | 0.33898 | 0.19 | 0.25847 | 0.36109 | 0.22372 | 0.30344 | 0.66106 | 0.39878 | 0.1948 | 0.26847 | 0.345 | 0.27969 | 0.25218 | 0.32927 | 0.1168 | 0.35176 | 0.33711 | 0.19 | 0.25847 | 0.36535 | 0.22372 | 0
Sep | 6 | 3 | Weekday | Wednesday | 0.53696 | 0.58077 | 0.60742 | 0.47728 | 1 | 0.47728 | 0.47728 | 0.19 | 0.47728 | 0.53696 | 0.53696 | 0.24437 | 0.75511 | 0.39983 | 0.20291 | 0.26826 | 0.36413 | 0.53162 | 0.25209 | 0.33124 | 0.11799 | 0.35685 | 0.34022 | 0.19 | 0.25847 | 0.40619 | 0.22372 | 0.31161 | 0.72282 | 0.40001 | 0.20314 | 0.26847 | 0.38583 | 0.46405 | 0.25504 | 0.34274 | 0.11806 | 0.36142 | 0.33711 | 0.19 | 0.25847 | 0.41068 | 0.22372 | 0
Sep | 6 | 4 | Weekday | Wednesday | 0.53953 | 0.58316 | 0.61984 | 0.46167 | 1 | 0.46167 | 0.46167 | 0.19 | 0.46167 | 0.53953 | 0.53953 | 0.44184 | 0.79393 | 0.49669 | 0.23602 | 0.28589 | 0.47455 | 0.61476 | 0.25218 | 0.49722 | 0.1178 | 0.42989 | 0.35986 | 0.19 | 0.25847 | 0.40158 | 0.22372 | 0.46615 | 0.72523 | 0.46784 | 0.23602 | 0.28618 | 0.48376 | 0.49562 | 0.25461 | 0.47563 | 0.11787 | 0.43052 | 0.35569 | 0.19 | 0.25847 | 0.40612 | 0.22372 | 0
Sep | 6 | 5 | Weekday | Wednesday | 0.52766 | 0.60553 | 0.65995 | 0.52419 | 1 | 0.52419 | 0.52419 | 0.37049 | 0.52419 | 0.52766 | 0.52766 | 0.67307 | 0.89714 | 0.7875 | 0.49062 | 0.36789 | 0.57993 | 0.74082 | 0.33864 | 0.89809 | 0.40984 | 0.6866 | 0.42506 | 0.37049 | 0.39998 | 0.61828 | 0.29876 | 0.73212 | 0.87089 | 0.73391 | 0.47989 | 0.36857 | 0.53713 | 0.67622 | 0.30128 | 0.90262 | 0.35516 | 0.69159 | 0.42377 | 0.30035 | 0.27911 | 0.55171 | 0.29395 | 0
Sep | 6 | 6 | Weekday | Wednesday | 0.54748 | 0.63712 | 0.71869 | 0.59078 | 0.0044583 | 0.59078 | 0.59078 | 0.40231 | 0.59078 | 0.54748 | 0.54748 | 0.80774 | 0.95885 | 0.99055 | 0.56878 | 0.47102 | 0.61147 | 0.86098 | 0.57523 | 0.88041 | 0.56667 | 0.86468 | 0.43296 | 0.40231 | 0.39098 | 0.66249 | 0.5274 | 0.85197 | 0.94474 | 0.90722 | 0.55958 | 0.47127 | 0.56581 | 0.81277 | 0.55857 | 0.87072 | 0.52198 | 0.87218 | 0.42393 | 0.35579 | 0.30591 | 0.58068 | 0.52576 | 0
Sep | 6 | 7 | Weekday | Wednesday | 0.59277 | 0.67929 | 0.75952 | 0.60689 | 0.0044583 | 0.60689 | 0.60689 | 0.58327 | 0.60689 | 0.59277 | 0.59277 | 0.83578 | 0.98076 | 0.87113 | 0.95045 | 0.92992 | 0.60321 | 0.90901 | 0.79652 | 0.71871 | 0.71202 | 0.79519 | 0.89143 | 0.58327 | 0.56115 | 0.87447 | 0.79558 | 0.86271 | 0.97337 | 0.82295 | 0.94883 | 0.93142 | 0.56061 | 0.8701 | 0.79115 | 0.70835 | 0.69533 | 0.77957 | 0.89159 | 0.56731 | 0.52233 | 0.82073 | 0.7953 | 0
Sep | 6 | 8 | Weekday | Wednesday | 0.6529 | 0.72055 | 0.78485 | 0.64963 | 0.0044583 | 0.64963 | 0.64963 | 0.83782 | 0.64963 | 0.6529 | 0.6529 | 0.68434 | 0.99631 | 0.77413 | 0.96461 | 0.89455 | 0.55673 | 0.97597 | 0.83737 | 0.72094 | 0.77464 | 0.77118 | 0.92579 | 0.83782 | 0.80211 | 0.94385 | 0.96385 | 0.72278 | 0.99403 | 0.7632 | 0.96409 | 0.89507 | 0.52155 | 0.95336 | 0.82858 | 0.71854 | 0.76539 | 0.75781 | 0.92553 | 0.83609 | 0.79755 | 0.9205 | 0.96385 | 0
Sep | 6 | 9 | Weekday | Wednesday | 0.73647 | 0.77034 | 0.80214 | 0.66476 | 0.0044583 | 0.66476 | 0.66476 | 0.90478 | 0.66476 | 0.73647 | 0.73647 | 0.87837 | 1 | 0.65989 | 0.93849 | 0.90308 | 0.51859 | 0.98632 | 0.89025 | 0.89226 | 0.83299 | 0.60632 | 0.94997 | 0.90478 | 0.87166 | 0.92256 | 0.96751 | 0.89808 | 1 | 0.66067 | 0.93824 | 0.90384 | 0.48786 | 0.97085 | 0.88575 | 0.90099 | 0.82828 | 0.58935 | 0.94993 | 0.90474 | 0.87134 | 0.91164 | 0.96751 | 0
Sep | 6 | 10 | Weekday | Wednesday | 0.80697 | 0.81669 | 0.81696 | 0.69668 | 0.0044583 | 0.69668 | 0.69668 | 0.94211 | 0.69668 | 0.80697 | 0.80697 | 0.92194 | 0.99867 | 0.63662 | 0.95921 | 0.94457 | 0.53369 | 0.99689 | 0.94451 | 0.9574 | 0.88663 | 0.61367 | 0.96858 | 0.94211 | 0.91243 | 1 | 0.97216 | 0.95382 | 0.99963 | 0.66315 | 0.95868 | 0.94492 | 0.51753 | 0.98588 | 0.94017 | 0.96528 | 0.885 | 0.60036 | 0.96788 | 0.94211 | 0.91243 | 1 | 0.97216 | 0
Sep | 6 | 11 | Weekday | Wednesday | 0.84157 | 0.85886 | 0.82483 | 0.7142 | 0.0044583 | 0.7142 | 0.7142 | 0.96399 | 0.7142 | 0.84157 | 0.84157 | 0.94025 | 0.96743 | 0.63226 | 0.94681 | 0.95949 | 0.54569 | 0.95982 | 0.98518 | 0.95917 | 0.94377 | 0.62416 | 0.93151 | 0.96399 | 0.94193 | 0.96341 | 0.88734 | 0.98559 | 0.9689 | 0.66147 | 0.9456 | 0.95941 | 0.53756 | 0.94878 | 0.98023 | 0.97077 | 0.94288 | 0.61672 | 0.93005 | 0.96399 | 0.94193 | 0.96977 | 0.88734 | 0
Sep | 6 | 12 | Weekday | Wednesday | 0.84072 | 0.88021 | 0.82677 | 0.74309 | 0.0044583 | 0.74309 | 0.74309 | 0.98017 | 0.74309 | 0.84072 | 0.84072 | 0.77766 | 0.98278 | 0.61338 | 0.9861 | 1 | 0.55235 | 0.99893 | 0.98961 | 0.95275 | 0.98455 | 0.63574 | 0.99397 | 0.98017 | 0.96894 | 0.96277 | 0.98754 | 0.81879 | 0.98619 | 0.63952 | 0.98533 | 1 | 0.55006 | 0.99557 | 0.98276 | 0.96721 | 0.98401 | 0.62803 | 0.99308 | 0.98017 | 0.96894 | 0.97182 | 0.98754 | 0
Sep | 6 | 13 | Weekday | Wednesday | 0.82615 | 0.89425 | 0.83285 | 0.76409 | 0.0044583 | 0.76409 | 0.76409 | 0.9903 | 0.76409 | 0.82615 | 0.82615 | 0.71672 | 0.9799 | 0.61242 | 0.98222 | 0.96935 | 0.55424 | 1 | 1 | 0.76415 | 0.99371 | 0.64169 | 0.9975 | 0.9903 | 0.98727 | 0.94193 | 0.99576 | 0.79064 | 0.98529 | 0.63993 | 0.98278 | 0.97063 | 0.55743 | 1 | 1 | 0.77442 | 0.99409 | 0.63172 | 0.99872 | 0.9903 | 0.98727 | 0.95195 | 0.99576 | 0
Sep | 6 | 14 | Weekday | Wednesday | 0.8179 | 0.90322 | 0.82663 | 0.77973 | 0.0044583 | 0.77973 | 0.77973 | 1 | 0.77973 | 0.8179 | 0.8179 | 0.74098 | 0.97956 | 0.61407 | 0.96864 | 0.96711 | 0.59163 | 0.96346 | 0.99862 | 0.75271 | 1 | 0.63682 | 1 | 1 | 1 | 0.92854 | 1 | 0.77544 | 0.98658 | 0.64048 | 0.96912 | 0.96858 | 0.59228 | 0.97806 | 0.99735 | 0.76224 | 1 | 0.62703 | 1 | 1 | 1 | 0.93878 | 1 | 0
Sep | 6 | 15 | Weekday | Wednesday | 0.78845 | 0.90568 | 0.81188 | 0.809 | 0.0044583 | 0.809 | 0.809 | 0.99463 | 0.809 | 0.78845 | 0.78845 | 0.93689 | 0.98285 | 0.65041 | 1 | 0.98408 | 0.75413 | 0.95933 | 0.9223 | 0.74849 | 0.97957 | 0.62972 | 0.99474 | 0.99463 | 0.98595 | 0.9266 | 0.99787 | 0.94606 | 0.99086 | 0.70604 | 1 | 0.98472 | 0.7598 | 0.97127 | 0.93521 | 0.75759 | 0.9794 | 0.65948 | 0.99469 | 0.99463 | 0.98595 | 0.93618 | 0.99787 | 0
Sep | 6 | 16 | Weekday | Wednesday | 0.75565 | 0.88166 | 0.79722 | 0.88278 | 0.0044583 | 0.88278 | 0.88278 | 0.97694 | 0.88278 | 0.75565 | 0.75565 | 0.958 | 0.98375 | 0.74294 | 0.9243 | 0.89125 | 0.88913 | 0.93955 | 0.68259 | 0.92765 | 0.853 | 0.73541 | 0.63701 | 0.97694 | 0.95649 | 0.91805 | 0.28921 | 0.96158 | 0.99265 | 0.78134 | 0.92509 | 0.89287 | 0.88885 | 0.94953 | 0.69174 | 0.93794 | 0.85165 | 0.76528 | 0.63661 | 0.97694 | 0.95649 | 0.92543 | 0.28921 | 0
Sep | 6 | 17 | Weekday | Wednesday | 0.72394 | 0.83789 | 0.7804 | 0.94515 | 0.50223 | 0.94515 | 0.94515 | 0.77502 | 0.94515 | 0.72394 | 0.72394 | 1 | 0.82802 | 0.91449 | 0.79863 | 0.62367 | 0.96663 | 0.61849 | 0.66665 | 0.95118 | 0.79252 | 0.82526 | 0.53184 | 0.77502 | 0.75394 | 0.91655 | 0.12814 | 1 | 0.82463 | 0.90594 | 0.7989 | 0.62444 | 0.96058 | 0.60244 | 0.67125 | 0.95306 | 0.78958 | 0.84911 | 0.52882 | 0.77502 | 0.75394 | 0.91878 | 0.12814 | 0
Sep | 6 | 18 | Weekday | Wednesday | 0.70464 | 0.79953 | 0.75845 | 0.94196 | 1 | 0.94196 | 0.94196 | 0.79878 | 0.94196 | 0.70464 | 0.70464 | 0.83854 | 0.83843 | 0.91288 | 0.7964 | 0.66824 | 1 | 0.65588 | 0.67319 | 1 | 0.75365 | 0.88536 | 0.62908 | 0.79878 | 0.82355 | 0.89885 | 0.22167 | 0.8703 | 0.832 | 0.94686 | 0.79624 | 0.66963 | 1 | 0.63598 | 0.67492 | 1 | 0.7552 | 0.91929 | 0.62809 | 0.79878 | 0.82355 | 0.89467 | 0.22167 | 0
Sep | 6 | 19 | Weekday | Wednesday | 0.71596 | 0.79564 | 0.74269 | 0.94969 | 1 | 0.94969 | 0.94969 | 0.72434 | 0.94969 | 0.71596 | 0.71596 | 0.81531 | 0.76471 | 0.95744 | 0.69274 | 0.55818 | 0.96815 | 0.58053 | 0.64996 | 0.81553 | 0.71118 | 0.95898 | 0.58174 | 0.72434 | 0.74641 | 0.81425 | 0.22372 | 0.85142 | 0.74342 | 1 | 0.68943 | 0.55898 | 0.972 | 0.53594 | 0.65088 | 0.81537 | 0.7105 | 1 | 0.58051 | 0.72434 | 0.74639 | 0.80191 | 0.22372 | 0
Sep | 6 | 20 | Weekday | Wednesday | 0.70072 | 0.75111 | 0.71995 | 0.91047 | 1 | 0.91047 | 0.91047 | 0.34159 | 0.91047 | 0.70072 | 0.70072 | 0.7635 | 0.7439 | 0.96324 | 0.66325 | 0.54641 | 0.8268 | 0.39691 | 0.25512 | 0.80974 | 0.12376 | 0.92105 | 0.57448 | 0.34159 | 0.4006 | 0.58678 | 0.22372 | 0.82056 | 0.71884 | 0.94498 | 0.65776 | 0.54769 | 0.83256 | 0.37412 | 0.25269 | 0.80525 | 0.12248 | 0.9466 | 0.57309 | 0.34158 | 0.39952 | 0.58284 | 0.22372 | 0
Sep | 6 | 21 | Weekday | Wednesday | 0.64228 | 0.68251 | 0.69351 | 0.8342 | 1 | 0.8342 | 0.8342 | 0.19 | 0.8342 | 0.64228 | 0.64228 | 0.70908 | 0.70889 | 0.80448 | 0.23572 | 0.28559 | 0.65266 | 0.38523 | 0.25203 | 0.79445 | 0.12128 | 0.67836 | 0.35945 | 0.19 | 0.25847 | 0.38499 | 0.22372 | 0.8013 | 0.67672 | 0.79837 | 0.23602 | 0.28618 | 0.65252 | 0.33966 | 0.25233 | 0.79526 | 0.12066 | 0.69324 | 0.35569 | 0.19 | 0.25847 | 0.38923 | 0.22372 | 0
Sep | 6 | 22 | Weekday | Wednesday | 0.62503 | 0.65191 | 0.66338 | 0.72234 | 1 | 0.72234 | 0.72234 | 0.19 | 0.72234 | 0.62503 | 0.62503 | 0.66437 | 0.71132 | 0.61477 | 0.20297 | 0.26816 | 0.4897 | 0.33199 | 0.2542 | 0.81722 | 0.11928 | 0.4611 | 0.33898 | 0.19 | 0.25847 | 0.4865 | 0.22372 | 0.80442 | 0.6782 | 0.63695 | 0.20314 | 0.26847 | 0.49875 | 0.298 | 0.2556 | 0.82837 | 0.11951 | 0.47748 | 0.33711 | 0.19 | 0.25847 | 0.49202 | 0.22372 | 0
Sep | 6 | 23 | Weekday | Wednesday | 0.5794 | 0.646 | 0.63715 | 0.62271 | 1 | 0.62271 | 0.62271 | 0.19174 | 0.62271 | 0.5794 | 0.5794 | 0.40275 | 0.70023 | 0.43402 | 0.18815 | 0.2609 | 0.3751 | 0.40636 | 0.24874 | 0.48243 | 0.11684 | 0.40552 | 0.33244 | 0.19174 | 0.25994 | 0.40388 | 0.22372 | 0.45906 | 0.66319 | 0.44525 | 0.18832 | 0.26138 | 0.3943 | 0.34971 | 0.25233 | 0.47122 | 0.11685 | 0.4163 | 0.32968 | 0.19174 | 0.25994 | 0.40855 | 0.22372 | 0
Sep | 7 | 24 | Weekday | Thursday | 0.55569 | 0.62732 | 0.62273 | 0.56024 | 1 | 0.56024 | 0.56024 | 0.19 | 0.56024 | 0.55569 | 0.55569 | 0.23802 | 0.69974 | 0.3667 | 0.19465 | 0.26846 | 0.3483 | 0.31816 | 0.2506 | 0.31765 | 0.11664 | 0.37907 | 0.34022 | 0.19 | 0.25847 | 0.37125 | 0.22372 | 0.30281 | 0.66251 | 0.38089 | 0.1948 | 0.26847 | 0.36905 | 0.2842 | 0.25229 | 0.32832 | 0.11684 | 0.38776 | 0.33711 | 0.19 | 0.25847 | 0.37533 | 0.22372 | 0
Sep | 7 | 1 | Weekday | Thursday | 0.55042 | 0.59292 | 0.61319 | 0.52456 | 1 | 0.52456 | 0.52456 | 0.19 | 0.52456 | 0.55042 | 0.55042 | 0.23826 | 0.70077 | 0.38096 | 0.19463 | 0.26795 | 0.33226 | 0.40585 | 0.24882 | 0.31838 | 0.11633 | 0.34982 | 0.34063 | 0.19 | 0.25847 | 0.36619 | 0.22372 | 0.3033 | 0.66194 | 0.39635 | 0.1948 | 0.26847 | 0.35448 | 0.34518 | 0.25223 | 0.32909 | 0.11682 | 0.35892 | 0.33711 | 0.19 | 0.25847 | 0.37015 | 0.22372 | 0
Sep | 7 | 2 | Weekday | Thursday | 0.54486 | 0.5811 | 0.60752 | 0.4996 | 1 | 0.4996 | 0.4996 | 0.19 | 0.4996 | 0.54486 | 0.54486 | 0.23848 | 0.70018 | 0.38412 | 0.19463 | 0.26805 | 0.32346 | 0.31285 | 0.25015 | 0.3188 | 0.11629 | 0.34879 | 0.33898 | 0.19 | 0.25847 | 0.36109 | 0.22372 | 0.30344 | 0.66106 | 0.39878 | 0.1948 | 0.26847 | 0.345 | 0.27969 | 0.25218 | 0.32927 | 0.1168 | 0.35176 | 0.33711 | 0.19 | 0.25847 | 0.36535 | 0.22372 | 0
Sep | 7 | 3 | Weekday | Thursday | 0.53696 | 0.58077 | 0.60742 | 0.47728 | 1 | 0.47728 | 0.47728 | 0.19 | 0.47728 | 0.53696 | 0.53696 | 0.24437 | 0.75511 | 0.39983 | 0.20291 | 0.26826 | 0.36413 | 0.53162 | 0.25209 | 0.33124 | 0.11799 | 0.35685 | 0.34022 | 0.19 | 0.25847 | 0.40619 | 0.22372 | 0.31161 | 0.72282 | 0.40001 | 0.20314 | 0.26847 | 0.38583 | 0.46405 | 0.25504 | 0.34274 | 0.11806 | 0.36142 | 0.33711 | 0.19 | 0.25847 | 0.41068 | 0.22372 | 0
Sep | 7 | 4 | Weekday | Thursday | 0.53953 | 0.58316 | 0.61984 | 0.46167 | 1 | 0.46167 | 0.46167 | 0.19 | 0.46167 | 0.53953 | 0.53953 | 0.44184 | 0.79393 | 0.49669 | 0.23602 | 0.28589 | 0.47455 | 0.61476 | 0.25218 | 0.49722 | 0.1178 | 0.42989 | 0.35986 | 0.19 | 0.25847 | 0.40158 | 0.22372 | 0.46615 | 0.72523 | 0.46784 | 0.23602 | 0.28618 | 0.48376 | 0.49562 | 0.25461 | 0.47563 | 0.11787 | 0.43052 | 0.35569 | 0.19 | 0.25847 | 0.40612 | 0.22372 | 0
Sep | 7 | 5 | Weekday | Thursday | 0.52766 | 0.60553 | 0.65995 | 0.52419 | 1 | 0.52419 | 0.52419 | 0.37049 | 0.52419 | 0.52766 | 0.52766 | 0.67307 | 0.89714 | 0.7875 | 0.49062 | 0.36789 | 0.57993 | 0.74082 | 0.33864 | 0.89809 | 0.40984 | 0.6866 | 0.42506 | 0.37049 | 0.39998 | 0.61828 | 0.29876 | 0.73212 | 0.87089 | 0.73391 | 0.47989 | 0.36857 | 0.53713 | 0.67622 | 0.30128 | 0.90262 | 0.35516 | 0.69159 | 0.42377 | 0.30035 | 0.27911 | 0.55171 | 0.29395 | 0
Sep | 7 | 6 | Weekday | Thursday | 0.54748 | 0.63712 | 0.71869 | 0.59078 | 0.0044583 | 0.59078 | 0.59078 | 0.40231 | 0.59078 | 0.54748 | 0.54748 | 0.80774 | 0.95885 | 0.99055 | 0.56878 | 0.47102 | 0.61147 | 0.86098 | 0.57523 | 0.88041 | 0.56667 | 0.86468 | 0.43296 | 0.40231 | 0.39098 | 0.66249 | 0.5274 | 0.85197 | 0.94474 | 0.90722 | 0.55958 | 0.47127 | 0.56581 | 0.81277 | 0.55857 | 0.87072 | 0.52198 | 0.87218 | 0.42393 | 0.35579 | 0.30591 | 0.58068 | 0.52576 | 0
Sep | 7 | 7 | Weekday | Thursday | 0.59277 | 0.67929 | 0.75952 | 0.60689 | 0.0044583 | 0.60689 | 0.60689 | 0.58327 | 0.60689 | 0.59277 | 0.59277 | 0.83578 | 0.98076 | 0.87113 | 0.95045 | 0.92992 | 0.60321 | 0.90901 | 0.79652 | 0.71871 | 0.71202 | 0.79519 | 0.89143 | 0.58327 | 0.56115 | 0.87447 | 0.79558 | 0.86271 | 0.97337 | 0.82295 | 0.94883 | 0.93142 | 0.56061 | 0.8701 | 0.79115 | 0.70835 | 0.69533 | 0.77957 | 0.89159 | 0.56731 | 0.52233 | 0.82073 | 0.7953 | 0
Sep | 7 | 8 | Weekday | Thursday | 0.6529 | 0.72055 | 0.78485 | 0.64963 | 0.0044583 | 0.64963 | 0.64963 | 0.83782 | 0.64963 | 0.6529 | 0.6529 | 0.68434 | 0.99631 | 0.77413 | 0.96461 | 0.89455 | 0.55673 | 0.97597 | 0.83737 | 0.72094 | 0.77464 | 0.77118 | 0.92579 | 0.83782 | 0.80211 | 0.94385 | 0.96385 | 0.72278 | 0.99403 | 0.7632 | 0.96409 | 0.89507 | 0.52155 | 0.95336 | 0.82858 | 0.71854 | 0.76539 | 0.75781 | 0.92553 | 0.83609 | 0.79755 | 0.9205 | 0.96385 | 0
Sep | 7 | 9 | Weekday | Thursday | 0.73647 | 0.77034 | 0.80214 | 0.66476 | 0.0044583 | 0.66476 | 0.66476 | 0.90478 | 0.66476 | 0.73647 | 0.73647 | 0.87837 | 1 | 0.65989 | 0.93849 | 0.90308 | 0.51859 | 0.98632 | 0.89025 | 0.89226 | 0.83299 | 0.60632 | 0.94997 | 0.90478 | 0.87166 | 0.92256 | 0.96751 | 0.89808 | 1 | 0.66067 | 0.93824 | 0.90384 | 0.48786 | 0.97085 | 0.88575 | 0.90099 | 0.82828 | 0.58935 | 0.94993 | 0.90474 | 0.87134 | 0.91164 | 0.96751 | 0
Sep | 7 | 10 | Weekday | Thursday | 0.80697 | 0.81669 | 0.81696 | 0.69668 | 0.0044583 | 0.69668 | 0.69668 | 0.94211 | 0.69668 | 0.80697 | 0.80697 | 0.92194 | 0.99867 | 0.63662 | 0.95921 | 0.94457 | 0.53369 | 0.99689 | 0.94451 | 0.9574 | 0.88663 | 0.61367 | 0.96858 | 0.94211 | 0.91243 | 1 | 0.97216 | 0.95382 | 0.99963 | 0.66315 | 0.95868 | 0.94492 | 0.51753 | 0.98588 | 0.94017 | 0.96528 | 0.885 | 0.60036 | 0.96788 | 0.94211 | 0.91243 | 1 | 0.97216 | 0
Sep | 7 | 11 | Weekday | Thursday | 0.84157 | 0.85886 | 0.82483 | 0.7142 | 0.0044583 | 0.7142 | 0.7142 | 0.96399 | 0.7142 | 0.84157 | 0.84157 | 0.94025 | 0.96743 | 0.63226 | 0.94681 | 0.95949 | 0.54569 | 0.95982 | 0.98518 | 0.95917 | 0.94377 | 0.62416 | 0.93151 | 0.96399 | 0.94193 | 0.96341 | 0.88734 | 0.98559 | 0.9689 | 0.66147 | 0.9456 | 0.95941 | 0.53756 | 0.94878 | 0.98023 | 0.97077 | 0.94288 | 0.61672 | 0.93005 | 0.96399 | 0.94193 | 0.96977 | 0.88734 | 0
Sep | 7 | 12 | Weekday | Thursday | 0.84072 | 0.88021 | 0.82677 | 0.74309 | 0.0044583 | 0.74309 | 0.74309 | 0.98017 | 0.74309 | 0.84072 | 0.84072 | 0.77766 | 0.98278 | 0.61338 | 0.9861 | 1 | 0.55235 | 0.99893 | 0.98961 | 0.95275 | 0.98455 | 0.63574 | 0.99397 | 0.98017 | 0.96894 | 0.96277 | 0.98754 | 0.81879 | 0.98619 | 0.63952 | 0.98533 | 1 | 0.55006 | 0.99557 | 0.98276 | 0.96721 | 0.98401 | 0.62803 | 0.99308 | 0.98017 | 0.96894 | 0.97182 | 0.98754 | 0
Sep | 7 | 13 | Weekday | Thursday | 0.82615 | 0.89425 | 0.83285 | 0.76409 | 0.0044583 | 0.76409 | 0.76409 | 0.9903 | 0.76409 | 0.82615 | 0.82615 | 0.71672 | 0.9799 | 0.61242 | 0.98222 | 0.96935 | 0.55424 | 1 | 1 | 0.76415 | 0.99371 | 0.64169 | 0.9975 | 0.9903 | 0.98727 | 0.94193 | 0.99576 | 0.79064 | 0.98529 | 0.63993 | 0.98278 | 0.97063 | 0.55743 | 1 | 1 | 0.77442 | 0.99409 | 0.63172 | 0.99872 | 0.9903 | 0.98727 | 0.95195 | 0.99576 | 0
Sep | 7 | 14 | Weekday | Thursday | 0.8179 | 0.90322 | 0.82663 | 0.77973 | 0.0044583 | 0.77973 | 0.77973 | 1 | 0.77973 | 0.8179 | 0.8179 | 0.74098 | 0.97956 | 0.61407 | 0.96864 | 0.96711 | 0.59163 | 0.96346 | 0.99862 | 0.75271 | 1 | 0.63682 | 1 | 1 | 1 | 0.92854 | 1 | 0.77544 | 0.98658 | 0.64048 | 0.96912 | 0.96858 | 0.59228 | 0.97806 | 0.99735 | 0.76224 | 1 | 0.62703 | 1 | 1 | 1 | 0.93878 | 1 | 0
Sep | 7 | 15 | Weekday | Thursday | 0.78845 | 0.90568 | 0.81188 | 0.809 | 0.0044583 | 0.809 | 0.809 | 0.99463 | 0.809 | 0.78845 | 0.78845 | 0.93689 | 0.98285 | 0.65041 | 1 | 0.98408 | 0.75413 | 0.95933 | 0.9223 | 0.74849 | 0.97957 | 0.62972 | 0.99474 | 0.99463 | 0.98595 | 0.9266 | 0.99787 | 0.94606 | 0.99086 | 0.70604 | 1 | 0.98472 | 0.7598 | 0.97127 | 0.93521 | 0.75759 | 0.9794 | 0.65948 | 0.99469 | 0.99463 | 0.98595 | 0.93618 | 0.99787 | 0
Sep | 7 | 16 | Weekday | Thursday | 0.75565 | 0.88166 | 0.79722 | 0.88278 | 0.0044583 | 0.88278 | 0.88278 | 0.97694 | 0.88278 | 0.75565 | 0.75565 | 0.958 | 0.98375 | 0.74294 | 0.9243 | 0.89125 | 0.88913 | 0.93955 | 0.68259 | 0.92765 | 0.853 | 0.73541 | 0.63701 | 0.97694 | 0.95649 | 0.91805 | 0.28921 | 0.96158 | 0.99265 | 0.78134 | 0.92509 | 0.89287 | 0.88885 | 0.94953 | 0.69174 | 0.93794 | 0.85165 | 0.76528 | 0.63661 | 0.97694 | 0.95649 | 0.92543 | 0.28921 | 0
Sep | 7 | 17 | Weekday | Thursday | 0.72394 | 0.83789 | 0.7804 | 0.94515 | 0.50223 | 0.94515 | 0.94515 | 0.77502 | 0.94515 | 0.72394 | 0.72394 | 1 | 0.82802 | 0.91449 | 0.79863 | 0.62367 | 0.96663 | 0.61849 | 0.66665 | 0.95118 | 0.79252 | 0.82526 | 0.53184 | 0.77502 | 0.75394 | 0.91655 | 0.12814 | 1 | 0.82463 | 0.90594 | 0.7989 | 0.62444 | 0.96058 | 0.60244 | 0.67125 | 0.95306 | 0.78958 | 0.84911 | 0.52882 | 0.77502 | 0.75394 | 0.91878 | 0.12814 | 0
Sep | 7 | 18 | Weekday | Thursday | 0.70464 | 0.79953 | 0.75845 | 0.94196 | 1 | 0.94196 | 0.94196 | 0.79878 | 0.94196 | 0.70464 | 0.70464 | 0.83854 | 0.83843 | 0.91288 | 0.7964 | 0.66824 | 1 | 0.65588 | 0.67319 | 1 | 0.75365 | 0.88536 | 0.62908 | 0.79878 | 0.82355 | 0.89885 | 0.22167 | 0.8703 | 0.832 | 0.94686 | 0.79624 | 0.66963 | 1 | 0.63598 | 0.67492 | 1 | 0.7552 | 0.91929 | 0.62809 | 0.79878 | 0.82355 | 0.89467 | 0.22167 | 0
Sep | 7 | 19 | Weekday | Thursday | 0.71596 | 0.79564 | 0.74269 | 0.94969 | 1 | 0.94969 | 0.94969 | 0.72434 | 0.94969 | 0.71596 | 0.71596 | 0.81531 | 0.76471 | 0.95744 | 0.69274 | 0.55818 | 0.96815 | 0.58053 | 0.64996 | 0.81553 | 0.71118 | 0.95898 | 0.58174 | 0.72434 | 0.74641 | 0.81425 | 0.22372 | 0.85142 | 0.74342 | 1 | 0.68943 | 0.55898 | 0.972 | 0.53594 | 0.65088 | 0.81537 | 0.7105 | 1 | 0.58051 | 0.72434 | 0.74639 | 0.80191 | 0.22372 | 0
Sep | 7 | 20 | Weekday | Thursday | 0.70072 | 0.75111 | 0.71995 | 0.91047 | 1 | 0.91047 | 0.91047 | 0.34159 | 0.91047 | 0.70072 | 0.70072 | 0.7635 | 0.7439 | 0.96324 | 0.66325 | 0.54641 | 0.8268 | 0.39691 | 0.25512 | 0.80974 | 0.12376 | 0.92105 | 0.57448 | 0.34159 | 0.4006 | 0.58678 | 0.22372 | 0.82056 | 0.71884 | 0.94498 | 0.65776 | 0.54769 | 0.83256 | 0.37412 | 0.25269 | 0.80525 | 0.12248 | 0.9466 | 0.57309 | 0.34158 | 0.39952 | 0.58284 | 0.22372 | 0
Sep | 7 | 21 | Weekday | Thursday | 0.64228 | 0.68251 | 0.69351 | 0.8342 | 1 | 0.8342 | 0.8342 | 0.19 | 0.8342 | 0.64228 | 0.64228 | 0.70908 | 0.70889 | 0.80448 | 0.23572 | 0.28559 | 0.65266 | 0.38523 | 0.25203 | 0.79445 | 0.12128 | 0.67836 | 0.35945 | 0.19 | 0.25847 | 0.38499 | 0.22372 | 0.8013 | 0.67672 | 0.79837 | 0.23602 | 0.28618 | 0.65252 | 0.33966 | 0.25233 | 0.79526 | 0.12066 | 0.69324 | 0.35569 | 0.19 | 0.25847 | 0.38923 | 0.22372 | 0
Sep | 7 | 22 | Weekday | Thursday | 0.62503 | 0.65191 | 0.66338 | 0.72234 | 1 | 0.72234 | 0.72234 | 0.19 | 0.72234 | 0.62503 | 0.62503 | 0.66437 | 0.71132 | 0.61477 | 0.20297 | 0.26816 | 0.4897 | 0.33199 | 0.2542 | 0.81722 | 0.11928 | 0.4611 | 0.33898 | 0.19 | 0.25847 | 0.4865 | 0.22372 | 0.80442 | 0.6782 | 0.63695 | 0.20314 | 0.26847 | 0.49875 | 0.298 | 0.2556 | 0.82837 | 0.11951 | 0.47748 | 0.33711 | 0.19 | 0.25847 | 0.49202 | 0.22372 | 0
Sep | 7 | 23 | Weekday | Thursday | 0.5794 | 0.646 | 0.63715 | 0.62271 | 1 | 0.62271 | 0.62271 | 0.19174 | 0.62271 | 0.5794 | 0.5794 | 0.40275 | 0.70023 | 0.43402 | 0.18815 | 0.2609 | 0.3751 | 0.40636 | 0.24874 | 0.48243 | 0.11684 | 0.40552 | 0.33244 | 0.19174 | 0.25994 | 0.40388 | 0.22372 | 0.45906 | 0.66319 | 0.44525 | 0.18832 | 0.26138 | 0.3943 | 0.34971 | 0.25233 | 0.47122 | 0.11685 | 0.4163 | 0.32968 | 0.19174 | 0.25994 | 0.40855 | 0.22372 | 0
Sep | 8 | 24 | Weekday | Friday | 0.55569 | 0.62732 | 0.62273 | 0.56024 | 1 | 0.56024 | 0.56024 | 0.19 | 0.56024 | 0.55569 | 0.55569 | 0.23802 | 0.69974 | 0.3667 | 0.19465 | 0.26846 | 0.3483 | 0.31816 | 0.2506 | 0.31765 | 0.11664 | 0.37907 | 0.34022 | 0.19 | 0.25847 | 0.37125 | 0.22372 | 0.30281 | 0.66251 | 0.38089 | 0.1948 | 0.26847 | 0.36905 | 0.2842 | 0.25229 | 0.32832 | 0.11684 | 0.38776 | 0.33711 | 0.19 | 0.25847 | 0.37533 | 0.22372 | 0
Sep | 8 | 1 | Weekday | Friday | 0.55042 | 0.59292 | 0.61319 | 0.52456 | 1 | 0.52456 | 0.52456 | 0.19 | 0.52456 | 0.55042 | 0.55042 | 0.23826 | 0.70077 | 0.38096 | 0.19463 | 0.26795 | 0.33226 | 0.40585 | 0.24882 | 0.31838 | 0.11633 | 0.34982 | 0.34063 | 0.19 | 0.25847 | 0.36619 | 0.22372 | 0.3033 | 0.66194 | 0.39635 | 0.1948 | 0.26847 | 0.35448 | 0.34518 | 0.25223 | 0.32909 | 0.11682 | 0.35892 | 0.33711 | 0.19 | 0.25847 | 0.37015 | 0.22372 | 0
Sep | 8 | 2 | Weekday | Friday | 0.54486 | 0.5811 | 0.60752 | 0.4996 | 1 | 0.4996 | 0.4996 | 0.19 | 0.4996 | 0.54486 | 0.54486 | 0.23848 | 0.70018 | 0.38412 | 0.19463 | 0.26805 | 0.32346 | 0.31285 | 0.25015 | 0.3188 | 0.11629 | 0.34879 | 0.33898 | 0.19 | 0.25847 | 0.36109 | 0.22372 | 0.30344 | 0.66106 | 0.39878 | 0.1948 | 0.26847 | 0.345 | 0.27969 | 0.25218 | 0.32927 | 0.1168 | 0.35176 | 0.33711 | 0.19 | 0.25847 | 0.36535 | 0.22372 | 0
Sep | 8 | 3 | Weekday | Friday | 0.53696 | 0.58077 | 0.60742 | 0.47728 | 1 | 0.47728 | 0.47728 | 0.19 | 0.47728 | 0.53696 | 0.53696 | 0.24437 | 0.75511 | 0.39983 | 0.20291 | 0.26826 | 0.36413 | 0.53162 | 0.25209 | 0.33124 | 0.11799 | 0.35685 | 0.34022 | 0.19 | 0.25847 | 0.40619 | 0.22372 | 0.31161 | 0.72282 | 0.40001 | 0.20314 | 0.26847 | 0.38583 | 0.46405 | 0.25504 | 0.34274 | 0.11806 | 0.36142 | 0.33711 | 0.19 | 0.25847 | 0.41068 | 0.22372 | 0
Sep | 8 | 4 | Weekday | Friday | 0.53953 | 0.58316 | 0.61984 | 0.46167 | 1 | 0.46167 | 0.46167 | 0.19 | 0.46167 | 0.53953 | 0.53953 | 0.44184 | 0.79393 | 0.49669 | 0.23602 | 0.28589 | 0.47455 | 0.61476 | 0.25218 | 0.49722 | 0.1178 | 0.42989 | 0.35986 | 0.19 | 0.25847 | 0.40158 | 0.22372 | 0.46615 | 0.72523 | 0.46784 | 0.23602 | 0.28618 | 0.48376 | 0.49562 | 0.25461 | 0.47563 | 0.11787 | 0.43052 | 0.35569 | 0.19 | 0.25847 | 0.40612 | 0.22372 | 0
Sep | 8 | 5 | Weekday | Friday | 0.52766 | 0.60553 | 0.65995 | 0.52419 | 1 | 0.52419 | 0.52419 | 0.37049 | 0.52419 | 0.52766 | 0.52766 | 0.67307 | 0.89714 | 0.7875 | 0.49062 | 0.36789 | 0.57993 | 0.74082 | 0.33864 | 0.89809 | 0.40984 | 0.6866 | 0.42506 | 0.37049 | 0.39998 | 0.61828 | 0.29876 | 0.73212 | 0.87089 | 0.73391 | 0.47989 | 0.36857 | 0.53713 | 0.67622 | 0.30128 | 0.90262 | 0.35516 | 0.69159 | 0.42377 | 0.30035 | 0.27911 | 0.55171 | 0.29395 | 0
Sep | 8 | 6 | Weekday | Friday | 0.54748 | 0.63712 | 0.71869 | 0.59078 | 0.0044583 | 0.59078 | 0.59078 | 0.40231 | 0.59078 | 0.54748 | 0.54748 | 0.80774 | 0.95885 | 0.99055 | 0.56878 | 0.47102 | 0.61147 | 0.86098 | 0.57523 | 0.88041 | 0.56667 | 0.86468 | 0.43296 | 0.40231 | 0.39098 | 0.66249 | 0.5274 | 0.85197 | 0.94474 | 0.90722 | 0.55958 | 0.47127 | 0.56581 | 0.81277 | 0.55857 | 0.87072 | 0.52198 | 0.87218 | 0.42393 | 0.35579 | 0.30591 | 0.58068 | 0.52576 | 0
Sep | 8 | 7 | Weekday | Friday | 0.59277 | 0.67929 | 0.75952 | 0.60689 | 0.0044583 | 0.60689 | 0.60689 | 0.58327 | 0.60689 | 0.59277 | 0.59277 | 0.83578 | 0.98076 | 0.87113 | 0.95045 | 0.92992 | 0.60321 | 0.90901 | 0.79652 | 0.71871 | 0.71202 | 0.79519 | 0.89143 | 0.58327 | 0.56115 | 0.87447 | 0.79558 | 0.86271 | 0.97337 | 0.82295 | 0.94883 | 0.93142 | 0.56061 | 0.8701 | 0.79115 | 0.70835 | 0.69533 | 0.77957 | 0.89159 | 0.56731 | 0.52233 | 0.82073 | 0.7953 | 0
Sep | 8 | 8 | Weekday | Friday | 0.6529 | 0.72055 | 0.78485 | 0.64963 | 0.0044583 | 0.64963 | 0.64963 | 0.83782 | 0.64963 | 0.6529 | 0.6529 | 0.68434 | 0.99631 | 0.77413 | 0.96461 | 0.89455 | 0.55673 | 0.97597 | 0.83737 | 0.72094 | 0.77464 | 0.77118 | 0.92579 | 0.83782 | 0.80211 | 0.94385 | 0.96385 | 0.72278 | 0.99403 | 0.7632 | 0.96409 | 0.89507 | 0.52155 | 0.95336 | 0.82858 | 0.71854 | 0.76539 | 0.75781 | 0.92553 | 0.83609 | 0.79755 | 0.9205 | 0.96385 | 0
Sep | 8 | 9 | Weekday | Friday | 0.73647 | 0.77034 | 0.80214 | 0.66476 | 0.0044583 | 0.66476 | 0.66476 | 0.90478 | 0.66476 | 0.73647 | 0.73647 | 0.87837 | 1 | 0.65989 | 0.93849 | 0.90308 | 0.51859 | 0.98632 | 0.89025 | 0.89226 | 0.83299 | 0.60632 | 0.94997 | 0.90478 | 0.87166 | 0.92256 | 0.96751 | 0.89808 | 1 | 0.66067 | 0.93824 | 0.90384 | 0.48786 | 0.97085 | 0.88575 | 0.90099 | 0.82828 | 0.58935 | 0.94993 | 0.90474 | 0.87134 | 0.91164 | 0.96751 | 0
Sep | 8 | 10 | Weekday | Friday | 0.80697 | 0.81669 | 0.81696 | 0.69668 | 0.0044583 | 0.69668 | 0.69668 | 0.94211 | 0.69668 | 0.80697 | 0.80697 | 0.92194 | 0.99867 | 0.63662 | 0.95921 | 0.94457 | 0.53369 | 0.99689 | 0.94451 | 0.9574 | 0.88663 | 0.61367 | 0.96858 | 0.94211 | 0.91243 | 1 | 0.97216 | 0.95382 | 0.99963 | 0.66315 | 0.95868 | 0.94492 | 0.51753 | 0.98588 | 0.94017 | 0.96528 | 0.885 | 0.60036 | 0.96788 | 0.94211 | 0.91243 | 1 | 0.97216 | 0
Sep | 8 | 11 | Weekday | Friday | 0.84157 | 0.85886 | 0.82483 | 0.7142 | 0.0044583 | 0.7142 | 0.7142 | 0.96399 | 0.7142 | 0.84157 | 0.84157 | 0.94025 | 0.96743 | 0.63226 | 0.94681 | 0.95949 | 0.54569 | 0.95982 | 0.98518 | 0.95917 | 0.94377 | 0.62416 | 0.93151 | 0.96399 | 0.94193 | 0.96341 | 0.88734 | 0.98559 | 0.9689 | 0.66147 | 0.9456 | 0.95941 | 0.53756 | 0.94878 | 0.98023 | 0.97077 | 0.94288 | 0.61672 | 0.93005 | 0.96399 | 0.94193 | 0.96977 | 0.88734 | 0
Sep | 8 | 12 | Weekday | Friday | 0.84072 | 0.88021 | 0.82677 | 0.74309 | 0.0044583 | 0.74309 | 0.74309 | 0.98017 | 0.74309 | 0.84072 | 0.84072 | 0.77766 | 0.98278 | 0.61338 | 0.9861 | 1 | 0.55235 | 0.99893 | 0.98961 | 0.95275 | 0.98455 | 0.63574 | 0.99397 | 0.98017 | 0.96894 | 0.96277 | 0.98754 | 0.81879 | 0.98619 | 0.63952 | 0.98533 | 1 | 0.55006 | 0.99557 | 0.98276 | 0.96721 | 0.98401 | 0.62803 | 0.99308 | 0.98017 | 0.96894 | 0.97182 | 0.98754 | 0
Sep | 8 | 13 | Weekday | Friday | 0.82615 | 0.89425 | 0.83285 | 0.76409 | 0.0044583 | 0.76409 | 0.76409 | 0.9903 | 0.76409 | 0.82615 | 0.82615 | 0.71672 | 0.9799 | 0.61242 | 0.98222 | 0.96935 | 0.55424 | 1 | 1 | 0.76415 | 0.99371 | 0.64169 | 0.9975 | 0.9903 | 0.98727 | 0.94193 | 0.99576 | 0.79064 | 0.98529 | 0.63993 | 0.98278 | 0.97063 | 0.55743 | 1 | 1 | 0.77442 | 0.99409 | 0.63172 | 0.99872 | 0.9903 | 0.98727 | 0.95195 | 0.99576 | 0
Sep | 8 | 14 | Weekday | Friday | 0.8179 | 0.90322 | 0.82663 | 0.77973 | 0.0044583 | 0.77973 | 0.77973 | 1 | 0.77973 | 0.8179 | 0.8179 | 0.74098 | 0.97956 | 0.61407 | 0.96864 | 0.96711 | 0.59163 | 0.96346 | 0.99862 | 0.75271 | 1 | 0.63682 | 1 | 1 | 1 | 0.92854 | 1 | 0.77544 | 0.98658 | 0.64048 | 0.96912 | 0.96858 | 0.59228 | 0.97806 | 0.99735 | 0.76224 | 1 | 0.62703 | 1 | 1 | 1 | 0.93878 | 1 | 0
Sep | 8 | 15 | Weekday | Friday | 0.78845 | 0.90568 | 0.81188 | 0.809 | 0.0044583 | 0.809 | 0.809 | 0.99463 | 0.809 | 0.78845 | 0.78845 | 0.93689 | 0.98285 | 0.65041 | 1 | 0.98408 | 0.75413 | 0.95933 | 0.9223 | 0.74849 | 0.97957 | 0.62972 | 0.99474 | 0.99463 | 0.98595 | 0.9266 | 0.99787 | 0.94606 | 0.99086 | 0.70604 | 1 | 0.98472 | 0.7598 | 0.97127 | 0.93521 | 0.75759 | 0.9794 | 0.65948 | 0.99469 | 0.99463 | 0.98595 | 0.93618 | 0.99787 | 0
Sep | 8 | 16 | Weekday | Friday | 0.75565 | 0.88166 | 0.79722 | 0.88278 | 0.0044583 | 0.88278 | 0.88278 | 0.97694 | 0.88278 | 0.75565 | 0.75565 | 0.958 | 0.98375 | 0.74294 | 0.9243 | 0.89125 | 0.88913 | 0.93955 | 0.68259 | 0.92765 | 0.853 | 0.73541 | 0.63701 | 0.97694 | 0.95649 | 0.91805 | 0.28921 | 0.96158 | 0.99265 | 0.78134 | 0.92509 | 0.89287 | 0.88885 | 0.94953 | 0.69174 | 0.93794 | 0.85165 | 0.76528 | 0.63661 | 0.97694 | 0.95649 | 0.92543 | 0.28921 | 0
Sep | 8 | 17 | Weekday | Friday | 0.72394 | 0.83789 | 0.7804 | 0.94515 | 0.50223 | 0.94515 | 0.94515 | 0.77502 | 0.94515 | 0.72394 | 0.72394 | 1 | 0.82802 | 0.91449 | 0.79863 | 0.62367 | 0.96663 | 0.61849 | 0.66665 | 0.95118 | 0.79252 | 0.82526 | 0.53184 | 0.77502 | 0.75394 | 0.91655 | 0.12814 | 1 | 0.82463 | 0.90594 | 0.7989 | 0.62444 | 0.96058 | 0.60244 | 0.67125 | 0.95306 | 0.78958 | 0.84911 | 0.52882 | 0.77502 | 0.75394 | 0.91878 | 0.12814 | 0
Sep | 8 | 18 | Weekday | Friday | 0.70464 | 0.79953 | 0.75845 | 0.94196 | 1 | 0.94196 | 0.94196 | 0.79878 | 0.94196 | 0.70464 | 0.70464 | 0.83854 | 0.83843 | 0.91288 | 0.7964 | 0.66824 | 1 | 0.65588 | 0.67319 | 1 | 0.75365 | 0.88536 | 0.62908 | 0.79878 | 0.82355 | 0.89885 | 0.22167 | 0.8703 | 0.832 | 0.94686 | 0.79624 | 0.66963 | 1 | 0.63598 | 0.67492 | 1 | 0.7552 | 0.91929 | 0.62809 | 0.79878 | 0.82355 | 0.89467 | 0.22167 | 0
Sep | 8 | 19 | Weekday | Friday | 0.71596 | 0.79564 | 0.74269 | 0.94969 | 1 | 0.94969 | 0.94969 | 0.72434 | 0.94969 | 0.71596 | 0.71596 | 0.81531 | 0.76471 | 0.95744 | 0.69274 | 0.55818 | 0.96815 | 0.58053 | 0.64996 | 0.81553 | 0.71118 | 0.95898 | 0.58174 | 0.72434 | 0.74641 | 0.81425 | 0.22372 | 0.85142 | 0.74342 | 1 | 0.68943 | 0.55898 | 0.972 | 0.53594 | 0.65088 | 0.81537 | 0.7105 | 1 | 0.58051 | 0.72434 | 0.74639 | 0.80191 | 0.22372 | 0
Sep | 8 | 20 | Weekday | Friday | 0.70072 | 0.75111 | 0.71995 | 0.91047 | 1 | 0.91047 | 0.91047 | 0.34159 | 0.91047 | 0.70072 | 0.70072 | 0.7635 | 0.7439 | 0.96324 | 0.66325 | 0.54641 | 0.8268 | 0.39691 | 0.25512 | 0.80974 | 0.12376 | 0.92105 | 0.57448 | 0.34159 | 0.4006 | 0.58678 | 0.22372 | 0.82056 | 0.71884 | 0.94498 | 0.65776 | 0.54769 | 0.83256 | 0.37412 | 0.25269 | 0.80525 | 0.12248 | 0.9466 | 0.57309 | 0.34158 | 0.39952 | 0.58284 | 0.22372 | 0
Sep | 8 | 21 | Weekday | Friday | 0.64228 | 0.68251 | 0.69351 | 0.8342 | 1 | 0.8342 | 0.8342 | 0.19 | 0.8342 | 0.64228 | 0.64228 | 0.70908 | 0.70889 | 0.80448 | 0.23572 | 0.28559 | 0.65266 | 0.38523 | 0.25203 | 0.79445 | 0.12128 | 0.67836 | 0.35945 | 0.19 | 0.25847 | 0.38499 | 0.22372 | 0.8013 | 0.67672 | 0.79837 | 0.23602 | 0.28618 | 0.65252 | 0.33966 | 0.25233 | 0.79526 | 0.12066 | 0.69324 | 0.35569 | 0.19 | 0.25847 | 0.38923 | 0.22372 | 0
Sep | 8 | 22 | Weekday | Friday | 0.62503 | 0.65191 | 0.66338 | 0.72234 | 1 | 0.72234 | 0.72234 | 0.19 | 0.72234 | 0.62503 | 0.62503 | 0.66437 | 0.71132 | 0.61477 | 0.20297 | 0.26816 | 0.4897 | 0.33199 | 0.2542 | 0.81722 | 0.11928 | 0.4611 | 0.33898 | 0.19 | 0.25847 | 0.4865 | 0.22372 | 0.80442 | 0.6782 | 0.63695 | 0.20314 | 0.26847 | 0.49875 | 0.298 | 0.2556 | 0.82837 | 0.11951 | 0.47748 | 0.33711 | 0.19 | 0.25847 | 0.49202 | 0.22372 | 0
Sep | 8 | 23 | Weekday | Friday | 0.5794 | 0.646 | 0.63715 | 0.62271 | 1 | 0.62271 | 0.62271 | 0.18303 | 0.62271 | 0.5794 | 0.5794 | 0.41186 | 0.70431 | 0.4162 | 0.18121 | 0.25279 | 0.36737 | 0.3555 | 0.24734 | 0.48698 | 0.11619 | 0.40909 | 0.32391 | 0.18303 | 0.25257 | 0.40036 | 0.22372 | 0.45884 | 0.66861 | 0.42256 | 0.1813 | 0.2537 | 0.38601 | 0.30681 | 0.25015 | 0.47034 | 0.11598 | 0.41368 | 0.32163 | 0.18303 | 0.25257 | 0.40484 | 0.22372 | 0
Sep | 9 | 24 | Weekend | Saturday | 0.56334 | 0.64627 | 0.68467 | 0.60114 | 1 | 0.60114 | 0.60114 | 0.18608 | 0.60114 | 0.56334 | 0.56334 | 0.23786 | 0.70113 | 0.38974 | 0.16217 | 0.23339 | 0.34487 | 0.319 | 0.2505 | 0.31745 | 0.11711 | 0.40519 | 0.30339 | 0.18608 | 0.25515 | 0.36399 | 0.22372 | 0.3027 | 0.66473 | 0.40603 | 0.1624 | 0.23303 | 0.36537 | 0.28062 | 0.25378 | 0.32803 | 0.11744 | 0.41194 | 0.29995 | 0.18608 | 0.25515 | 0.36815 | 0.22372 | 0
Sep | 9 | 1 | Weekend | Saturday | 0.56122 | 0.61244 | 0.67051 | 0.56583 | 1 | 0.56583 | 0.56583 | 0.18608 | 0.56583 | 0.56122 | 0.56122 | 0.23831 | 0.7023 | 0.39351 | 0.16231 | 0.23245 | 0.33164 | 0.36339 | 0.25088 | 0.31897 | 0.11657 | 0.34796 | 0.30339 | 0.18608 | 0.25515 | 0.36116 | 0.22372 | 0.30331 | 0.66454 | 0.41026 | 0.1624 | 0.23303 | 0.35381 | 0.3136 | 0.25375 | 0.32901 | 0.11744 | 0.35891 | 0.29995 | 0.18608 | 0.25515 | 0.36504 | 0.22372 | 0
Sep | 9 | 2 | Weekend | Saturday | 0.55806 | 0.60294 | 0.66149 | 0.53882 | 1 | 0.53882 | 0.53882 | 0.18608 | 0.53882 | 0.55806 | 0.55806 | 0.23791 | 0.70312 | 0.35942 | 0.16227 | 0.23339 | 0.324 | 0.37325 | 0.25004 | 0.3175 | 0.11709 | 0.35027 | 0.30339 | 0.18608 | 0.25515 | 0.35763 | 0.22372 | 0.30351 | 0.66514 | 0.36964 | 0.1624 | 0.23303 | 0.34561 | 0.32144 | 0.25372 | 0.32929 | 0.11742 | 0.35195 | 0.29995 | 0.18608 | 0.25515 | 0.36159 | 0.22372 | 0
Sep | 9 | 3 | Weekend | Saturday | 0.55087 | 0.60382 | 0.66064 | 0.51296 | 1 | 0.51296 | 0.51296 | 0.18608 | 0.51296 | 0.55087 | 0.55087 | 0.24137 | 0.71307 | 0.40805 | 0.17068 | 0.23268 | 0.36454 | 0.42643 | 0.25146 | 0.32492 | 0.11728 | 0.3528 | 0.30339 | 0.18608 | 0.25515 | 0.37777 | 0.22372 | 0.30674 | 0.67645 | 0.40907 | 0.17074 | 0.23303 | 0.38642 | 0.36712 | 0.25475 | 0.3346 | 0.11788 | 0.36094 | 0.29995 | 0.18608 | 0.25515 | 0.38209 | 0.22372 | 0
Sep | 9 | 4 | Weekend | Saturday | 0.55607 | 0.61348 | 0.67874 | 0.50517 | 1 | 0.50517 | 0.50517 | 0.18608 | 0.50517 | 0.55607 | 0.55607 | 0.44847 | 0.70329 | 0.42971 | 0.18746 | 0.23268 | 0.47515 | 0.47168 | 0.25214 | 0.49167 | 0.11696 | 0.39769 | 0.30339 | 0.18608 | 0.25515 | 0.37164 | 0.22372 | 0.46125 | 0.66665 | 0.41555 | 0.18743 | 0.23303 | 0.48473 | 0.39257 | 0.25462 | 0.46741 | 0.11782 | 0.39614 | 0.29995 | 0.18608 | 0.25515 | 0.37565 | 0.22372 | 0
Sep | 9 | 5 | Weekend | Saturday | 0.54771 | 0.65121 | 0.73973 | 0.59066 | 1 | 0.59066 | 0.59066 | 0.20487 | 0.59066 | 0.54771 | 0.54771 | 0.67776 | 0.72719 | 0.63187 | 0.3345 | 0.28925 | 0.57576 | 0.52927 | 0.22637 | 0.89196 | 0.10689 | 0.53606 | 0.332 | 0.20487 | 0.23666 | 0.55322 | 0.14219 | 0.72282 | 0.70367 | 0.62119 | 0.32664 | 0.28916 | 0.53333 | 0.45978 | 0.23002 | 0.89185 | 0.1066 | 0.54334 | 0.3295 | 0.17077 | 0.17983 | 0.47432 | 0.14219 | 0
Sep | 9 | 6 | Weekend | Saturday | 0.58588 | 0.70079 | 0.83175 | 0.6864 | 0.0044583 | 0.6864 | 0.6864 | 0.18687 | 0.6864 | 0.58588 | 0.58588 | 0.76617 | 0.78724 | 0.85517 | 0.35406 | 0.26409 | 0.60352 | 0.53825 | 0.21271 | 0.85514 | 0.099421 | 0.7019 | 0.26874 | 0.18687 | 0.1837 | 0.60937 | 0.18526 | 0.85097 | 0.75387 | 0.80656 | 0.34741 | 0.26458 | 0.55796 | 0.47675 | 0.2153 | 0.86904 | 0.099888 | 0.70699 | 0.26052 | 0.1627 | 0.14463 | 0.51453 | 0.18075 | 0
Sep | 9 | 7 | Weekend | Saturday | 0.66309 | 0.76519 | 0.90024 | 0.67497 | 0.0044583 | 0.67497 | 0.67497 | 0.43927 | 0.67497 | 0.66309 | 0.66309 | 0.79162 | 0.80839 | 1 | 0.47761 | 0.35926 | 0.55556 | 0.63641 | 0.21363 | 0.68906 | 0.09947 | 1 | 0.33727 | 0.43927 | 0.42523 | 0.76011 | 0.19002 | 0.85557 | 0.78477 | 0.90098 | 0.47452 | 0.35902 | 0.51 | 0.59325 | 0.21542 | 0.70192 | 0.099936 | 0.98132 | 0.33317 | 0.39948 | 0.35068 | 0.68524 | 0.18891 | 0
Sep | 9 | 8 | Weekend | Saturday | 0.74724 | 0.82093 | 0.9395 | 0.64725 | 0.0044583 | 0.64725 | 0.64725 | 0.50624 | 0.64725 | 0.74724 | 0.74724 | 0.66569 | 0.84399 | 0.83849 | 0.4919 | 0.37321 | 0.497 | 0.65436 | 0.21299 | 0.70235 | 0.099806 | 0.86241 | 0.34025 | 0.50624 | 0.47596 | 0.75576 | 0.2671 | 0.7049 | 0.82601 | 0.79194 | 0.4894 | 0.37398 | 0.45775 | 0.61889 | 0.21558 | 0.70698 | 0.10001 | 0.84966 | 0.33715 | 0.49074 | 0.44484 | 0.70149 | 0.2671 | 0
Sep | 9 | 9 | Weekend | Saturday | 0.85467 | 0.8711 | 0.96346 | 0.61353 | 0.0044583 | 0.61353 | 0.61353 | 0.65296 | 0.61353 | 0.85467 | 0.85467 | 0.86228 | 0.84447 | 0.70728 | 0.49422 | 0.37544 | 0.44745 | 0.66047 | 0.21423 | 0.87566 | 0.10334 | 0.62588 | 0.34582 | 0.65296 | 0.61685 | 0.83679 | 0.26771 | 0.86796 | 0.82967 | 0.68517 | 0.49256 | 0.37622 | 0.41161 | 0.62729 | 0.21561 | 0.88032 | 0.10003 | 0.60848 | 0.34276 | 0.65067 | 0.60988 | 0.80342 | 0.26771 | 0
Sep | 9 | 10 | Weekend | Saturday | 0.94823 | 0.91764 | 0.98432 | 0.63283 | 0.0044583 | 0.63283 | 0.63283 | 0.67058 | 0.63283 | 0.94823 | 0.94823 | 0.88693 | 0.84284 | 0.67044 | 0.4821 | 0.38743 | 0.44878 | 0.6586 | 0.21646 | 0.92597 | 0.12718 | 0.60818 | 0.34976 | 0.67058 | 0.63132 | 0.91406 | 0.26812 | 0.89931 | 0.82935 | 0.67282 | 0.4806 | 0.38685 | 0.42637 | 0.62934 | 0.2187 | 0.92907 | 0.12704 | 0.58838 | 0.34674 | 0.67053 | 0.63088 | 0.89536 | 0.26812 | 0
Sep | 9 | 11 | Weekend | Saturday | 0.99556 | 0.95641 | 0.99303 | 0.66037 | 0.0044583 | 0.66037 | 0.66037 | 0.78997 | 0.66037 | 0.99556 | 0.99556 | 0.88102 | 0.82836 | 0.6413 | 0.49949 | 0.38165 | 0.44364 | 0.65043 | 0.21422 | 0.90686 | 0.12912 | 0.60069 | 0.2785 | 0.78997 | 0.75454 | 0.90124 | 0.1813 | 0.89796 | 0.81499 | 0.67209 | 0.49819 | 0.38246 | 0.42796 | 0.62529 | 0.2156 | 0.91192 | 0.12846 | 0.59067 | 0.27287 | 0.78997 | 0.75454 | 0.89397 | 0.1813 | 0
Sep | 9 | 12 | Weekend | Saturday | 1 | 0.97578 | 0.99229 | 0.70031 | 0.0044583 | 0.70031 | 0.70031 | 0.8008 | 0.70031 | 1 | 1 | 0.72308 | 0.8201 | 0.61821 | 0.51372 | 0.37269 | 0.43792 | 0.67666 | 0.2128 | 0.8987 | 0.162 | 0.60625 | 0.27656 | 0.8008 | 0.77634 | 0.8924 | 0.18152 | 0.73491 | 0.80693 | 0.64321 | 0.5128 | 0.37227 | 0.42715 | 0.65178 | 0.21581 | 0.90581 | 0.16159 | 0.59661 | 0.27191 | 0.8008 | 0.77634 | 0.89137 | 0.18152 | 0
Sep | 9 | 13 | Weekend | Saturday | 0.99414 | 0.99172 | 1 | 0.7242 | 0.0044583 | 0.7242 | 0.7242 | 0.80536 | 0.7242 | 0.99414 | 0.99414 | 0.66871 | 0.81796 | 0.61794 | 0.42282 | 0.26445 | 0.43646 | 0.67319 | 0.21768 | 0.72009 | 0.18096 | 0.61281 | 0.27619 | 0.80536 | 0.78232 | 0.87111 | 0.18193 | 0.71846 | 0.80572 | 0.64318 | 0.42171 | 0.26448 | 0.43091 | 0.65223 | 0.21995 | 0.72555 | 0.18096 | 0.59851 | 0.27347 | 0.80536 | 0.78232 | 0.87269 | 0.18193 | 0
Sep | 9 | 14 | Weekend | Saturday | 0.98964 | 1 | 0.98657 | 0.75022 | 0.0044583 | 0.75022 | 0.75022 | 0.8077 | 0.75022 | 0.98964 | 0.98964 | 0.70322 | 0.78646 | 0.61842 | 0.4191 | 0.25957 | 0.47328 | 0.67076 | 0.22011 | 0.71742 | 0.19363 | 0.60219 | 0.27849 | 0.8077 | 0.78865 | 0.85821 | 0.18203 | 0.71545 | 0.77979 | 0.64443 | 0.41766 | 0.25862 | 0.46514 | 0.64645 | 0.22283 | 0.72158 | 0.19372 | 0.59386 | 0.27289 | 0.8077 | 0.78865 | 0.86006 | 0.18203 | 0
Sep | 9 | 15 | Weekend | Saturday | 0.94706 | 0.99559 | 0.95784 | 0.79362 | 0.0044583 | 0.79362 | 0.79362 | 0.80414 | 0.79362 | 0.94706 | 0.94706 | 0.88919 | 0.78457 | 0.65568 | 0.45783 | 0.26808 | 0.63541 | 0.62566 | 0.22114 | 0.70826 | 0.17866 | 0.59906 | 0.27109 | 0.80414 | 0.78312 | 0.85625 | 0.094226 | 0.87716 | 0.77712 | 0.70992 | 0.45543 | 0.26835 | 0.63228 | 0.59818 | 0.22388 | 0.71326 | 0.17945 | 0.62297 | 0.26929 | 0.80414 | 0.78312 | 0.85753 | 0.094226 | 0
Sep | 9 | 16 | Weekend | Saturday | 0.87609 | 0.95729 | 0.92701 | 0.88656 | 0.0044583 | 0.88656 | 0.88656 | 0.68531 | 0.88656 | 0.87609 | 0.87609 | 0.89683 | 0.75941 | 0.7226 | 0.43534 | 0.23755 | 0.80844 | 0.56978 | 0.22202 | 0.87341 | 0.14936 | 0.6634 | 0.23469 | 0.68531 | 0.65201 | 0.81843 | 0.094226 | 0.87845 | 0.74916 | 0.77022 | 0.42996 | 0.23839 | 0.80224 | 0.53758 | 0.22437 | 0.88162 | 0.14993 | 0.69415 | 0.23062 | 0.68531 | 0.65201 | 0.81085 | 0.094226 | 0
Sep | 9 | 17 | Weekend | Saturday | 0.80692 | 0.90375 | 0.89487 | 0.9711 | 0.50223 | 0.9711 | 0.9711 | 0.53587 | 0.9711 | 0.80692 | 0.80692 | 0.93147 | 0.74565 | 0.86247 | 0.24949 | 0.1663 | 0.89589 | 0.4273 | 0.22607 | 0.90348 | 0.12506 | 0.8183 | 0.18538 | 0.53587 | 0.51057 | 0.81344 | 0.1278 | 0.90889 | 0.72682 | 0.91877 | 0.24982 | 0.16492 | 0.88467 | 0.39496 | 0.2289 | 0.90564 | 0.12599 | 0.85333 | 0.17892 | 0.53587 | 0.51057 | 0.78981 | 0.1278 | 0
Sep | 9 | 18 | Weekend | Saturday | 0.7768 | 0.86134 | 0.85624 | 0.97755 | 1 | 0.97755 | 0.97755 | 0.39966 | 0.97755 | 0.7768 | 0.7768 | 0.78816 | 0.75504 | 0.90755 | 0.2193 | 0.22819 | 0.93736 | 0.47192 | 0.25057 | 0.9671 | 0.11954 | 0.88588 | 0.29548 | 0.39966 | 0.45244 | 0.76273 | 0.21892 | 0.81069 | 0.73516 | 0.93964 | 0.2195 | 0.22923 | 0.93279 | 0.43512 | 0.25395 | 0.97069 | 0.12043 | 0.91783 | 0.2939 | 0.39966 | 0.45244 | 0.72681 | 0.21892 | 0
Sep | 9 | 19 | Weekend | Saturday | 0.77091 | 0.85552 | 0.83177 | 1 | 1 | 1 | 1 | 0.37549 | 1 | 0.77091 | 0.77091 | 0.77826 | 0.71627 | 0.93479 | 0.22059 | 0.23363 | 0.91782 | 0.42474 | 0.2521 | 0.79626 | 0.118 | 0.94178 | 0.30339 | 0.37549 | 0.42925 | 0.72723 | 0.22372 | 0.80615 | 0.68431 | 0.97248 | 0.22079 | 0.23303 | 0.91802 | 0.38459 | 0.25528 | 0.79699 | 0.11807 | 0.97962 | 0.29995 | 0.37549 | 0.42925 | 0.68402 | 0.22372 | 0
Sep | 9 | 20 | Weekend | Saturday | 0.73948 | 0.80259 | 0.80249 | 0.96951 | 1 | 0.96951 | 0.96951 | 0.22748 | 0.96951 | 0.73948 | 0.73948 | 0.7455 | 0.71688 | 0.90124 | 0.20414 | 0.23245 | 0.78533 | 0.37509 | 0.25134 | 0.79532 | 0.12321 | 0.92303 | 0.30435 | 0.22748 | 0.29691 | 0.57567 | 0.22372 | 0.79454 | 0.68442 | 0.93089 | 0.20411 | 0.23303 | 0.78807 | 0.33595 | 0.25463 | 0.79299 | 0.11781 | 0.95703 | 0.29995 | 0.22748 | 0.29691 | 0.55931 | 0.22372 | 0
Sep | 9 | 21 | Weekend | Saturday | 0.66743 | 0.71772 | 0.7683 | 0.88549 | 1 | 0.88549 | 0.88549 | 0.18608 | 0.88549 | 0.66743 | 0.66743 | 0.69278 | 0.71254 | 0.85452 | 0.18727 | 0.23316 | 0.62055 | 0.37117 | 0.25053 | 0.78301 | 0.11684 | 0.71746 | 0.30243 | 0.18608 | 0.25515 | 0.37961 | 0.22372 | 0.78528 | 0.67542 | 0.81238 | 0.18742 | 0.23303 | 0.61809 | 0.32131 | 0.2538 | 0.78643 | 0.11744 | 0.7298 | 0.29995 | 0.18608 | 0.25515 | 0.3836 | 0.22372 | 0
Sep | 9 | 22 | Weekend | Saturday | 0.64412 | 0.67711 | 0.72834 | 0.75843 | 1 | 0.75843 | 0.75843 | 0.18608 | 0.75843 | 0.64412 | 0.64412 | 0.65861 | 0.7111 | 0.65435 | 0.17063 | 0.23292 | 0.46458 | 0.35388 | 0.25358 | 0.81128 | 0.11767 | 0.4826 | 0.30339 | 0.18608 | 0.25515 | 0.48187 | 0.22372 | 0.79881 | 0.67342 | 0.65262 | 0.17074 | 0.23303 | 0.4718 | 0.30728 | 0.25691 | 0.82255 | 0.11828 | 0.49157 | 0.29995 | 0.18608 | 0.25515 | 0.48734 | 0.22372 | 0
Sep | 9 | 23 | Weekend | Saturday | 0.59463 | 0.66531 | 0.71393 | 0.65003 | 1 | 0.65003 | 0.65003 | 0.18303 | 0.65003 | 0.59463 | 0.59463 | 0.41186 | 0.70431 | 0.4162 | 0.18121 | 0.25279 | 0.36737 | 0.3555 | 0.24734 | 0.48698 | 0.11619 | 0.40909 | 0.32391 | 0.18303 | 0.25257 | 0.40036 | 0.22372 | 0.45884 | 0.66861 | 0.42256 | 0.1813 | 0.2537 | 0.38601 | 0.30681 | 0.25015 | 0.47034 | 0.11598 | 0.41368 | 0.32163 | 0.18303 | 0.25257 | 0.40484 | 0.22372 | 0
Sep | 10 | 24 | Weekend | Sunday | 0.56334 | 0.64627 | 0.68467 | 0.60114 | 1 | 0.60114 | 0.60114 | 0.18608 | 0.60114 | 0.56334 | 0.56334 | 0.23786 | 0.70113 | 0.38974 | 0.16217 | 0.23339 | 0.34487 | 0.319 | 0.2505 | 0.31745 | 0.11711 | 0.40519 | 0.30339 | 0.18608 | 0.25515 | 0.36399 | 0.22372 | 0.3027 | 0.66473 | 0.40603 | 0.1624 | 0.23303 | 0.36537 | 0.28062 | 0.25378 | 0.32803 | 0.11744 | 0.41194 | 0.29995 | 0.18608 | 0.25515 | 0.36815 | 0.22372 | 0
Sep | 10 | 1 | Weekend | Sunday | 0.56122 | 0.61244 | 0.67051 | 0.56583 | 1 | 0.56583 | 0.56583 | 0.18608 | 0.56583 | 0.56122 | 0.56122 | 0.23831 | 0.7023 | 0.39351 | 0.16231 | 0.23245 | 0.33164 | 0.36339 | 0.25088 | 0.31897 | 0.11657 | 0.34796 | 0.30339 | 0.18608 | 0.25515 | 0.36116 | 0.22372 | 0.30331 | 0.66454 | 0.41026 | 0.1624 | 0.23303 | 0.35381 | 0.3136 | 0.25375 | 0.32901 | 0.11744 | 0.35891 | 0.29995 | 0.18608 | 0.25515 | 0.36504 | 0.22372 | 0
Sep | 10 | 2 | Weekend | Sunday | 0.55806 | 0.60294 | 0.66149 | 0.53882 | 1 | 0.53882 | 0.53882 | 0.18608 | 0.53882 | 0.55806 | 0.55806 | 0.23791 | 0.70312 | 0.35942 | 0.16227 | 0.23339 | 0.324 | 0.37325 | 0.25004 | 0.3175 | 0.11709 | 0.35027 | 0.30339 | 0.18608 | 0.25515 | 0.35763 | 0.22372 | 0.30351 | 0.66514 | 0.36964 | 0.1624 | 0.23303 | 0.34561 | 0.32144 | 0.25372 | 0.32929 | 0.11742 | 0.35195 | 0.29995 | 0.18608 | 0.25515 | 0.36159 | 0.22372 | 0
Sep | 10 | 3 | Weekend | Sunday | 0.55087 | 0.60382 | 0.66064 | 0.51296 | 1 | 0.51296 | 0.51296 | 0.18608 | 0.51296 | 0.55087 | 0.55087 | 0.24137 | 0.71307 | 0.40805 | 0.17068 | 0.23268 | 0.36454 | 0.42643 | 0.25146 | 0.32492 | 0.11728 | 0.3528 | 0.30339 | 0.18608 | 0.25515 | 0.37777 | 0.22372 | 0.30674 | 0.67645 | 0.40907 | 0.17074 | 0.23303 | 0.38642 | 0.36712 | 0.25475 | 0.3346 | 0.11788 | 0.36094 | 0.29995 | 0.18608 | 0.25515 | 0.38209 | 0.22372 | 0
Sep | 10 | 4 | Weekend | Sunday | 0.55607 | 0.61348 | 0.67874 | 0.50517 | 1 | 0.50517 | 0.50517 | 0.18608 | 0.50517 | 0.55607 | 0.55607 | 0.44847 | 0.70329 | 0.42971 | 0.18746 | 0.23268 | 0.47515 | 0.47168 | 0.25214 | 0.49167 | 0.11696 | 0.39769 | 0.30339 | 0.18608 | 0.25515 | 0.37164 | 0.22372 | 0.46125 | 0.66665 | 0.41555 | 0.18743 | 0.23303 | 0.48473 | 0.39257 | 0.25462 | 0.46741 | 0.11782 | 0.39614 | 0.29995 | 0.18608 | 0.25515 | 0.37565 | 0.22372 | 0
Sep | 10 | 5 | Weekend | Sunday | 0.54771 | 0.65121 | 0.73973 | 0.59066 | 1 | 0.59066 | 0.59066 | 0.20487 | 0.59066 | 0.54771 | 0.54771 | 0.67776 | 0.72719 | 0.63187 | 0.3345 | 0.28925 | 0.57576 | 0.52927 | 0.22637 | 0.89196 | 0.10689 | 0.53606 | 0.332 | 0.20487 | 0.23666 | 0.55322 | 0.14219 | 0.72282 | 0.70367 | 0.62119 | 0.32664 | 0.28916 | 0.53333 | 0.45978 | 0.23002 | 0.89185 | 0.1066 | 0.54334 | 0.3295 | 0.17077 | 0.17983 | 0.47432 | 0.14219 | 0
Sep | 10 | 6 | Weekend | Sunday | 0.58588 | 0.70079 | 0.83175 | 0.6864 | 0.0044583 | 0.6864 | 0.6864 | 0.18687 | 0.6864 | 0.58588 | 0.58588 | 0.76617 | 0.78724 | 0.85517 | 0.35406 | 0.26409 | 0.60352 | 0.53825 | 0.21271 | 0.85514 | 0.099421 | 0.7019 | 0.26874 | 0.18687 | 0.1837 | 0.60937 | 0.18526 | 0.85097 | 0.75387 | 0.80656 | 0.34741 | 0.26458 | 0.55796 | 0.47675 | 0.2153 | 0.86904 | 0.099888 | 0.70699 | 0.26052 | 0.1627 | 0.14463 | 0.51453 | 0.18075 | 0
Sep | 10 | 7 | Weekend | Sunday | 0.66309 | 0.76519 | 0.90024 | 0.67497 | 0.0044583 | 0.67497 | 0.67497 | 0.43927 | 0.67497 | 0.66309 | 0.66309 | 0.79162 | 0.80839 | 1 | 0.47761 | 0.35926 | 0.55556 | 0.63641 | 0.21363 | 0.68906 | 0.09947 | 1 | 0.33727 | 0.43927 | 0.42523 | 0.76011 | 0.19002 | 0.85557 | 0.78477 | 0.90098 | 0.47452 | 0.35902 | 0.51 | 0.59325 | 0.21542 | 0.70192 | 0.099936 | 0.98132 | 0.33317 | 0.39948 | 0.35068 | 0.68524 | 0.18891 | 0
Sep | 10 | 8 | Weekend | Sunday | 0.74724 | 0.82093 | 0.9395 | 0.64725 | 0.0044583 | 0.64725 | 0.64725 | 0.50624 | 0.64725 | 0.74724 | 0.74724 | 0.66569 | 0.84399 | 0.83849 | 0.4919 | 0.37321 | 0.497 | 0.65436 | 0.21299 | 0.70235 | 0.099806 | 0.86241 | 0.34025 | 0.50624 | 0.47596 | 0.75576 | 0.2671 | 0.7049 | 0.82601 | 0.79194 | 0.4894 | 0.37398 | 0.45775 | 0.61889 | 0.21558 | 0.70698 | 0.10001 | 0.84966 | 0.33715 | 0.49074 | 0.44484 | 0.70149 | 0.2671 | 0
Sep | 10 | 9 | Weekend | Sunday | 0.85467 | 0.8711 | 0.96346 | 0.61353 | 0.0044583 | 0.61353 | 0.61353 | 0.65296 | 0.61353 | 0.85467 | 0.85467 | 0.86228 | 0.84447 | 0.70728 | 0.49422 | 0.37544 | 0.44745 | 0.66047 | 0.21423 | 0.87566 | 0.10334 | 0.62588 | 0.34582 | 0.65296 | 0.61685 | 0.83679 | 0.26771 | 0.86796 | 0.82967 | 0.68517 | 0.49256 | 0.37622 | 0.41161 | 0.62729 | 0.21561 | 0.88032 | 0.10003 | 0.60848 | 0.34276 | 0.65067 | 0.60988 | 0.80342 | 0.26771 | 0
Sep | 10 | 10 | Weekend | Sunday | 0.94823 | 0.91764 | 0.98432 | 0.63283 | 0.0044583 | 0.63283 | 0.63283 | 0.67058 | 0.63283 | 0.94823 | 0.94823 | 0.88693 | 0.84284 | 0.67044 | 0.4821 | 0.38743 | 0.44878 | 0.6586 | 0.21646 | 0.92597 | 0.12718 | 0.60818 | 0.34976 | 0.67058 | 0.63132 | 0.91406 | 0.26812 | 0.89931 | 0.82935 | 0.67282 | 0.4806 | 0.38685 | 0.42637 | 0.62934 | 0.2187 | 0.92907 | 0.12704 | 0.58838 | 0.34674 | 0.67053 | 0.63088 | 0.89536 | 0.26812 | 0
Sep | 10 | 11 | Weekend | Sunday | 0.99556 | 0.95641 | 0.99303 | 0.66037 | 0.0044583 | 0.66037 | 0.66037 | 0.78997 | 0.66037 | 0.99556 | 0.99556 | 0.88102 | 0.82836 | 0.6413 | 0.49949 | 0.38165 | 0.44364 | 0.65043 | 0.21422 | 0.90686 | 0.12912 | 0.60069 | 0.2785 | 0.78997 | 0.75454 | 0.90124 | 0.1813 | 0.89796 | 0.81499 | 0.67209 | 0.49819 | 0.38246 | 0.42796 | 0.62529 | 0.2156 | 0.91192 | 0.12846 | 0.59067 | 0.27287 | 0.78997 | 0.75454 | 0.89397 | 0.1813 | 0
Sep | 10 | 12 | Weekend | Sunday | 1 | 0.97578 | 0.99229 | 0.70031 | 0.0044583 | 0.70031 | 0.70031 | 0.8008 | 0.70031 | 1 | 1 | 0.72308 | 0.8201 | 0.61821 | 0.51372 | 0.37269 | 0.43792 | 0.67666 | 0.2128 | 0.8987 | 0.162 | 0.60625 | 0.27656 | 0.8008 | 0.77634 | 0.8924 | 0.18152 | 0.73491 | 0.80693 | 0.64321 | 0.5128 | 0.37227 | 0.42715 | 0.65178 | 0.21581 | 0.90581 | 0.16159 | 0.59661 | 0.27191 | 0.8008 | 0.77634 | 0.89137 | 0.18152 | 0
Sep | 10 | 13 | Weekend | Sunday | 0.99414 | 0.99172 | 1 | 0.7242 | 0.0044583 | 0.7242 | 0.7242 | 0.80536 | 0.7242 | 0.99414 | 0.99414 | 0.66871 | 0.81796 | 0.61794 | 0.42282 | 0.26445 | 0.43646 | 0.67319 | 0.21768 | 0.72009 | 0.18096 | 0.61281 | 0.27619 | 0.80536 | 0.78232 | 0.87111 | 0.18193 | 0.71846 | 0.80572 | 0.64318 | 0.42171 | 0.26448 | 0.43091 | 0.65223 | 0.21995 | 0.72555 | 0.18096 | 0.59851 | 0.27347 | 0.80536 | 0.78232 | 0.87269 | 0.18193 | 0
Sep | 10 | 14 | Weekend | Sunday | 0.98964 | 1 | 0.98657 | 0.75022 | 0.0044583 | 0.75022 | 0.75022 | 0.8077 | 0.75022 | 0.98964 | 0.98964 | 0.70322 | 0.78646 | 0.61842 | 0.4191 | 0.25957 | 0.47328 | 0.67076 | 0.22011 | 0.71742 | 0.19363 | 0.60219 | 0.27849 | 0.8077 | 0.78865 | 0.85821 | 0.18203 | 0.71545 | 0.77979 | 0.64443 | 0.41766 | 0.25862 | 0.46514 | 0.64645 | 0.22283 | 0.72158 | 0.19372 | 0.59386 | 0.27289 | 0.8077 | 0.78865 | 0.86006 | 0.18203 | 0
Sep | 10 | 15 | Weekend | Sunday | 0.94706 | 0.99559 | 0.95784 | 0.79362 | 0.0044583 | 0.79362 | 0.79362 | 0.80414 | 0.79362 | 0.94706 | 0.94706 | 0.88919 | 0.78457 | 0.65568 | 0.45783 | 0.26808 | 0.63541 | 0.62566 | 0.22114 | 0.70826 | 0.17866 | 0.59906 | 0.27109 | 0.80414 | 0.78312 | 0.85625 | 0.094226 | 0.87716 | 0.77712 | 0.70992 | 0.45543 | 0.26835 | 0.63228 | 0.59818 | 0.22388 | 0.71326 | 0.17945 | 0.62297 | 0.26929 | 0.80414 | 0.78312 | 0.85753 | 0.094226 | 0
Sep | 10 | 16 | Weekend | Sunday | 0.87609 | 0.95729 | 0.92701 | 0.88656 | 0.0044583 | 0.88656 | 0.88656 | 0.68531 | 0.88656 | 0.87609 | 0.87609 | 0.89683 | 0.75941 | 0.7226 | 0.43534 | 0.23755 | 0.80844 | 0.56978 | 0.22202 | 0.87341 | 0.14936 | 0.6634 | 0.23469 | 0.68531 | 0.65201 | 0.81843 | 0.094226 | 0.87845 | 0.74916 | 0.77022 | 0.42996 | 0.23839 | 0.80224 | 0.53758 | 0.22437 | 0.88162 | 0.14993 | 0.69415 | 0.23062 | 0.68531 | 0.65201 | 0.81085 | 0.094226 | 0
Sep | 10 | 17 | Weekend | Sunday | 0.80692 | 0.90375 | 0.89487 | 0.9711 | 0.50223 | 0.9711 | 0.9711 | 0.53587 | 0.9711 | 0.80692 | 0.80692 | 0.93147 | 0.74565 | 0.86247 | 0.24949 | 0.1663 | 0.89589 | 0.4273 | 0.22607 | 0.90348 | 0.12506 | 0.8183 | 0.18538 | 0.53587 | 0.51057 | 0.81344 | 0.1278 | 0.90889 | 0.72682 | 0.91877 | 0.24982 | 0.16492 | 0.88467 | 0.39496 | 0.2289 | 0.90564 | 0.12599 | 0.85333 | 0.17892 | 0.53587 | 0.51057 | 0.78981 | 0.1278 | 0
Sep | 10 | 18 | Weekend | Sunday | 0.7768 | 0.86134 | 0.85624 | 0.97755 | 1 | 0.97755 | 0.97755 | 0.39966 | 0.97755 | 0.7768 | 0.7768 | 0.78816 | 0.75504 | 0.90755 | 0.2193 | 0.22819 | 0.93736 | 0.47192 | 0.25057 | 0.9671 | 0.11954 | 0.88588 | 0.29548 | 0.39966 | 0.45244 | 0.76273 | 0.21892 | 0.81069 | 0.73516 | 0.93964 | 0.2195 | 0.22923 | 0.93279 | 0.43512 | 0.25395 | 0.97069 | 0.12043 | 0.91783 | 0.2939 | 0.39966 | 0.45244 | 0.72681 | 0.21892 | 0
Sep | 10 | 19 | Weekend | Sunday | 0.77091 | 0.85552 | 0.83177 | 1 | 1 | 1 | 1 | 0.37549 | 1 | 0.77091 | 0.77091 | 0.77826 | 0.71627 | 0.93479 | 0.22059 | 0.23363 | 0.91782 | 0.42474 | 0.2521 | 0.79626 | 0.118 | 0.94178 | 0.30339 | 0.37549 | 0.42925 | 0.72723 | 0.22372 | 0.80615 | 0.68431 | 0.97248 | 0.22079 | 0.23303 | 0.91802 | 0.38459 | 0.25528 | 0.79699 | 0.11807 | 0.97962 | 0.29995 | 0.37549 | 0.42925 | 0.68402 | 0.22372 | 0
Sep | 10 | 20 | Weekend | Sunday | 0.73948 | 0.80259 | 0.80249 | 0.96951 | 1 | 0.96951 | 0.96951 | 0.22748 | 0.96951 | 0.73948 | 0.73948 | 0.7455 | 0.71688 | 0.90124 | 0.20414 | 0.23245 | 0.78533 | 0.37509 | 0.25134 | 0.79532 | 0.12321 | 0.92303 | 0.30435 | 0.22748 | 0.29691 | 0.57567 | 0.22372 | 0.79454 | 0.68442 | 0.93089 | 0.20411 | 0.23303 | 0.78807 | 0.33595 | 0.25463 | 0.79299 | 0.11781 | 0.95703 | 0.29995 | 0.22748 | 0.29691 | 0.55931 | 0.22372 | 0
Sep | 10 | 21 | Weekend | Sunday | 0.66743 | 0.71772 | 0.7683 | 0.88549 | 1 | 0.88549 | 0.88549 | 0.18608 | 0.88549 | 0.66743 | 0.66743 | 0.69278 | 0.71254 | 0.85452 | 0.18727 | 0.23316 | 0.62055 | 0.37117 | 0.25053 | 0.78301 | 0.11684 | 0.71746 | 0.30243 | 0.18608 | 0.25515 | 0.37961 | 0.22372 | 0.78528 | 0.67542 | 0.81238 | 0.18742 | 0.23303 | 0.61809 | 0.32131 | 0.2538 | 0.78643 | 0.11744 | 0.7298 | 0.29995 | 0.18608 | 0.25515 | 0.3836 | 0.22372 | 0
Sep | 10 | 22 | Weekend | Sunday | 0.64412 | 0.67711 | 0.72834 | 0.75843 | 1 | 0.75843 | 0.75843 | 0.18608 | 0.75843 | 0.64412 | 0.64412 | 0.65861 | 0.7111 | 0.65435 | 0.17063 | 0.23292 | 0.46458 | 0.35388 | 0.25358 | 0.81128 | 0.11767 | 0.4826 | 0.30339 | 0.18608 | 0.25515 | 0.48187 | 0.22372 | 0.79881 | 0.67342 | 0.65262 | 0.17074 | 0.23303 | 0.4718 | 0.30728 | 0.25691 | 0.82255 | 0.11828 | 0.49157 | 0.29995 | 0.18608 | 0.25515 | 0.48734 | 0.22372 | 0
Sep | 10 | 23 | Weekend | Sunday | 0.59463 | 0.66531 | 0.71393 | 0.65003 | 1 | 0.65003 | 0.65003 | 0.19174 | 0.65003 | 0.59463 | 0.59463 | 0.40275 | 0.70023 | 0.43402 | 0.18815 | 0.2609 | 0.3751 | 0.40636 | 0.24874 | 0.48243 | 0.11684 | 0.40552 | 0.33244 | 0.19174 | 0.25994 | 0.40388 | 0.22372 | 0.45906 | 0.66319 | 0.44525 | 0.18832 | 0.26138 | 0.3943 | 0.34971 | 0.25233 | 0.47122 | 0.11685 | 0.4163 | 0.32968 | 0.19174 | 0.25994 | 0.40855 | 0.22372 | 0
Sep | 11 | 24 | Weekday | Monday | 0.55569 | 0.62732 | 0.62273 | 0.56024 | 1 | 0.56024 | 0.56024 | 0.19 | 0.56024 | 0.55569 | 0.55569 | 0.23802 | 0.69974 | 0.3667 | 0.19465 | 0.26846 | 0.3483 | 0.31816 | 0.2506 | 0.31765 | 0.11664 | 0.37907 | 0.34022 | 0.19 | 0.25847 | 0.37125 | 0.22372 | 0.30281 | 0.66251 | 0.38089 | 0.1948 | 0.26847 | 0.36905 | 0.2842 | 0.25229 | 0.32832 | 0.11684 | 0.38776 | 0.33711 | 0.19 | 0.25847 | 0.37533 | 0.22372 | 0
Sep | 11 | 1 | Weekday | Monday | 0.55042 | 0.59292 | 0.61319 | 0.52456 | 1 | 0.52456 | 0.52456 | 0.19 | 0.52456 | 0.55042 | 0.55042 | 0.23826 | 0.70077 | 0.38096 | 0.19463 | 0.26795 | 0.33226 | 0.40585 | 0.24882 | 0.31838 | 0.11633 | 0.34982 | 0.34063 | 0.19 | 0.25847 | 0.36619 | 0.22372 | 0.3033 | 0.66194 | 0.39635 | 0.1948 | 0.26847 | 0.35448 | 0.34518 | 0.25223 | 0.32909 | 0.11682 | 0.35892 | 0.33711 | 0.19 | 0.25847 | 0.37015 | 0.22372 | 0
Sep | 11 | 2 | Weekday | Monday | 0.54486 | 0.5811 | 0.60752 | 0.4996 | 1 | 0.4996 | 0.4996 | 0.19 | 0.4996 | 0.54486 | 0.54486 | 0.23848 | 0.70018 | 0.38412 | 0.19463 | 0.26805 | 0.32346 | 0.31285 | 0.25015 | 0.3188 | 0.11629 | 0.34879 | 0.33898 | 0.19 | 0.25847 | 0.36109 | 0.22372 | 0.30344 | 0.66106 | 0.39878 | 0.1948 | 0.26847 | 0.345 | 0.27969 | 0.25218 | 0.32927 | 0.1168 | 0.35176 | 0.33711 | 0.19 | 0.25847 | 0.36535 | 0.22372 | 0
Sep | 11 | 3 | Weekday | Monday | 0.53696 | 0.58077 | 0.60742 | 0.47728 | 1 | 0.47728 | 0.47728 | 0.19 | 0.47728 | 0.53696 | 0.53696 | 0.24437 | 0.75511 | 0.39983 | 0.20291 | 0.26826 | 0.36413 | 0.53162 | 0.25209 | 0.33124 | 0.11799 | 0.35685 | 0.34022 | 0.19 | 0.25847 | 0.40619 | 0.22372 | 0.31161 | 0.72282 | 0.40001 | 0.20314 | 0.26847 | 0.38583 | 0.46405 | 0.25504 | 0.34274 | 0.11806 | 0.36142 | 0.33711 | 0.19 | 0.25847 | 0.41068 | 0.22372 | 0
Sep | 11 | 4 | Weekday | Monday | 0.53953 | 0.58316 | 0.61984 | 0.46167 | 1 | 0.46167 | 0.46167 | 0.19 | 0.46167 | 0.53953 | 0.53953 | 0.44184 | 0.79393 | 0.49669 | 0.23602 | 0.28589 | 0.47455 | 0.61476 | 0.25218 | 0.49722 | 0.1178 | 0.42989 | 0.35986 | 0.19 | 0.25847 | 0.40158 | 0.22372 | 0.46615 | 0.72523 | 0.46784 | 0.23602 | 0.28618 | 0.48376 | 0.49562 | 0.25461 | 0.47563 | 0.11787 | 0.43052 | 0.35569 | 0.19 | 0.25847 | 0.40612 | 0.22372 | 0
Sep | 11 | 5 | Weekday | Monday | 0.52766 | 0.60553 | 0.65995 | 0.52419 | 1 | 0.52419 | 0.52419 | 0.37049 | 0.52419 | 0.52766 | 0.52766 | 0.67307 | 0.89714 | 0.7875 | 0.49062 | 0.36789 | 0.57993 | 0.74082 | 0.33864 | 0.89809 | 0.40984 | 0.6866 | 0.42506 | 0.37049 | 0.39998 | 0.61828 | 0.29876 | 0.73212 | 0.87089 | 0.73391 | 0.47989 | 0.36857 | 0.53713 | 0.67622 | 0.30128 | 0.90262 | 0.35516 | 0.69159 | 0.42377 | 0.30035 | 0.27911 | 0.55171 | 0.29395 | 0
Sep | 11 | 6 | Weekday | Monday | 0.54748 | 0.63712 | 0.71869 | 0.59078 | 0.0044583 | 0.59078 | 0.59078 | 0.40231 | 0.59078 | 0.54748 | 0.54748 | 0.80774 | 0.95885 | 0.99055 | 0.56878 | 0.47102 | 0.61147 | 0.86098 | 0.57523 | 0.88041 | 0.56667 | 0.86468 | 0.43296 | 0.40231 | 0.39098 | 0.66249 | 0.5274 | 0.85197 | 0.94474 | 0.90722 | 0.55958 | 0.47127 | 0.56581 | 0.81277 | 0.55857 | 0.87072 | 0.52198 | 0.87218 | 0.42393 | 0.35579 | 0.30591 | 0.58068 | 0.52576 | 0
Sep | 11 | 7 | Weekday | Monday | 0.59277 | 0.67929 | 0.75952 | 0.60689 | 0.0044583 | 0.60689 | 0.60689 | 0.58327 | 0.60689 | 0.59277 | 0.59277 | 0.83578 | 0.98076 | 0.87113 | 0.95045 | 0.92992 | 0.60321 | 0.90901 | 0.79652 | 0.71871 | 0.71202 | 0.79519 | 0.89143 | 0.58327 | 0.56115 | 0.87447 | 0.79558 | 0.86271 | 0.97337 | 0.82295 | 0.94883 | 0.93142 | 0.56061 | 0.8701 | 0.79115 | 0.70835 | 0.69533 | 0.77957 | 0.89159 | 0.56731 | 0.52233 | 0.82073 | 0.7953 | 0
Sep | 11 | 8 | Weekday | Monday | 0.6529 | 0.72055 | 0.78485 | 0.64963 | 0.0044583 | 0.64963 | 0.64963 | 0.83782 | 0.64963 | 0.6529 | 0.6529 | 0.68434 | 0.99631 | 0.77413 | 0.96461 | 0.89455 | 0.55673 | 0.97597 | 0.83737 | 0.72094 | 0.77464 | 0.77118 | 0.92579 | 0.83782 | 0.80211 | 0.94385 | 0.96385 | 0.72278 | 0.99403 | 0.7632 | 0.96409 | 0.89507 | 0.52155 | 0.95336 | 0.82858 | 0.71854 | 0.76539 | 0.75781 | 0.92553 | 0.83609 | 0.79755 | 0.9205 | 0.96385 | 0
Sep | 11 | 9 | Weekday | Monday | 0.73647 | 0.77034 | 0.80214 | 0.66476 | 0.0044583 | 0.66476 | 0.66476 | 0.90478 | 0.66476 | 0.73647 | 0.73647 | 0.87837 | 1 | 0.65989 | 0.93849 | 0.90308 | 0.51859 | 0.98632 | 0.89025 | 0.89226 | 0.83299 | 0.60632 | 0.94997 | 0.90478 | 0.87166 | 0.92256 | 0.96751 | 0.89808 | 1 | 0.66067 | 0.93824 | 0.90384 | 0.48786 | 0.97085 | 0.88575 | 0.90099 | 0.82828 | 0.58935 | 0.94993 | 0.90474 | 0.87134 | 0.91164 | 0.96751 | 0
Sep | 11 | 10 | Weekday | Monday | 0.80697 | 0.81669 | 0.81696 | 0.69668 | 0.0044583 | 0.69668 | 0.69668 | 0.94211 | 0.69668 | 0.80697 | 0.80697 | 0.92194 | 0.99867 | 0.63662 | 0.95921 | 0.94457 | 0.53369 | 0.99689 | 0.94451 | 0.9574 | 0.88663 | 0.61367 | 0.96858 | 0.94211 | 0.91243 | 1 | 0.97216 | 0.95382 | 0.99963 | 0.66315 | 0.95868 | 0.94492 | 0.51753 | 0.98588 | 0.94017 | 0.96528 | 0.885 | 0.60036 | 0.96788 | 0.94211 | 0.91243 | 1 | 0.97216 | 0
Sep | 11 | 11 | Weekday | Monday | 0.84157 | 0.85886 | 0.82483 | 0.7142 | 0.0044583 | 0.7142 | 0.7142 | 0.96399 | 0.7142 | 0.84157 | 0.84157 | 0.94025 | 0.96743 | 0.63226 | 0.94681 | 0.95949 | 0.54569 | 0.95982 | 0.98518 | 0.95917 | 0.94377 | 0.62416 | 0.93151 | 0.96399 | 0.94193 | 0.96341 | 0.88734 | 0.98559 | 0.9689 | 0.66147 | 0.9456 | 0.95941 | 0.53756 | 0.94878 | 0.98023 | 0.97077 | 0.94288 | 0.61672 | 0.93005 | 0.96399 | 0.94193 | 0.96977 | 0.88734 | 0
Sep | 11 | 12 | Weekday | Monday | 0.84072 | 0.88021 | 0.82677 | 0.74309 | 0.0044583 | 0.74309 | 0.74309 | 0.98017 | 0.74309 | 0.84072 | 0.84072 | 0.77766 | 0.98278 | 0.61338 | 0.9861 | 1 | 0.55235 | 0.99893 | 0.98961 | 0.95275 | 0.98455 | 0.63574 | 0.99397 | 0.98017 | 0.96894 | 0.96277 | 0.98754 | 0.81879 | 0.98619 | 0.63952 | 0.98533 | 1 | 0.55006 | 0.99557 | 0.98276 | 0.96721 | 0.98401 | 0.62803 | 0.99308 | 0.98017 | 0.96894 | 0.97182 | 0.98754 | 0
Sep | 11 | 13 | Weekday | Monday | 0.82615 | 0.89425 | 0.83285 | 0.76409 | 0.0044583 | 0.76409 | 0.76409 | 0.9903 | 0.76409 | 0.82615 | 0.82615 | 0.71672 | 0.9799 | 0.61242 | 0.98222 | 0.96935 | 0.55424 | 1 | 1 | 0.76415 | 0.99371 | 0.64169 | 0.9975 | 0.9903 | 0.98727 | 0.94193 | 0.99576 | 0.79064 | 0.98529 | 0.63993 | 0.98278 | 0.97063 | 0.55743 | 1 | 1 | 0.77442 | 0.99409 | 0.63172 | 0.99872 | 0.9903 | 0.98727 | 0.95195 | 0.99576 | 0
Sep | 11 | 14 | Weekday | Monday | 0.8179 | 0.90322 | 0.82663 | 0.77973 | 0.0044583 | 0.77973 | 0.77973 | 1 | 0.77973 | 0.8179 | 0.8179 | 0.74098 | 0.97956 | 0.61407 | 0.96864 | 0.96711 | 0.59163 | 0.96346 | 0.99862 | 0.75271 | 1 | 0.63682 | 1 | 1 | 1 | 0.92854 | 1 | 0.77544 | 0.98658 | 0.64048 | 0.96912 | 0.96858 | 0.59228 | 0.97806 | 0.99735 | 0.76224 | 1 | 0.62703 | 1 | 1 | 1 | 0.93878 | 1 | 0
Sep | 11 | 15 | Weekday | Monday | 0.78845 | 0.90568 | 0.81188 | 0.809 | 0.0044583 | 0.809 | 0.809 | 0.99463 | 0.809 | 0.78845 | 0.78845 | 0.93689 | 0.98285 | 0.65041 | 1 | 0.98408 | 0.75413 | 0.95933 | 0.9223 | 0.74849 | 0.97957 | 0.62972 | 0.99474 | 0.99463 | 0.98595 | 0.9266 | 0.99787 | 0.94606 | 0.99086 | 0.70604 | 1 | 0.98472 | 0.7598 | 0.97127 | 0.93521 | 0.75759 | 0.9794 | 0.65948 | 0.99469 | 0.99463 | 0.98595 | 0.93618 | 0.99787 | 0
Sep | 11 | 16 | Weekday | Monday | 0.75565 | 0.88166 | 0.79722 | 0.88278 | 0.0044583 | 0.88278 | 0.88278 | 0.97694 | 0.88278 | 0.75565 | 0.75565 | 0.958 | 0.98375 | 0.74294 | 0.9243 | 0.89125 | 0.88913 | 0.93955 | 0.68259 | 0.92765 | 0.853 | 0.73541 | 0.63701 | 0.97694 | 0.95649 | 0.91805 | 0.28921 | 0.96158 | 0.99265 | 0.78134 | 0.92509 | 0.89287 | 0.88885 | 0.94953 | 0.69174 | 0.93794 | 0.85165 | 0.76528 | 0.63661 | 0.97694 | 0.95649 | 0.92543 | 0.28921 | 0
Sep | 11 | 17 | Weekday | Monday | 0.72394 | 0.83789 | 0.7804 | 0.94515 | 0.50223 | 0.94515 | 0.94515 | 0.77502 | 0.94515 | 0.72394 | 0.72394 | 1 | 0.82802 | 0.91449 | 0.79863 | 0.62367 | 0.96663 | 0.61849 | 0.66665 | 0.95118 | 0.79252 | 0.82526 | 0.53184 | 0.77502 | 0.75394 | 0.91655 | 0.12814 | 1 | 0.82463 | 0.90594 | 0.7989 | 0.62444 | 0.96058 | 0.60244 | 0.67125 | 0.95306 | 0.78958 | 0.84911 | 0.52882 | 0.77502 | 0.75394 | 0.91878 | 0.12814 | 0
Sep | 11 | 18 | Weekday | Monday | 0.70464 | 0.79953 | 0.75845 | 0.94196 | 1 | 0.94196 | 0.94196 | 0.79878 | 0.94196 | 0.70464 | 0.70464 | 0.83854 | 0.83843 | 0.91288 | 0.7964 | 0.66824 | 1 | 0.65588 | 0.67319 | 1 | 0.75365 | 0.88536 | 0.62908 | 0.79878 | 0.82355 | 0.89885 | 0.22167 | 0.8703 | 0.832 | 0.94686 | 0.79624 | 0.66963 | 1 | 0.63598 | 0.67492 | 1 | 0.7552 | 0.91929 | 0.62809 | 0.79878 | 0.82355 | 0.89467 | 0.22167 | 0
Sep | 11 | 19 | Weekday | Monday | 0.71596 | 0.79564 | 0.74269 | 0.94969 | 1 | 0.94969 | 0.94969 | 0.72434 | 0.94969 | 0.71596 | 0.71596 | 0.81531 | 0.76471 | 0.95744 | 0.69274 | 0.55818 | 0.96815 | 0.58053 | 0.64996 | 0.81553 | 0.71118 | 0.95898 | 0.58174 | 0.72434 | 0.74641 | 0.81425 | 0.22372 | 0.85142 | 0.74342 | 1 | 0.68943 | 0.55898 | 0.972 | 0.53594 | 0.65088 | 0.81537 | 0.7105 | 1 | 0.58051 | 0.72434 | 0.74639 | 0.80191 | 0.22372 | 0
Sep | 11 | 20 | Weekday | Monday | 0.70072 | 0.75111 | 0.71995 | 0.91047 | 1 | 0.91047 | 0.91047 | 0.34159 | 0.91047 | 0.70072 | 0.70072 | 0.7635 | 0.7439 | 0.96324 | 0.66325 | 0.54641 | 0.8268 | 0.39691 | 0.25512 | 0.80974 | 0.12376 | 0.92105 | 0.57448 | 0.34159 | 0.4006 | 0.58678 | 0.22372 | 0.82056 | 0.71884 | 0.94498 | 0.65776 | 0.54769 | 0.83256 | 0.37412 | 0.25269 | 0.80525 | 0.12248 | 0.9466 | 0.57309 | 0.34158 | 0.39952 | 0.58284 | 0.22372 | 0
Sep | 11 | 21 | Weekday | Monday | 0.64228 | 0.68251 | 0.69351 | 0.8342 | 1 | 0.8342 | 0.8342 | 0.19 | 0.8342 | 0.64228 | 0.64228 | 0.70908 | 0.70889 | 0.80448 | 0.23572 | 0.28559 | 0.65266 | 0.38523 | 0.25203 | 0.79445 | 0.12128 | 0.67836 | 0.35945 | 0.19 | 0.25847 | 0.38499 | 0.22372 | 0.8013 | 0.67672 | 0.79837 | 0.23602 | 0.28618 | 0.65252 | 0.33966 | 0.25233 | 0.79526 | 0.12066 | 0.69324 | 0.35569 | 0.19 | 0.25847 | 0.38923 | 0.22372 | 0
Sep | 11 | 22 | Weekday | Monday | 0.62503 | 0.65191 | 0.66338 | 0.72234 | 1 | 0.72234 | 0.72234 | 0.19 | 0.72234 | 0.62503 | 0.62503 | 0.66437 | 0.71132 | 0.61477 | 0.20297 | 0.26816 | 0.4897 | 0.33199 | 0.2542 | 0.81722 | 0.11928 | 0.4611 | 0.33898 | 0.19 | 0.25847 | 0.4865 | 0.22372 | 0.80442 | 0.6782 | 0.63695 | 0.20314 | 0.26847 | 0.49875 | 0.298 | 0.2556 | 0.82837 | 0.11951 | 0.47748 | 0.33711 | 0.19 | 0.25847 | 0.49202 | 0.22372 | 0
Sep | 11 | 23 | Weekday | Monday | 0.5794 | 0.646 | 0.63715 | 0.62271 | 1 | 0.62271 | 0.62271 | 0.19174 | 0.62271 | 0.5794 | 0.5794 | 0.40275 | 0.70023 | 0.43402 | 0.18815 | 0.2609 | 0.3751 | 0.40636 | 0.24874 | 0.48243 | 0.11684 | 0.40552 | 0.33244 | 0.19174 | 0.25994 | 0.40388 | 0.22372 | 0.45906 | 0.66319 | 0.44525 | 0.18832 | 0.26138 | 0.3943 | 0.34971 | 0.25233 | 0.47122 | 0.11685 | 0.4163 | 0.32968 | 0.19174 | 0.25994 | 0.40855 | 0.22372 | 0
Sep | 12 | 24 | Weekday | Tuesday | 0.55569 | 0.62732 | 0.62273 | 0.56024 | 1 | 0.56024 | 0.56024 | 0.19 | 0.56024 | 0.55569 | 0.55569 | 0.23802 | 0.69974 | 0.3667 | 0.19465 | 0.26846 | 0.3483 | 0.31816 | 0.2506 | 0.31765 | 0.11664 | 0.37907 | 0.34022 | 0.19 | 0.25847 | 0.37125 | 0.22372 | 0.30281 | 0.66251 | 0.38089 | 0.1948 | 0.26847 | 0.36905 | 0.2842 | 0.25229 | 0.32832 | 0.11684 | 0.38776 | 0.33711 | 0.19 | 0.25847 | 0.37533 | 0.22372 | 0
Sep | 12 | 1 | Weekday | Tuesday | 0.55042 | 0.59292 | 0.61319 | 0.52456 | 1 | 0.52456 | 0.52456 | 0.19 | 0.52456 | 0.55042 | 0.55042 | 0.23826 | 0.70077 | 0.38096 | 0.19463 | 0.26795 | 0.33226 | 0.40585 | 0.24882 | 0.31838 | 0.11633 | 0.34982 | 0.34063 | 0.19 | 0.25847 | 0.36619 | 0.22372 | 0.3033 | 0.66194 | 0.39635 | 0.1948 | 0.26847 | 0.35448 | 0.34518 | 0.25223 | 0.32909 | 0.11682 | 0.35892 | 0.33711 | 0.19 | 0.25847 | 0.37015 | 0.22372 | 0
Sep | 12 | 2 | Weekday | Tuesday | 0.54486 | 0.5811 | 0.60752 | 0.4996 | 1 | 0.4996 | 0.4996 | 0.19 | 0.4996 | 0.54486 | 0.54486 | 0.23848 | 0.70018 | 0.38412 | 0.19463 | 0.26805 | 0.32346 | 0.31285 | 0.25015 | 0.3188 | 0.11629 | 0.34879 | 0.33898 | 0.19 | 0.25847 | 0.36109 | 0.22372 | 0.30344 | 0.66106 | 0.39878 | 0.1948 | 0.26847 | 0.345 | 0.27969 | 0.25218 | 0.32927 | 0.1168 | 0.35176 | 0.33711 | 0.19 | 0.25847 | 0.36535 | 0.22372 | 0
Sep | 12 | 3 | Weekday | Tuesday | 0.53696 | 0.58077 | 0.60742 | 0.47728 | 1 | 0.47728 | 0.47728 | 0.19 | 0.47728 | 0.53696 | 0.53696 | 0.24437 | 0.75511 | 0.39983 | 0.20291 | 0.26826 | 0.36413 | 0.53162 | 0.25209 | 0.33124 | 0.11799 | 0.35685 | 0.34022 | 0.19 | 0.25847 | 0.40619 | 0.22372 | 0.31161 | 0.72282 | 0.40001 | 0.20314 | 0.26847 | 0.38583 | 0.46405 | 0.25504 | 0.34274 | 0.11806 | 0.36142 | 0.33711 | 0.19 | 0.25847 | 0.41068 | 0.22372 | 0
Sep | 12 | 4 | Weekday | Tuesday | 0.53953 | 0.58316 | 0.61984 | 0.46167 | 1 | 0.46167 | 0.46167 | 0.19 | 0.46167 | 0.53953 | 0.53953 | 0.44184 | 0.79393 | 0.49669 | 0.23602 | 0.28589 | 0.47455 | 0.61476 | 0.25218 | 0.49722 | 0.1178 | 0.42989 | 0.35986 | 0.19 | 0.25847 | 0.40158 | 0.22372 | 0.46615 | 0.72523 | 0.46784 | 0.23602 | 0.28618 | 0.48376 | 0.49562 | 0.25461 | 0.47563 | 0.11787 | 0.43052 | 0.35569 | 0.19 | 0.25847 | 0.40612 | 0.22372 | 0
Sep | 12 | 5 | Weekday | Tuesday | 0.52766 | 0.60553 | 0.65995 | 0.52419 | 1 | 0.52419 | 0.52419 | 0.37049 | 0.52419 | 0.52766 | 0.52766 | 0.67307 | 0.89714 | 0.7875 | 0.49062 | 0.36789 | 0.57993 | 0.74082 | 0.33864 | 0.89809 | 0.40984 | 0.6866 | 0.42506 | 0.37049 | 0.39998 | 0.61828 | 0.29876 | 0.73212 | 0.87089 | 0.73391 | 0.47989 | 0.36857 | 0.53713 | 0.67622 | 0.30128 | 0.90262 | 0.35516 | 0.69159 | 0.42377 | 0.30035 | 0.27911 | 0.55171 | 0.29395 | 0
Sep | 12 | 6 | Weekday | Tuesday | 0.54748 | 0.63712 | 0.71869 | 0.59078 | 0.0044583 | 0.59078 | 0.59078 | 0.40231 | 0.59078 | 0.54748 | 0.54748 | 0.80774 | 0.95885 | 0.99055 | 0.56878 | 0.47102 | 0.61147 | 0.86098 | 0.57523 | 0.88041 | 0.56667 | 0.86468 | 0.43296 | 0.40231 | 0.39098 | 0.66249 | 0.5274 | 0.85197 | 0.94474 | 0.90722 | 0.55958 | 0.47127 | 0.56581 | 0.81277 | 0.55857 | 0.87072 | 0.52198 | 0.87218 | 0.42393 | 0.35579 | 0.30591 | 0.58068 | 0.52576 | 0
Sep | 12 | 7 | Weekday | Tuesday | 0.59277 | 0.67929 | 0.75952 | 0.60689 | 0.0044583 | 0.60689 | 0.60689 | 0.58327 | 0.60689 | 0.59277 | 0.59277 | 0.83578 | 0.98076 | 0.87113 | 0.95045 | 0.92992 | 0.60321 | 0.90901 | 0.79652 | 0.71871 | 0.71202 | 0.79519 | 0.89143 | 0.58327 | 0.56115 | 0.87447 | 0.79558 | 0.86271 | 0.97337 | 0.82295 | 0.94883 | 0.93142 | 0.56061 | 0.8701 | 0.79115 | 0.70835 | 0.69533 | 0.77957 | 0.89159 | 0.56731 | 0.52233 | 0.82073 | 0.7953 | 0
Sep | 12 | 8 | Weekday | Tuesday | 0.6529 | 0.72055 | 0.78485 | 0.64963 | 0.0044583 | 0.64963 | 0.64963 | 0.83782 | 0.64963 | 0.6529 | 0.6529 | 0.68434 | 0.99631 | 0.77413 | 0.96461 | 0.89455 | 0.55673 | 0.97597 | 0.83737 | 0.72094 | 0.77464 | 0.77118 | 0.92579 | 0.83782 | 0.80211 | 0.94385 | 0.96385 | 0.72278 | 0.99403 | 0.7632 | 0.96409 | 0.89507 | 0.52155 | 0.95336 | 0.82858 | 0.71854 | 0.76539 | 0.75781 | 0.92553 | 0.83609 | 0.79755 | 0.9205 | 0.96385 | 0
Sep | 12 | 9 | Weekday | Tuesday | 0.73647 | 0.77034 | 0.80214 | 0.66476 | 0.0044583 | 0.66476 | 0.66476 | 0.90478 | 0.66476 | 0.73647 | 0.73647 | 0.87837 | 1 | 0.65989 | 0.93849 | 0.90308 | 0.51859 | 0.98632 | 0.89025 | 0.89226 | 0.83299 | 0.60632 | 0.94997 | 0.90478 | 0.87166 | 0.92256 | 0.96751 | 0.89808 | 1 | 0.66067 | 0.93824 | 0.90384 | 0.48786 | 0.97085 | 0.88575 | 0.90099 | 0.82828 | 0.58935 | 0.94993 | 0.90474 | 0.87134 | 0.91164 | 0.96751 | 0
Sep | 12 | 10 | Weekday | Tuesday | 0.80697 | 0.81669 | 0.81696 | 0.69668 | 0.0044583 | 0.69668 | 0.69668 | 0.94211 | 0.69668 | 0.80697 | 0.80697 | 0.92194 | 0.99867 | 0.63662 | 0.95921 | 0.94457 | 0.53369 | 0.99689 | 0.94451 | 0.9574 | 0.88663 | 0.61367 | 0.96858 | 0.94211 | 0.91243 | 1 | 0.97216 | 0.95382 | 0.99963 | 0.66315 | 0.95868 | 0.94492 | 0.51753 | 0.98588 | 0.94017 | 0.96528 | 0.885 | 0.60036 | 0.96788 | 0.94211 | 0.91243 | 1 | 0.97216 | 0
Sep | 12 | 11 | Weekday | Tuesday | 0.84157 | 0.85886 | 0.82483 | 0.7142 | 0.0044583 | 0.7142 | 0.7142 | 0.96399 | 0.7142 | 0.84157 | 0.84157 | 0.94025 | 0.96743 | 0.63226 | 0.94681 | 0.95949 | 0.54569 | 0.95982 | 0.98518 | 0.95917 | 0.94377 | 0.62416 | 0.93151 | 0.96399 | 0.94193 | 0.96341 | 0.88734 | 0.98559 | 0.9689 | 0.66147 | 0.9456 | 0.95941 | 0.53756 | 0.94878 | 0.98023 | 0.97077 | 0.94288 | 0.61672 | 0.93005 | 0.96399 | 0.94193 | 0.96977 | 0.88734 | 0
Sep | 12 | 12 | Weekday | Tuesday | 0.84072 | 0.88021 | 0.82677 | 0.74309 | 0.0044583 | 0.74309 | 0.74309 | 0.98017 | 0.74309 | 0.84072 | 0.84072 | 0.77766 | 0.98278 | 0.61338 | 0.9861 | 1 | 0.55235 | 0.99893 | 0.98961 | 0.95275 | 0.98455 | 0.63574 | 0.99397 | 0.98017 | 0.96894 | 0.96277 | 0.98754 | 0.81879 | 0.98619 | 0.63952 | 0.98533 | 1 | 0.55006 | 0.99557 | 0.98276 | 0.96721 | 0.98401 | 0.62803 | 0.99308 | 0.98017 | 0.96894 | 0.97182 | 0.98754 | 0
Sep | 12 | 13 | Weekday | Tuesday | 0.82615 | 0.89425 | 0.83285 | 0.76409 | 0.0044583 | 0.76409 | 0.76409 | 0.9903 | 0.76409 | 0.82615 | 0.82615 | 0.71672 | 0.9799 | 0.61242 | 0.98222 | 0.96935 | 0.55424 | 1 | 1 | 0.76415 | 0.99371 | 0.64169 | 0.9975 | 0.9903 | 0.98727 | 0.94193 | 0.99576 | 0.79064 | 0.98529 | 0.63993 | 0.98278 | 0.97063 | 0.55743 | 1 | 1 | 0.77442 | 0.99409 | 0.63172 | 0.99872 | 0.9903 | 0.98727 | 0.95195 | 0.99576 | 0
Sep | 12 | 14 | Weekday | Tuesday | 0.8179 | 0.90322 | 0.82663 | 0.77973 | 0.0044583 | 0.77973 | 0.77973 | 1 | 0.77973 | 0.8179 | 0.8179 | 0.74098 | 0.97956 | 0.61407 | 0.96864 | 0.96711 | 0.59163 | 0.96346 | 0.99862 | 0.75271 | 1 | 0.63682 | 1 | 1 | 1 | 0.92854 | 1 | 0.77544 | 0.98658 | 0.64048 | 0.96912 | 0.96858 | 0.59228 | 0.97806 | 0.99735 | 0.76224 | 1 | 0.62703 | 1 | 1 | 1 | 0.93878 | 1 | 0
Sep | 12 | 15 | Weekday | Tuesday | 0.78845 | 0.90568 | 0.81188 | 0.809 | 0.0044583 | 0.809 | 0.809 | 0.99463 | 0.809 | 0.78845 | 0.78845 | 0.93689 | 0.98285 | 0.65041 | 1 | 0.98408 | 0.75413 | 0.95933 | 0.9223 | 0.74849 | 0.97957 | 0.62972 | 0.99474 | 0.99463 | 0.98595 | 0.9266 | 0.99787 | 0.94606 | 0.99086 | 0.70604 | 1 | 0.98472 | 0.7598 | 0.97127 | 0.93521 | 0.75759 | 0.9794 | 0.65948 | 0.99469 | 0.99463 | 0.98595 | 0.93618 | 0.99787 | 0
Sep | 12 | 16 | Weekday | Tuesday | 0.75565 | 0.88166 | 0.79722 | 0.88278 | 0.0044583 | 0.88278 | 0.88278 | 0.97694 | 0.88278 | 0.75565 | 0.75565 | 0.958 | 0.98375 | 0.74294 | 0.9243 | 0.89125 | 0.88913 | 0.93955 | 0.68259 | 0.92765 | 0.853 | 0.73541 | 0.63701 | 0.97694 | 0.95649 | 0.91805 | 0.28921 | 0.96158 | 0.99265 | 0.78134 | 0.92509 | 0.89287 | 0.88885 | 0.94953 | 0.69174 | 0.93794 | 0.85165 | 0.76528 | 0.63661 | 0.97694 | 0.95649 | 0.92543 | 0.28921 | 0
Sep | 12 | 17 | Weekday | Tuesday | 0.72394 | 0.83789 | 0.7804 | 0.94515 | 0.50223 | 0.94515 | 0.94515 | 0.77502 | 0.94515 | 0.72394 | 0.72394 | 1 | 0.82802 | 0.91449 | 0.79863 | 0.62367 | 0.96663 | 0.61849 | 0.66665 | 0.95118 | 0.79252 | 0.82526 | 0.53184 | 0.77502 | 0.75394 | 0.91655 | 0.12814 | 1 | 0.82463 | 0.90594 | 0.7989 | 0.62444 | 0.96058 | 0.60244 | 0.67125 | 0.95306 | 0.78958 | 0.84911 | 0.52882 | 0.77502 | 0.75394 | 0.91878 | 0.12814 | 0
Sep | 12 | 18 | Weekday | Tuesday | 0.70464 | 0.79953 | 0.75845 | 0.94196 | 1 | 0.94196 | 0.94196 | 0.79878 | 0.94196 | 0.70464 | 0.70464 | 0.83854 | 0.83843 | 0.91288 | 0.7964 | 0.66824 | 1 | 0.65588 | 0.67319 | 1 | 0.75365 | 0.88536 | 0.62908 | 0.79878 | 0.82355 | 0.89885 | 0.22167 | 0.8703 | 0.832 | 0.94686 | 0.79624 | 0.66963 | 1 | 0.63598 | 0.67492 | 1 | 0.7552 | 0.91929 | 0.62809 | 0.79878 | 0.82355 | 0.89467 | 0.22167 | 0
Sep | 12 | 19 | Weekday | Tuesday | 0.71596 | 0.79564 | 0.74269 | 0.94969 | 1 | 0.94969 | 0.94969 | 0.72434 | 0.94969 | 0.71596 | 0.71596 | 0.81531 | 0.76471 | 0.95744 | 0.69274 | 0.55818 | 0.96815 | 0.58053 | 0.64996 | 0.81553 | 0.71118 | 0.95898 | 0.58174 | 0.72434 | 0.74641 | 0.81425 | 0.22372 | 0.85142 | 0.74342 | 1 | 0.68943 | 0.55898 | 0.972 | 0.53594 | 0.65088 | 0.81537 | 0.7105 | 1 | 0.58051 | 0.72434 | 0.74639 | 0.80191 | 0.22372 | 0
Sep | 12 | 20 | Weekday | Tuesday | 0.70072 | 0.75111 | 0.71995 | 0.91047 | 1 | 0.91047 | 0.91047 | 0.34159 | 0.91047 | 0.70072 | 0.70072 | 0.7635 | 0.7439 | 0.96324 | 0.66325 | 0.54641 | 0.8268 | 0.39691 | 0.25512 | 0.80974 | 0.12376 | 0.92105 | 0.57448 | 0.34159 | 0.4006 | 0.58678 | 0.22372 | 0.82056 | 0.71884 | 0.94498 | 0.65776 | 0.54769 | 0.83256 | 0.37412 | 0.25269 | 0.80525 | 0.12248 | 0.9466 | 0.57309 | 0.34158 | 0.39952 | 0.58284 | 0.22372 | 0
Sep | 12 | 21 | Weekday | Tuesday | 0.64228 | 0.68251 | 0.69351 | 0.8342 | 1 | 0.8342 | 0.8342 | 0.19 | 0.8342 | 0.64228 | 0.64228 | 0.70908 | 0.70889 | 0.80448 | 0.23572 | 0.28559 | 0.65266 | 0.38523 | 0.25203 | 0.79445 | 0.12128 | 0.67836 | 0.35945 | 0.19 | 0.25847 | 0.38499 | 0.22372 | 0.8013 | 0.67672 | 0.79837 | 0.23602 | 0.28618 | 0.65252 | 0.33966 | 0.25233 | 0.79526 | 0.12066 | 0.69324 | 0.35569 | 0.19 | 0.25847 | 0.38923 | 0.22372 | 0
Sep | 12 | 22 | Weekday | Tuesday | 0.62503 | 0.65191 | 0.66338 | 0.72234 | 1 | 0.72234 | 0.72234 | 0.19 | 0.72234 | 0.62503 | 0.62503 | 0.66437 | 0.71132 | 0.61477 | 0.20297 | 0.26816 | 0.4897 | 0.33199 | 0.2542 | 0.81722 | 0.11928 | 0.4611 | 0.33898 | 0.19 | 0.25847 | 0.4865 | 0.22372 | 0.80442 | 0.6782 | 0.63695 | 0.20314 | 0.26847 | 0.49875 | 0.298 | 0.2556 | 0.82837 | 0.11951 | 0.47748 | 0.33711 | 0.19 | 0.25847 | 0.49202 | 0.22372 | 0
Sep | 12 | 23 | Weekday | Tuesday | 0.5794 | 0.646 | 0.63715 | 0.62271 | 1 | 0.62271 | 0.62271 | 0.19174 | 0.62271 | 0.5794 | 0.5794 | 0.40275 | 0.70023 | 0.43402 | 0.18815 | 0.2609 | 0.3751 | 0.40636 | 0.24874 | 0.48243 | 0.11684 | 0.40552 | 0.33244 | 0.19174 | 0.25994 | 0.40388 | 0.22372 | 0.45906 | 0.66319 | 0.44525 | 0.18832 | 0.26138 | 0.3943 | 0.34971 | 0.25233 | 0.47122 | 0.11685 | 0.4163 | 0.32968 | 0.19174 | 0.25994 | 0.40855 | 0.22372 | 0
Sep | 13 | 24 | Weekday | Wednesday | 0.55569 | 0.62732 | 0.62273 | 0.56024 | 1 | 0.56024 | 0.56024 | 0.19 | 0.56024 | 0.55569 | 0.55569 | 0.23802 | 0.69974 | 0.3667 | 0.19465 | 0.26846 | 0.3483 | 0.31816 | 0.2506 | 0.31765 | 0.11664 | 0.37907 | 0.34022 | 0.19 | 0.25847 | 0.37125 | 0.22372 | 0.30281 | 0.66251 | 0.38089 | 0.1948 | 0.26847 | 0.36905 | 0.2842 | 0.25229 | 0.32832 | 0.11684 | 0.38776 | 0.33711 | 0.19 | 0.25847 | 0.37533 | 0.22372 | 0
Sep | 13 | 1 | Weekday | Wednesday | 0.55042 | 0.59292 | 0.61319 | 0.52456 | 1 | 0.52456 | 0.52456 | 0.19 | 0.52456 | 0.55042 | 0.55042 | 0.23826 | 0.70077 | 0.38096 | 0.19463 | 0.26795 | 0.33226 | 0.40585 | 0.24882 | 0.31838 | 0.11633 | 0.34982 | 0.34063 | 0.19 | 0.25847 | 0.36619 | 0.22372 | 0.3033 | 0.66194 | 0.39635 | 0.1948 | 0.26847 | 0.35448 | 0.34518 | 0.25223 | 0.32909 | 0.11682 | 0.35892 | 0.33711 | 0.19 | 0.25847 | 0.37015 | 0.22372 | 0
Sep | 13 | 2 | Weekday | Wednesday | 0.54486 | 0.5811 | 0.60752 | 0.4996 | 1 | 0.4996 | 0.4996 | 0.19 | 0.4996 | 0.54486 | 0.54486 | 0.23848 | 0.70018 | 0.38412 | 0.19463 | 0.26805 | 0.32346 | 0.31285 | 0.25015 | 0.3188 | 0.11629 | 0.34879 | 0.33898 | 0.19 | 0.25847 | 0.36109 | 0.22372 | 0.30344 | 0.66106 | 0.39878 | 0.1948 | 0.26847 | 0.345 | 0.27969 | 0.25218 | 0.32927 | 0.1168 | 0.35176 | 0.33711 | 0.19 | 0.25847 | 0.36535 | 0.22372 | 0
Sep | 13 | 3 | Weekday | Wednesday | 0.53696 | 0.58077 | 0.60742 | 0.47728 | 1 | 0.47728 | 0.47728 | 0.19 | 0.47728 | 0.53696 | 0.53696 | 0.24437 | 0.75511 | 0.39983 | 0.20291 | 0.26826 | 0.36413 | 0.53162 | 0.25209 | 0.33124 | 0.11799 | 0.35685 | 0.34022 | 0.19 | 0.25847 | 0.40619 | 0.22372 | 0.31161 | 0.72282 | 0.40001 | 0.20314 | 0.26847 | 0.38583 | 0.46405 | 0.25504 | 0.34274 | 0.11806 | 0.36142 | 0.33711 | 0.19 | 0.25847 | 0.41068 | 0.22372 | 0
Sep | 13 | 4 | Weekday | Wednesday | 0.53953 | 0.58316 | 0.61984 | 0.46167 | 1 | 0.46167 | 0.46167 | 0.19 | 0.46167 | 0.53953 | 0.53953 | 0.44184 | 0.79393 | 0.49669 | 0.23602 | 0.28589 | 0.47455 | 0.61476 | 0.25218 | 0.49722 | 0.1178 | 0.42989 | 0.35986 | 0.19 | 0.25847 | 0.40158 | 0.22372 | 0.46615 | 0.72523 | 0.46784 | 0.23602 | 0.28618 | 0.48376 | 0.49562 | 0.25461 | 0.47563 | 0.11787 | 0.43052 | 0.35569 | 0.19 | 0.25847 | 0.40612 | 0.22372 | 0
Sep | 13 | 5 | Weekday | Wednesday | 0.52766 | 0.60553 | 0.65995 | 0.52419 | 1 | 0.52419 | 0.52419 | 0.37049 | 0.52419 | 0.52766 | 0.52766 | 0.67307 | 0.89714 | 0.7875 | 0.49062 | 0.36789 | 0.57993 | 0.74082 | 0.33864 | 0.89809 | 0.40984 | 0.6866 | 0.42506 | 0.37049 | 0.39998 | 0.61828 | 0.29876 | 0.73212 | 0.87089 | 0.73391 | 0.47989 | 0.36857 | 0.53713 | 0.67622 | 0.30128 | 0.90262 | 0.35516 | 0.69159 | 0.42377 | 0.30035 | 0.27911 | 0.55171 | 0.29395 | 0
Sep | 13 | 6 | Weekday | Wednesday | 0.54748 | 0.63712 | 0.71869 | 0.59078 | 0.0044583 | 0.59078 | 0.59078 | 0.40231 | 0.59078 | 0.54748 | 0.54748 | 0.80774 | 0.95885 | 0.99055 | 0.56878 | 0.47102 | 0.61147 | 0.86098 | 0.57523 | 0.88041 | 0.56667 | 0.86468 | 0.43296 | 0.40231 | 0.39098 | 0.66249 | 0.5274 | 0.85197 | 0.94474 | 0.90722 | 0.55958 | 0.47127 | 0.56581 | 0.81277 | 0.55857 | 0.87072 | 0.52198 | 0.87218 | 0.42393 | 0.35579 | 0.30591 | 0.58068 | 0.52576 | 0
Sep | 13 | 7 | Weekday | Wednesday | 0.59277 | 0.67929 | 0.75952 | 0.60689 | 0.0044583 | 0.60689 | 0.60689 | 0.58327 | 0.60689 | 0.59277 | 0.59277 | 0.83578 | 0.98076 | 0.87113 | 0.95045 | 0.92992 | 0.60321 | 0.90901 | 0.79652 | 0.71871 | 0.71202 | 0.79519 | 0.89143 | 0.58327 | 0.56115 | 0.87447 | 0.79558 | 0.86271 | 0.97337 | 0.82295 | 0.94883 | 0.93142 | 0.56061 | 0.8701 | 0.79115 | 0.70835 | 0.69533 | 0.77957 | 0.89159 | 0.56731 | 0.52233 | 0.82073 | 0.7953 | 0
Sep | 13 | 8 | Weekday | Wednesday | 0.6529 | 0.72055 | 0.78485 | 0.64963 | 0.0044583 | 0.64963 | 0.64963 | 0.83782 | 0.64963 | 0.6529 | 0.6529 | 0.68434 | 0.99631 | 0.77413 | 0.96461 | 0.89455 | 0.55673 | 0.97597 | 0.83737 | 0.72094 | 0.77464 | 0.77118 | 0.92579 | 0.83782 | 0.80211 | 0.94385 | 0.96385 | 0.72278 | 0.99403 | 0.7632 | 0.96409 | 0.89507 | 0.52155 | 0.95336 | 0.82858 | 0.71854 | 0.76539 | 0.75781 | 0.92553 | 0.83609 | 0.79755 | 0.9205 | 0.96385 | 0
Sep | 13 | 9 | Weekday | Wednesday | 0.73647 | 0.77034 | 0.80214 | 0.66476 | 0.0044583 | 0.66476 | 0.66476 | 0.90478 | 0.66476 | 0.73647 | 0.73647 | 0.87837 | 1 | 0.65989 | 0.93849 | 0.90308 | 0.51859 | 0.98632 | 0.89025 | 0.89226 | 0.83299 | 0.60632 | 0.94997 | 0.90478 | 0.87166 | 0.92256 | 0.96751 | 0.89808 | 1 | 0.66067 | 0.93824 | 0.90384 | 0.48786 | 0.97085 | 0.88575 | 0.90099 | 0.82828 | 0.58935 | 0.94993 | 0.90474 | 0.87134 | 0.91164 | 0.96751 | 0
Sep | 13 | 10 | Weekday | Wednesday | 0.80697 | 0.81669 | 0.81696 | 0.69668 | 0.0044583 | 0.69668 | 0.69668 | 0.94211 | 0.69668 | 0.80697 | 0.80697 | 0.92194 | 0.99867 | 0.63662 | 0.95921 | 0.94457 | 0.53369 | 0.99689 | 0.94451 | 0.9574 | 0.88663 | 0.61367 | 0.96858 | 0.94211 | 0.91243 | 1 | 0.97216 | 0.95382 | 0.99963 | 0.66315 | 0.95868 | 0.94492 | 0.51753 | 0.98588 | 0.94017 | 0.96528 | 0.885 | 0.60036 | 0.96788 | 0.94211 | 0.91243 | 1 | 0.97216 | 0
Sep | 13 | 11 | Weekday | Wednesday | 0.84157 | 0.85886 | 0.82483 | 0.7142 | 0.0044583 | 0.7142 | 0.7142 | 0.96399 | 0.7142 | 0.84157 | 0.84157 | 0.94025 | 0.96743 | 0.63226 | 0.94681 | 0.95949 | 0.54569 | 0.95982 | 0.98518 | 0.95917 | 0.94377 | 0.62416 | 0.93151 | 0.96399 | 0.94193 | 0.96341 | 0.88734 | 0.98559 | 0.9689 | 0.66147 | 0.9456 | 0.95941 | 0.53756 | 0.94878 | 0.98023 | 0.97077 | 0.94288 | 0.61672 | 0.93005 | 0.96399 | 0.94193 | 0.96977 | 0.88734 | 0
Sep | 13 | 12 | Weekday | Wednesday | 0.84072 | 0.88021 | 0.82677 | 0.74309 | 0.0044583 | 0.74309 | 0.74309 | 0.98017 | 0.74309 | 0.84072 | 0.84072 | 0.77766 | 0.98278 | 0.61338 | 0.9861 | 1 | 0.55235 | 0.99893 | 0.98961 | 0.95275 | 0.98455 | 0.63574 | 0.99397 | 0.98017 | 0.96894 | 0.96277 | 0.98754 | 0.81879 | 0.98619 | 0.63952 | 0.98533 | 1 | 0.55006 | 0.99557 | 0.98276 | 0.96721 | 0.98401 | 0.62803 | 0.99308 | 0.98017 | 0.96894 | 0.97182 | 0.98754 | 0
Sep | 13 | 13 | Weekday | Wednesday | 0.82615 | 0.89425 | 0.83285 | 0.76409 | 0.0044583 | 0.76409 | 0.76409 | 0.9903 | 0.76409 | 0.82615 | 0.82615 | 0.71672 | 0.9799 | 0.61242 | 0.98222 | 0.96935 | 0.55424 | 1 | 1 | 0.76415 | 0.99371 | 0.64169 | 0.9975 | 0.9903 | 0.98727 | 0.94193 | 0.99576 | 0.79064 | 0.98529 | 0.63993 | 0.98278 | 0.97063 | 0.55743 | 1 | 1 | 0.77442 | 0.99409 | 0.63172 | 0.99872 | 0.9903 | 0.98727 | 0.95195 | 0.99576 | 0
Sep | 13 | 14 | Weekday | Wednesday | 0.8179 | 0.90322 | 0.82663 | 0.77973 | 0.0044583 | 0.77973 | 0.77973 | 1 | 0.77973 | 0.8179 | 0.8179 | 0.74098 | 0.97956 | 0.61407 | 0.96864 | 0.96711 | 0.59163 | 0.96346 | 0.99862 | 0.75271 | 1 | 0.63682 | 1 | 1 | 1 | 0.92854 | 1 | 0.77544 | 0.98658 | 0.64048 | 0.96912 | 0.96858 | 0.59228 | 0.97806 | 0.99735 | 0.76224 | 1 | 0.62703 | 1 | 1 | 1 | 0.93878 | 1 | 0
Sep | 13 | 15 | Weekday | Wednesday | 0.78845 | 0.90568 | 0.81188 | 0.809 | 0.0044583 | 0.809 | 0.809 | 0.99463 | 0.809 | 0.78845 | 0.78845 | 0.93689 | 0.98285 | 0.65041 | 1 | 0.98408 | 0.75413 | 0.95933 | 0.9223 | 0.74849 | 0.97957 | 0.62972 | 0.99474 | 0.99463 | 0.98595 | 0.9266 | 0.99787 | 0.94606 | 0.99086 | 0.70604 | 1 | 0.98472 | 0.7598 | 0.97127 | 0.93521 | 0.75759 | 0.9794 | 0.65948 | 0.99469 | 0.99463 | 0.98595 | 0.93618 | 0.99787 | 0
Sep | 13 | 16 | Weekday | Wednesday | 0.75565 | 0.88166 | 0.79722 | 0.88278 | 0.0044583 | 0.88278 | 0.88278 | 0.97694 | 0.88278 | 0.75565 | 0.75565 | 0.958 | 0.98375 | 0.74294 | 0.9243 | 0.89125 | 0.88913 | 0.93955 | 0.68259 | 0.92765 | 0.853 | 0.73541 | 0.63701 | 0.97694 | 0.95649 | 0.91805 | 0.28921 | 0.96158 | 0.99265 | 0.78134 | 0.92509 | 0.89287 | 0.88885 | 0.94953 | 0.69174 | 0.93794 | 0.85165 | 0.76528 | 0.63661 | 0.97694 | 0.95649 | 0.92543 | 0.28921 | 0
Sep | 13 | 17 | Weekday | Wednesday | 0.72394 | 0.83789 | 0.7804 | 0.94515 | 0.50223 | 0.94515 | 0.94515 | 0.77502 | 0.94515 | 0.72394 | 0.72394 | 1 | 0.82802 | 0.91449 | 0.79863 | 0.62367 | 0.96663 | 0.61849 | 0.66665 | 0.95118 | 0.79252 | 0.82526 | 0.53184 | 0.77502 | 0.75394 | 0.91655 | 0.12814 | 1 | 0.82463 | 0.90594 | 0.7989 | 0.62444 | 0.96058 | 0.60244 | 0.67125 | 0.95306 | 0.78958 | 0.84911 | 0.52882 | 0.77502 | 0.75394 | 0.91878 | 0.12814 | 0
Sep | 13 | 18 | Weekday | Wednesday | 0.70464 | 0.79953 | 0.75845 | 0.94196 | 1 | 0.94196 | 0.94196 | 0.79878 | 0.94196 | 0.70464 | 0.70464 | 0.83854 | 0.83843 | 0.91288 | 0.7964 | 0.66824 | 1 | 0.65588 | 0.67319 | 1 | 0.75365 | 0.88536 | 0.62908 | 0.79878 | 0.82355 | 0.89885 | 0.22167 | 0.8703 | 0.832 | 0.94686 | 0.79624 | 0.66963 | 1 | 0.63598 | 0.67492 | 1 | 0.7552 | 0.91929 | 0.62809 | 0.79878 | 0.82355 | 0.89467 | 0.22167 | 0
Sep | 13 | 19 | Weekday | Wednesday | 0.71596 | 0.79564 | 0.74269 | 0.94969 | 1 | 0.94969 | 0.94969 | 0.72434 | 0.94969 | 0.71596 | 0.71596 | 0.81531 | 0.76471 | 0.95744 | 0.69274 | 0.55818 | 0.96815 | 0.58053 | 0.64996 | 0.81553 | 0.71118 | 0.95898 | 0.58174 | 0.72434 | 0.74641 | 0.81425 | 0.22372 | 0.85142 | 0.74342 | 1 | 0.68943 | 0.55898 | 0.972 | 0.53594 | 0.65088 | 0.81537 | 0.7105 | 1 | 0.58051 | 0.72434 | 0.74639 | 0.80191 | 0.22372 | 0
Sep | 13 | 20 | Weekday | Wednesday | 0.70072 | 0.75111 | 0.71995 | 0.91047 | 1 | 0.91047 | 0.91047 | 0.34159 | 0.91047 | 0.70072 | 0.70072 | 0.7635 | 0.7439 | 0.96324 | 0.66325 | 0.54641 | 0.8268 | 0.39691 | 0.25512 | 0.80974 | 0.12376 | 0.92105 | 0.57448 | 0.34159 | 0.4006 | 0.58678 | 0.22372 | 0.82056 | 0.71884 | 0.94498 | 0.65776 | 0.54769 | 0.83256 | 0.37412 | 0.25269 | 0.80525 | 0.12248 | 0.9466 | 0.57309 | 0.34158 | 0.39952 | 0.58284 | 0.22372 | 0
Sep | 13 | 21 | Weekday | Wednesday | 0.64228 | 0.68251 | 0.69351 | 0.8342 | 1 | 0.8342 | 0.8342 | 0.19 | 0.8342 | 0.64228 | 0.64228 | 0.70908 | 0.70889 | 0.80448 | 0.23572 | 0.28559 | 0.65266 | 0.38523 | 0.25203 | 0.79445 | 0.12128 | 0.67836 | 0.35945 | 0.19 | 0.25847 | 0.38499 | 0.22372 | 0.8013 | 0.67672 | 0.79837 | 0.23602 | 0.28618 | 0.65252 | 0.33966 | 0.25233 | 0.79526 | 0.12066 | 0.69324 | 0.35569 | 0.19 | 0.25847 | 0.38923 | 0.22372 | 0
Sep | 13 | 22 | Weekday | Wednesday | 0.62503 | 0.65191 | 0.66338 | 0.72234 | 1 | 0.72234 | 0.72234 | 0.19 | 0.72234 | 0.62503 | 0.62503 | 0.66437 | 0.71132 | 0.61477 | 0.20297 | 0.26816 | 0.4897 | 0.33199 | 0.2542 | 0.81722 | 0.11928 | 0.4611 | 0.33898 | 0.19 | 0.25847 | 0.4865 | 0.22372 | 0.80442 | 0.6782 | 0.63695 | 0.20314 | 0.26847 | 0.49875 | 0.298 | 0.2556 | 0.82837 | 0.11951 | 0.47748 | 0.33711 | 0.19 | 0.25847 | 0.49202 | 0.22372 | 0
Sep | 13 | 23 | Weekday | Wednesday | 0.5794 | 0.646 | 0.63715 | 0.62271 | 1 | 0.62271 | 0.62271 | 0.19174 | 0.62271 | 0.5794 | 0.5794 | 0.40275 | 0.70023 | 0.43402 | 0.18815 | 0.2609 | 0.3751 | 0.40636 | 0.24874 | 0.48243 | 0.11684 | 0.40552 | 0.33244 | 0.19174 | 0.25994 | 0.40388 | 0.22372 | 0.45906 | 0.66319 | 0.44525 | 0.18832 | 0.26138 | 0.3943 | 0.34971 | 0.25233 | 0.47122 | 0.11685 | 0.4163 | 0.32968 | 0.19174 | 0.25994 | 0.40855 | 0.22372 | 0
Sep | 14 | 24 | Weekday | Thursday | 0.55569 | 0.62732 | 0.62273 | 0.56024 | 1 | 0.56024 | 0.56024 | 0.19 | 0.56024 | 0.55569 | 0.55569 | 0.23802 | 0.69974 | 0.3667 | 0.19465 | 0.26846 | 0.3483 | 0.31816 | 0.2506 | 0.31765 | 0.11664 | 0.37907 | 0.34022 | 0.19 | 0.25847 | 0.37125 | 0.22372 | 0.30281 | 0.66251 | 0.38089 | 0.1948 | 0.26847 | 0.36905 | 0.2842 | 0.25229 | 0.32832 | 0.11684 | 0.38776 | 0.33711 | 0.19 | 0.25847 | 0.37533 | 0.22372 | 0
Sep | 14 | 1 | Weekday | Thursday | 0.55042 | 0.59292 | 0.61319 | 0.52456 | 1 | 0.52456 | 0.52456 | 0.19 | 0.52456 | 0.55042 | 0.55042 | 0.23826 | 0.70077 | 0.38096 | 0.19463 | 0.26795 | 0.33226 | 0.40585 | 0.24882 | 0.31838 | 0.11633 | 0.34982 | 0.34063 | 0.19 | 0.25847 | 0.36619 | 0.22372 | 0.3033 | 0.66194 | 0.39635 | 0.1948 | 0.26847 | 0.35448 | 0.34518 | 0.25223 | 0.32909 | 0.11682 | 0.35892 | 0.33711 | 0.19 | 0.25847 | 0.37015 | 0.22372 | 0
Sep | 14 | 2 | Weekday | Thursday | 0.54486 | 0.5811 | 0.60752 | 0.4996 | 1 | 0.4996 | 0.4996 | 0.19 | 0.4996 | 0.54486 | 0.54486 | 0.23848 | 0.70018 | 0.38412 | 0.19463 | 0.26805 | 0.32346 | 0.31285 | 0.25015 | 0.3188 | 0.11629 | 0.34879 | 0.33898 | 0.19 | 0.25847 | 0.36109 | 0.22372 | 0.30344 | 0.66106 | 0.39878 | 0.1948 | 0.26847 | 0.345 | 0.27969 | 0.25218 | 0.32927 | 0.1168 | 0.35176 | 0.33711 | 0.19 | 0.25847 | 0.36535 | 0.22372 | 0
Sep | 14 | 3 | Weekday | Thursday | 0.53696 | 0.58077 | 0.60742 | 0.47728 | 1 | 0.47728 | 0.47728 | 0.19 | 0.47728 | 0.53696 | 0.53696 | 0.24437 | 0.75511 | 0.39983 | 0.20291 | 0.26826 | 0.36413 | 0.53162 | 0.25209 | 0.33124 | 0.11799 | 0.35685 | 0.34022 | 0.19 | 0.25847 | 0.40619 | 0.22372 | 0.31161 | 0.72282 | 0.40001 | 0.20314 | 0.26847 | 0.38583 | 0.46405 | 0.25504 | 0.34274 | 0.11806 | 0.36142 | 0.33711 | 0.19 | 0.25847 | 0.41068 | 0.22372 | 0
Sep | 14 | 4 | Weekday | Thursday | 0.53953 | 0.58316 | 0.61984 | 0.46167 | 1 | 0.46167 | 0.46167 | 0.19 | 0.46167 | 0.53953 | 0.53953 | 0.44184 | 0.79393 | 0.49669 | 0.23602 | 0.28589 | 0.47455 | 0.61476 | 0.25218 | 0.49722 | 0.1178 | 0.42989 | 0.35986 | 0.19 | 0.25847 | 0.40158 | 0.22372 | 0.46615 | 0.72523 | 0.46784 | 0.23602 | 0.28618 | 0.48376 | 0.49562 | 0.25461 | 0.47563 | 0.11787 | 0.43052 | 0.35569 | 0.19 | 0.25847 | 0.40612 | 0.22372 | 0
Sep | 14 | 5 | Weekday | Thursday | 0.52766 | 0.60553 | 0.65995 | 0.52419 | 1 | 0.52419 | 0.52419 | 0.37049 | 0.52419 | 0.52766 | 0.52766 | 0.67307 | 0.89714 | 0.7875 | 0.49062 | 0.36789 | 0.57993 | 0.74082 | 0.33864 | 0.89809 | 0.40984 | 0.6866 | 0.42506 | 0.37049 | 0.39998 | 0.61828 | 0.29876 | 0.73212 | 0.87089 | 0.73391 | 0.47989 | 0.36857 | 0.53713 | 0.67622 | 0.30128 | 0.90262 | 0.35516 | 0.69159 | 0.42377 | 0.30035 | 0.27911 | 0.55171 | 0.29395 | 0
Sep | 14 | 6 | Weekday | Thursday | 0.54748 | 0.63712 | 0.71869 | 0.59078 | 0.0044583 | 0.59078 | 0.59078 | 0.40231 | 0.59078 | 0.54748 | 0.54748 | 0.80774 | 0.95885 | 0.99055 | 0.56878 | 0.47102 | 0.61147 | 0.86098 | 0.57523 | 0.88041 | 0.56667 | 0.86468 | 0.43296 | 0.40231 | 0.39098 | 0.66249 | 0.5274 | 0.85197 | 0.94474 | 0.90722 | 0.55958 | 0.47127 | 0.56581 | 0.81277 | 0.55857 | 0.87072 | 0.52198 | 0.87218 | 0.42393 | 0.35579 | 0.30591 | 0.58068 | 0.52576 | 0
Sep | 14 | 7 | Weekday | Thursday | 0.59277 | 0.67929 | 0.75952 | 0.60689 | 0.0044583 | 0.60689 | 0.60689 | 0.58327 | 0.60689 | 0.59277 | 0.59277 | 0.83578 | 0.98076 | 0.87113 | 0.95045 | 0.92992 | 0.60321 | 0.90901 | 0.79652 | 0.71871 | 0.71202 | 0.79519 | 0.89143 | 0.58327 | 0.56115 | 0.87447 | 0.79558 | 0.86271 | 0.97337 | 0.82295 | 0.94883 | 0.93142 | 0.56061 | 0.8701 | 0.79115 | 0.70835 | 0.69533 | 0.77957 | 0.89159 | 0.56731 | 0.52233 | 0.82073 | 0.7953 | 0
Sep | 14 | 8 | Weekday | Thursday | 0.6529 | 0.72055 | 0.78485 | 0.64963 | 0.0044583 | 0.64963 | 0.64963 | 0.83782 | 0.64963 | 0.6529 | 0.6529 | 0.68434 | 0.99631 | 0.77413 | 0.96461 | 0.89455 | 0.55673 | 0.97597 | 0.83737 | 0.72094 | 0.77464 | 0.77118 | 0.92579 | 0.83782 | 0.80211 | 0.94385 | 0.96385 | 0.72278 | 0.99403 | 0.7632 | 0.96409 | 0.89507 | 0.52155 | 0.95336 | 0.82858 | 0.71854 | 0.76539 | 0.75781 | 0.92553 | 0.83609 | 0.79755 | 0.9205 | 0.96385 | 0
Sep | 14 | 9 | Weekday | Thursday | 0.73647 | 0.77034 | 0.80214 | 0.66476 | 0.0044583 | 0.66476 | 0.66476 | 0.90478 | 0.66476 | 0.73647 | 0.73647 | 0.87837 | 1 | 0.65989 | 0.93849 | 0.90308 | 0.51859 | 0.98632 | 0.89025 | 0.89226 | 0.83299 | 0.60632 | 0.94997 | 0.90478 | 0.87166 | 0.92256 | 0.96751 | 0.89808 | 1 | 0.66067 | 0.93824 | 0.90384 | 0.48786 | 0.97085 | 0.88575 | 0.90099 | 0.82828 | 0.58935 | 0.94993 | 0.90474 | 0.87134 | 0.91164 | 0.96751 | 0
Sep | 14 | 10 | Weekday | Thursday | 0.80697 | 0.81669 | 0.81696 | 0.69668 | 0.0044583 | 0.69668 | 0.69668 | 0.94211 | 0.69668 | 0.80697 | 0.80697 | 0.92194 | 0.99867 | 0.63662 | 0.95921 | 0.94457 | 0.53369 | 0.99689 | 0.94451 | 0.9574 | 0.88663 | 0.61367 | 0.96858 | 0.94211 | 0.91243 | 1 | 0.97216 | 0.95382 | 0.99963 | 0.66315 | 0.95868 | 0.94492 | 0.51753 | 0.98588 | 0.94017 | 0.96528 | 0.885 | 0.60036 | 0.96788 | 0.94211 | 0.91243 | 1 | 0.97216 | 0
Sep | 14 | 11 | Weekday | Thursday | 0.84157 | 0.85886 | 0.82483 | 0.7142 | 0.0044583 | 0.7142 | 0.7142 | 0.96399 | 0.7142 | 0.84157 | 0.84157 | 0.94025 | 0.96743 | 0.63226 | 0.94681 | 0.95949 | 0.54569 | 0.95982 | 0.98518 | 0.95917 | 0.94377 | 0.62416 | 0.93151 | 0.96399 | 0.94193 | 0.96341 | 0.88734 | 0.98559 | 0.9689 | 0.66147 | 0.9456 | 0.95941 | 0.53756 | 0.94878 | 0.98023 | 0.97077 | 0.94288 | 0.61672 | 0.93005 | 0.96399 | 0.94193 | 0.96977 | 0.88734 | 0
Sep | 14 | 12 | Weekday | Thursday | 0.84072 | 0.88021 | 0.82677 | 0.74309 | 0.0044583 | 0.74309 | 0.74309 | 0.98017 | 0.74309 | 0.84072 | 0.84072 | 0.77766 | 0.98278 | 0.61338 | 0.9861 | 1 | 0.55235 | 0.99893 | 0.98961 | 0.95275 | 0.98455 | 0.63574 | 0.99397 | 0.98017 | 0.96894 | 0.96277 | 0.98754 | 0.81879 | 0.98619 | 0.63952 | 0.98533 | 1 | 0.55006 | 0.99557 | 0.98276 | 0.96721 | 0.98401 | 0.62803 | 0.99308 | 0.98017 | 0.96894 | 0.97182 | 0.98754 | 0
Sep | 14 | 13 | Weekday | Thursday | 0.82615 | 0.89425 | 0.83285 | 0.76409 | 0.0044583 | 0.76409 | 0.76409 | 0.9903 | 0.76409 | 0.82615 | 0.82615 | 0.71672 | 0.9799 | 0.61242 | 0.98222 | 0.96935 | 0.55424 | 1 | 1 | 0.76415 | 0.99371 | 0.64169 | 0.9975 | 0.9903 | 0.98727 | 0.94193 | 0.99576 | 0.79064 | 0.98529 | 0.63993 | 0.98278 | 0.97063 | 0.55743 | 1 | 1 | 0.77442 | 0.99409 | 0.63172 | 0.99872 | 0.9903 | 0.98727 | 0.95195 | 0.99576 | 0
Sep | 14 | 14 | Weekday | Thursday | 0.8179 | 0.90322 | 0.82663 | 0.77973 | 0.0044583 | 0.77973 | 0.77973 | 1 | 0.77973 | 0.8179 | 0.8179 | 0.74098 | 0.97956 | 0.61407 | 0.96864 | 0.96711 | 0.59163 | 0.96346 | 0.99862 | 0.75271 | 1 | 0.63682 | 1 | 1 | 1 | 0.92854 | 1 | 0.77544 | 0.98658 | 0.64048 | 0.96912 | 0.96858 | 0.59228 | 0.97806 | 0.99735 | 0.76224 | 1 | 0.62703 | 1 | 1 | 1 | 0.93878 | 1 | 0
Sep | 14 | 15 | Weekday | Thursday | 0.78845 | 0.90568 | 0.81188 | 0.809 | 0.0044583 | 0.809 | 0.809 | 0.99463 | 0.809 | 0.78845 | 0.78845 | 0.93689 | 0.98285 | 0.65041 | 1 | 0.98408 | 0.75413 | 0.95933 | 0.9223 | 0.74849 | 0.97957 | 0.62972 | 0.99474 | 0.99463 | 0.98595 | 0.9266 | 0.99787 | 0.94606 | 0.99086 | 0.70604 | 1 | 0.98472 | 0.7598 | 0.97127 | 0.93521 | 0.75759 | 0.9794 | 0.65948 | 0.99469 | 0.99463 | 0.98595 | 0.93618 | 0.99787 | 0
Sep | 14 | 16 | Weekday | Thursday | 0.75565 | 0.88166 | 0.79722 | 0.88278 | 0.0044583 | 0.88278 | 0.88278 | 0.97694 | 0.88278 | 0.75565 | 0.75565 | 0.958 | 0.98375 | 0.74294 | 0.9243 | 0.89125 | 0.88913 | 0.93955 | 0.68259 | 0.92765 | 0.853 | 0.73541 | 0.63701 | 0.97694 | 0.95649 | 0.91805 | 0.28921 | 0.96158 | 0.99265 | 0.78134 | 0.92509 | 0.89287 | 0.88885 | 0.94953 | 0.69174 | 0.93794 | 0.85165 | 0.76528 | 0.63661 | 0.97694 | 0.95649 | 0.92543 | 0.28921 | 0
Sep | 14 | 17 | Weekday | Thursday | 0.72394 | 0.83789 | 0.7804 | 0.94515 | 0.50223 | 0.94515 | 0.94515 | 0.77502 | 0.94515 | 0.72394 | 0.72394 | 1 | 0.82802 | 0.91449 | 0.79863 | 0.62367 | 0.96663 | 0.61849 | 0.66665 | 0.95118 | 0.79252 | 0.82526 | 0.53184 | 0.77502 | 0.75394 | 0.91655 | 0.12814 | 1 | 0.82463 | 0.90594 | 0.7989 | 0.62444 | 0.96058 | 0.60244 | 0.67125 | 0.95306 | 0.78958 | 0.84911 | 0.52882 | 0.77502 | 0.75394 | 0.91878 | 0.12814 | 0
Sep | 14 | 18 | Weekday | Thursday | 0.70464 | 0.79953 | 0.75845 | 0.94196 | 1 | 0.94196 | 0.94196 | 0.79878 | 0.94196 | 0.70464 | 0.70464 | 0.83854 | 0.83843 | 0.91288 | 0.7964 | 0.66824 | 1 | 0.65588 | 0.67319 | 1 | 0.75365 | 0.88536 | 0.62908 | 0.79878 | 0.82355 | 0.89885 | 0.22167 | 0.8703 | 0.832 | 0.94686 | 0.79624 | 0.66963 | 1 | 0.63598 | 0.67492 | 1 | 0.7552 | 0.91929 | 0.62809 | 0.79878 | 0.82355 | 0.89467 | 0.22167 | 0
Sep | 14 | 19 | Weekday | Thursday | 0.71596 | 0.79564 | 0.74269 | 0.94969 | 1 | 0.94969 | 0.94969 | 0.72434 | 0.94969 | 0.71596 | 0.71596 | 0.81531 | 0.76471 | 0.95744 | 0.69274 | 0.55818 | 0.96815 | 0.58053 | 0.64996 | 0.81553 | 0.71118 | 0.95898 | 0.58174 | 0.72434 | 0.74641 | 0.81425 | 0.22372 | 0.85142 | 0.74342 | 1 | 0.68943 | 0.55898 | 0.972 | 0.53594 | 0.65088 | 0.81537 | 0.7105 | 1 | 0.58051 | 0.72434 | 0.74639 | 0.80191 | 0.22372 | 0
Sep | 14 | 20 | Weekday | Thursday | 0.70072 | 0.75111 | 0.71995 | 0.91047 | 1 | 0.91047 | 0.91047 | 0.34159 | 0.91047 | 0.70072 | 0.70072 | 0.7635 | 0.7439 | 0.96324 | 0.66325 | 0.54641 | 0.8268 | 0.39691 | 0.25512 | 0.80974 | 0.12376 | 0.92105 | 0.57448 | 0.34159 | 0.4006 | 0.58678 | 0.22372 | 0.82056 | 0.71884 | 0.94498 | 0.65776 | 0.54769 | 0.83256 | 0.37412 | 0.25269 | 0.80525 | 0.12248 | 0.9466 | 0.57309 | 0.34158 | 0.39952 | 0.58284 | 0.22372 | 0
Sep | 14 | 21 | Weekday | Thursday | 0.64228 | 0.68251 | 0.69351 | 0.8342 | 1 | 0.8342 | 0.8342 | 0.19 | 0.8342 | 0.64228 | 0.64228 | 0.70908 | 0.70889 | 0.80448 | 0.23572 | 0.28559 | 0.65266 | 0.38523 | 0.25203 | 0.79445 | 0.12128 | 0.67836 | 0.35945 | 0.19 | 0.25847 | 0.38499 | 0.22372 | 0.8013 | 0.67672 | 0.79837 | 0.23602 | 0.28618 | 0.65252 | 0.33966 | 0.25233 | 0.79526 | 0.12066 | 0.69324 | 0.35569 | 0.19 | 0.25847 | 0.38923 | 0.22372 | 0
Sep | 14 | 22 | Weekday | Thursday | 0.62503 | 0.65191 | 0.66338 | 0.72234 | 1 | 0.72234 | 0.72234 | 0.19 | 0.72234 | 0.62503 | 0.62503 | 0.66437 | 0.71132 | 0.61477 | 0.20297 | 0.26816 | 0.4897 | 0.33199 | 0.2542 | 0.81722 | 0.11928 | 0.4611 | 0.33898 | 0.19 | 0.25847 | 0.4865 | 0.22372 | 0.80442 | 0.6782 | 0.63695 | 0.20314 | 0.26847 | 0.49875 | 0.298 | 0.2556 | 0.82837 | 0.11951 | 0.47748 | 0.33711 | 0.19 | 0.25847 | 0.49202 | 0.22372 | 0
Sep | 14 | 23 | Weekday | Thursday | 0.5794 | 0.646 | 0.63715 | 0.62271 | 1 | 0.62271 | 0.62271 | 0.19174 | 0.62271 | 0.5794 | 0.5794 | 0.40275 | 0.70023 | 0.43402 | 0.18815 | 0.2609 | 0.3751 | 0.40636 | 0.24874 | 0.48243 | 0.11684 | 0.40552 | 0.33244 | 0.19174 | 0.25994 | 0.40388 | 0.22372 | 0.45906 | 0.66319 | 0.44525 | 0.18832 | 0.26138 | 0.3943 | 0.34971 | 0.25233 | 0.47122 | 0.11685 | 0.4163 | 0.32968 | 0.19174 | 0.25994 | 0.40855 | 0.22372 | 0
Sep | 15 | 24 | Weekday | Friday | 0.55569 | 0.62732 | 0.62273 | 0.56024 | 1 | 0.56024 | 0.56024 | 0.19 | 0.56024 | 0.55569 | 0.55569 | 0.23802 | 0.69974 | 0.3667 | 0.19465 | 0.26846 | 0.3483 | 0.31816 | 0.2506 | 0.31765 | 0.11664 | 0.37907 | 0.34022 | 0.19 | 0.25847 | 0.37125 | 0.22372 | 0.30281 | 0.66251 | 0.38089 | 0.1948 | 0.26847 | 0.36905 | 0.2842 | 0.25229 | 0.32832 | 0.11684 | 0.38776 | 0.33711 | 0.19 | 0.25847 | 0.37533 | 0.22372 | 0
Sep | 15 | 1 | Weekday | Friday | 0.55042 | 0.59292 | 0.61319 | 0.52456 | 1 | 0.52456 | 0.52456 | 0.19 | 0.52456 | 0.55042 | 0.55042 | 0.23826 | 0.70077 | 0.38096 | 0.19463 | 0.26795 | 0.33226 | 0.40585 | 0.24882 | 0.31838 | 0.11633 | 0.34982 | 0.34063 | 0.19 | 0.25847 | 0.36619 | 0.22372 | 0.3033 | 0.66194 | 0.39635 | 0.1948 | 0.26847 | 0.35448 | 0.34518 | 0.25223 | 0.32909 | 0.11682 | 0.35892 | 0.33711 | 0.19 | 0.25847 | 0.37015 | 0.22372 | 0
Sep | 15 | 2 | Weekday | Friday | 0.54486 | 0.5811 | 0.60752 | 0.4996 | 1 | 0.4996 | 0.4996 | 0.19 | 0.4996 | 0.54486 | 0.54486 | 0.23848 | 0.70018 | 0.38412 | 0.19463 | 0.26805 | 0.32346 | 0.31285 | 0.25015 | 0.3188 | 0.11629 | 0.34879 | 0.33898 | 0.19 | 0.25847 | 0.36109 | 0.22372 | 0.30344 | 0.66106 | 0.39878 | 0.1948 | 0.26847 | 0.345 | 0.27969 | 0.25218 | 0.32927 | 0.1168 | 0.35176 | 0.33711 | 0.19 | 0.25847 | 0.36535 | 0.22372 | 0
Sep | 15 | 3 | Weekday | Friday | 0.53696 | 0.58077 | 0.60742 | 0.47728 | 1 | 0.47728 | 0.47728 | 0.19 | 0.47728 | 0.53696 | 0.53696 | 0.24437 | 0.75511 | 0.39983 | 0.20291 | 0.26826 | 0.36413 | 0.53162 | 0.25209 | 0.33124 | 0.11799 | 0.35685 | 0.34022 | 0.19 | 0.25847 | 0.40619 | 0.22372 | 0.31161 | 0.72282 | 0.40001 | 0.20314 | 0.26847 | 0.38583 | 0.46405 | 0.25504 | 0.34274 | 0.11806 | 0.36142 | 0.33711 | 0.19 | 0.25847 | 0.41068 | 0.22372 | 0
Sep | 15 | 4 | Weekday | Friday | 0.53953 | 0.58316 | 0.61984 | 0.46167 | 1 | 0.46167 | 0.46167 | 0.19 | 0.46167 | 0.53953 | 0.53953 | 0.44184 | 0.79393 | 0.49669 | 0.23602 | 0.28589 | 0.47455 | 0.61476 | 0.25218 | 0.49722 | 0.1178 | 0.42989 | 0.35986 | 0.19 | 0.25847 | 0.40158 | 0.22372 | 0.46615 | 0.72523 | 0.46784 | 0.23602 | 0.28618 | 0.48376 | 0.49562 | 0.25461 | 0.47563 | 0.11787 | 0.43052 | 0.35569 | 0.19 | 0.25847 | 0.40612 | 0.22372 | 0
Sep | 15 | 5 | Weekday | Friday | 0.52766 | 0.60553 | 0.65995 | 0.52419 | 1 | 0.52419 | 0.52419 | 0.37049 | 0.52419 | 0.52766 | 0.52766 | 0.67307 | 0.89714 | 0.7875 | 0.49062 | 0.36789 | 0.57993 | 0.74082 | 0.33864 | 0.89809 | 0.40984 | 0.6866 | 0.42506 | 0.37049 | 0.39998 | 0.61828 | 0.29876 | 0.73212 | 0.87089 | 0.73391 | 0.47989 | 0.36857 | 0.53713 | 0.67622 | 0.30128 | 0.90262 | 0.35516 | 0.69159 | 0.42377 | 0.30035 | 0.27911 | 0.55171 | 0.29395 | 0
Sep | 15 | 6 | Weekday | Friday | 0.54748 | 0.63712 | 0.71869 | 0.59078 | 0.0044583 | 0.59078 | 0.59078 | 0.40231 | 0.59078 | 0.54748 | 0.54748 | 0.80774 | 0.95885 | 0.99055 | 0.56878 | 0.47102 | 0.61147 | 0.86098 | 0.57523 | 0.88041 | 0.56667 | 0.86468 | 0.43296 | 0.40231 | 0.39098 | 0.66249 | 0.5274 | 0.85197 | 0.94474 | 0.90722 | 0.55958 | 0.47127 | 0.56581 | 0.81277 | 0.55857 | 0.87072 | 0.52198 | 0.87218 | 0.42393 | 0.35579 | 0.30591 | 0.58068 | 0.52576 | 0
Sep | 15 | 7 | Weekday | Friday | 0.59277 | 0.67929 | 0.75952 | 0.60689 | 0.0044583 | 0.60689 | 0.60689 | 0.58327 | 0.60689 | 0.59277 | 0.59277 | 0.83578 | 0.98076 | 0.87113 | 0.95045 | 0.92992 | 0.60321 | 0.90901 | 0.79652 | 0.71871 | 0.71202 | 0.79519 | 0.89143 | 0.58327 | 0.56115 | 0.87447 | 0.79558 | 0.86271 | 0.97337 | 0.82295 | 0.94883 | 0.93142 | 0.56061 | 0.8701 | 0.79115 | 0.70835 | 0.69533 | 0.77957 | 0.89159 | 0.56731 | 0.52233 | 0.82073 | 0.7953 | 0
Sep | 15 | 8 | Weekday | Friday | 0.6529 | 0.72055 | 0.78485 | 0.64963 | 0.0044583 | 0.64963 | 0.64963 | 0.83782 | 0.64963 | 0.6529 | 0.6529 | 0.68434 | 0.99631 | 0.77413 | 0.96461 | 0.89455 | 0.55673 | 0.97597 | 0.83737 | 0.72094 | 0.77464 | 0.77118 | 0.92579 | 0.83782 | 0.80211 | 0.94385 | 0.96385 | 0.72278 | 0.99403 | 0.7632 | 0.96409 | 0.89507 | 0.52155 | 0.95336 | 0.82858 | 0.71854 | 0.76539 | 0.75781 | 0.92553 | 0.83609 | 0.79755 | 0.9205 | 0.96385 | 0
Sep | 15 | 9 | Weekday | Friday | 0.73647 | 0.77034 | 0.80214 | 0.66476 | 0.0044583 | 0.66476 | 0.66476 | 0.90478 | 0.66476 | 0.73647 | 0.73647 | 0.87837 | 1 | 0.65989 | 0.93849 | 0.90308 | 0.51859 | 0.98632 | 0.89025 | 0.89226 | 0.83299 | 0.60632 | 0.94997 | 0.90478 | 0.87166 | 0.92256 | 0.96751 | 0.89808 | 1 | 0.66067 | 0.93824 | 0.90384 | 0.48786 | 0.97085 | 0.88575 | 0.90099 | 0.82828 | 0.58935 | 0.94993 | 0.90474 | 0.87134 | 0.91164 | 0.96751 | 0
Sep | 15 | 10 | Weekday | Friday | 0.80697 | 0.81669 | 0.81696 | 0.69668 | 0.0044583 | 0.69668 | 0.69668 | 0.94211 | 0.69668 | 0.80697 | 0.80697 | 0.92194 | 0.99867 | 0.63662 | 0.95921 | 0.94457 | 0.53369 | 0.99689 | 0.94451 | 0.9574 | 0.88663 | 0.61367 | 0.96858 | 0.94211 | 0.91243 | 1 | 0.97216 | 0.95382 | 0.99963 | 0.66315 | 0.95868 | 0.94492 | 0.51753 | 0.98588 | 0.94017 | 0.96528 | 0.885 | 0.60036 | 0.96788 | 0.94211 | 0.91243 | 1 | 0.97216 | 0
Sep | 15 | 11 | Weekday | Friday | 0.84157 | 0.85886 | 0.82483 | 0.7142 | 0.0044583 | 0.7142 | 0.7142 | 0.96399 | 0.7142 | 0.84157 | 0.84157 | 0.94025 | 0.96743 | 0.63226 | 0.94681 | 0.95949 | 0.54569 | 0.95982 | 0.98518 | 0.95917 | 0.94377 | 0.62416 | 0.93151 | 0.96399 | 0.94193 | 0.96341 | 0.88734 | 0.98559 | 0.9689 | 0.66147 | 0.9456 | 0.95941 | 0.53756 | 0.94878 | 0.98023 | 0.97077 | 0.94288 | 0.61672 | 0.93005 | 0.96399 | 0.94193 | 0.96977 | 0.88734 | 0
Sep | 15 | 12 | Weekday | Friday | 0.84072 | 0.88021 | 0.82677 | 0.74309 | 0.0044583 | 0.74309 | 0.74309 | 0.98017 | 0.74309 | 0.84072 | 0.84072 | 0.77766 | 0.98278 | 0.61338 | 0.9861 | 1 | 0.55235 | 0.99893 | 0.98961 | 0.95275 | 0.98455 | 0.63574 | 0.99397 | 0.98017 | 0.96894 | 0.96277 | 0.98754 | 0.81879 | 0.98619 | 0.63952 | 0.98533 | 1 | 0.55006 | 0.99557 | 0.98276 | 0.96721 | 0.98401 | 0.62803 | 0.99308 | 0.98017 | 0.96894 | 0.97182 | 0.98754 | 0
Sep | 15 | 13 | Weekday | Friday | 0.82615 | 0.89425 | 0.83285 | 0.76409 | 0.0044583 | 0.76409 | 0.76409 | 0.9903 | 0.76409 | 0.82615 | 0.82615 | 0.71672 | 0.9799 | 0.61242 | 0.98222 | 0.96935 | 0.55424 | 1 | 1 | 0.76415 | 0.99371 | 0.64169 | 0.9975 | 0.9903 | 0.98727 | 0.94193 | 0.99576 | 0.79064 | 0.98529 | 0.63993 | 0.98278 | 0.97063 | 0.55743 | 1 | 1 | 0.77442 | 0.99409 | 0.63172 | 0.99872 | 0.9903 | 0.98727 | 0.95195 | 0.99576 | 0
Sep | 15 | 14 | Weekday | Friday | 0.8179 | 0.90322 | 0.82663 | 0.77973 | 0.0044583 | 0.77973 | 0.77973 | 1 | 0.77973 | 0.8179 | 0.8179 | 0.74098 | 0.97956 | 0.61407 | 0.96864 | 0.96711 | 0.59163 | 0.96346 | 0.99862 | 0.75271 | 1 | 0.63682 | 1 | 1 | 1 | 0.92854 | 1 | 0.77544 | 0.98658 | 0.64048 | 0.96912 | 0.96858 | 0.59228 | 0.97806 | 0.99735 | 0.76224 | 1 | 0.62703 | 1 | 1 | 1 | 0.93878 | 1 | 0
Sep | 15 | 15 | Weekday | Friday | 0.78845 | 0.90568 | 0.81188 | 0.809 | 0.0044583 | 0.809 | 0.809 | 0.99463 | 0.809 | 0.78845 | 0.78845 | 0.93689 | 0.98285 | 0.65041 | 1 | 0.98408 | 0.75413 | 0.95933 | 0.9223 | 0.74849 | 0.97957 | 0.62972 | 0.99474 | 0.99463 | 0.98595 | 0.9266 | 0.99787 | 0.94606 | 0.99086 | 0.70604 | 1 | 0.98472 | 0.7598 | 0.97127 | 0.93521 | 0.75759 | 0.9794 | 0.65948 | 0.99469 | 0.99463 | 0.98595 | 0.93618 | 0.99787 | 0
Sep | 15 | 16 | Weekday | Friday | 0.75565 | 0.88166 | 0.79722 | 0.88278 | 0.0044583 | 0.88278 | 0.88278 | 0.97694 | 0.88278 | 0.75565 | 0.75565 | 0.958 | 0.98375 | 0.74294 | 0.9243 | 0.89125 | 0.88913 | 0.93955 | 0.68259 | 0.92765 | 0.853 | 0.73541 | 0.63701 | 0.97694 | 0.95649 | 0.91805 | 0.28921 | 0.96158 | 0.99265 | 0.78134 | 0.92509 | 0.89287 | 0.88885 | 0.94953 | 0.69174 | 0.93794 | 0.85165 | 0.76528 | 0.63661 | 0.97694 | 0.95649 | 0.92543 | 0.28921 | 0
Sep | 15 | 17 | Weekday | Friday | 0.72394 | 0.83789 | 0.7804 | 0.94515 | 0.50223 | 0.94515 | 0.94515 | 0.77502 | 0.94515 | 0.72394 | 0.72394 | 1 | 0.82802 | 0.91449 | 0.79863 | 0.62367 | 0.96663 | 0.61849 | 0.66665 | 0.95118 | 0.79252 | 0.82526 | 0.53184 | 0.77502 | 0.75394 | 0.91655 | 0.12814 | 1 | 0.82463 | 0.90594 | 0.7989 | 0.62444 | 0.96058 | 0.60244 | 0.67125 | 0.95306 | 0.78958 | 0.84911 | 0.52882 | 0.77502 | 0.75394 | 0.91878 | 0.12814 | 0
Sep | 15 | 18 | Weekday | Friday | 0.70464 | 0.79953 | 0.75845 | 0.94196 | 1 | 0.94196 | 0.94196 | 0.79878 | 0.94196 | 0.70464 | 0.70464 | 0.83854 | 0.83843 | 0.91288 | 0.7964 | 0.66824 | 1 | 0.65588 | 0.67319 | 1 | 0.75365 | 0.88536 | 0.62908 | 0.79878 | 0.82355 | 0.89885 | 0.22167 | 0.8703 | 0.832 | 0.94686 | 0.79624 | 0.66963 | 1 | 0.63598 | 0.67492 | 1 | 0.7552 | 0.91929 | 0.62809 | 0.79878 | 0.82355 | 0.89467 | 0.22167 | 0
Sep | 15 | 19 | Weekday | Friday | 0.71596 | 0.79564 | 0.74269 | 0.94969 | 1 | 0.94969 | 0.94969 | 0.72434 | 0.94969 | 0.71596 | 0.71596 | 0.81531 | 0.76471 | 0.95744 | 0.69274 | 0.55818 | 0.96815 | 0.58053 | 0.64996 | 0.81553 | 0.71118 | 0.95898 | 0.58174 | 0.72434 | 0.74641 | 0.81425 | 0.22372 | 0.85142 | 0.74342 | 1 | 0.68943 | 0.55898 | 0.972 | 0.53594 | 0.65088 | 0.81537 | 0.7105 | 1 | 0.58051 | 0.72434 | 0.74639 | 0.80191 | 0.22372 | 0
Sep | 15 | 20 | Weekday | Friday | 0.70072 | 0.75111 | 0.71995 | 0.91047 | 1 | 0.91047 | 0.91047 | 0.34159 | 0.91047 | 0.70072 | 0.70072 | 0.7635 | 0.7439 | 0.96324 | 0.66325 | 0.54641 | 0.8268 | 0.39691 | 0.25512 | 0.80974 | 0.12376 | 0.92105 | 0.57448 | 0.34159 | 0.4006 | 0.58678 | 0.22372 | 0.82056 | 0.71884 | 0.94498 | 0.65776 | 0.54769 | 0.83256 | 0.37412 | 0.25269 | 0.80525 | 0.12248 | 0.9466 | 0.57309 | 0.34158 | 0.39952 | 0.58284 | 0.22372 | 0
Sep | 15 | 21 | Weekday | Friday | 0.64228 | 0.68251 | 0.69351 | 0.8342 | 1 | 0.8342 | 0.8342 | 0.19 | 0.8342 | 0.64228 | 0.64228 | 0.70908 | 0.70889 | 0.80448 | 0.23572 | 0.28559 | 0.65266 | 0.38523 | 0.25203 | 0.79445 | 0.12128 | 0.67836 | 0.35945 | 0.19 | 0.25847 | 0.38499 | 0.22372 | 0.8013 | 0.67672 | 0.79837 | 0.23602 | 0.28618 | 0.65252 | 0.33966 | 0.25233 | 0.79526 | 0.12066 | 0.69324 | 0.35569 | 0.19 | 0.25847 | 0.38923 | 0.22372 | 0
Sep | 15 | 22 | Weekday | Friday | 0.62503 | 0.65191 | 0.66338 | 0.72234 | 1 | 0.72234 | 0.72234 | 0.19 | 0.72234 | 0.62503 | 0.62503 | 0.66437 | 0.71132 | 0.61477 | 0.20297 | 0.26816 | 0.4897 | 0.33199 | 0.2542 | 0.81722 | 0.11928 | 0.4611 | 0.33898 | 0.19 | 0.25847 | 0.4865 | 0.22372 | 0.80442 | 0.6782 | 0.63695 | 0.20314 | 0.26847 | 0.49875 | 0.298 | 0.2556 | 0.82837 | 0.11951 | 0.47748 | 0.33711 | 0.19 | 0.25847 | 0.49202 | 0.22372 | 0
Sep | 15 | 23 | Weekday | Friday | 0.5794 | 0.646 | 0.63715 | 0.62271 | 1 | 0.62271 | 0.62271 | 0.18303 | 0.62271 | 0.5794 | 0.5794 | 0.41186 | 0.70431 | 0.4162 | 0.18121 | 0.25279 | 0.36737 | 0.3555 | 0.24734 | 0.48698 | 0.11619 | 0.40909 | 0.32391 | 0.18303 | 0.25257 | 0.40036 | 0.22372 | 0.45884 | 0.66861 | 0.42256 | 0.1813 | 0.2537 | 0.38601 | 0.30681 | 0.25015 | 0.47034 | 0.11598 | 0.41368 | 0.32163 | 0.18303 | 0.25257 | 0.40484 | 0.22372 | 0
Sep | 16 | 24 | Weekend | Saturday | 0.56334 | 0.64627 | 0.68467 | 0.60114 | 1 | 0.60114 | 0.60114 | 0.18608 | 0.60114 | 0.56334 | 0.56334 | 0.23786 | 0.70113 | 0.38974 | 0.16217 | 0.23339 | 0.34487 | 0.319 | 0.2505 | 0.31745 | 0.11711 | 0.40519 | 0.30339 | 0.18608 | 0.25515 | 0.36399 | 0.22372 | 0.3027 | 0.66473 | 0.40603 | 0.1624 | 0.23303 | 0.36537 | 0.28062 | 0.25378 | 0.32803 | 0.11744 | 0.41194 | 0.29995 | 0.18608 | 0.25515 | 0.36815 | 0.22372 | 0
Sep | 16 | 1 | Weekend | Saturday | 0.56122 | 0.61244 | 0.67051 | 0.56583 | 1 | 0.56583 | 0.56583 | 0.18608 | 0.56583 | 0.56122 | 0.56122 | 0.23831 | 0.7023 | 0.39351 | 0.16231 | 0.23245 | 0.33164 | 0.36339 | 0.25088 | 0.31897 | 0.11657 | 0.34796 | 0.30339 | 0.18608 | 0.25515 | 0.36116 | 0.22372 | 0.30331 | 0.66454 | 0.41026 | 0.1624 | 0.23303 | 0.35381 | 0.3136 | 0.25375 | 0.32901 | 0.11744 | 0.35891 | 0.29995 | 0.18608 | 0.25515 | 0.36504 | 0.22372 | 0
Sep | 16 | 2 | Weekend | Saturday | 0.55806 | 0.60294 | 0.66149 | 0.53882 | 1 | 0.53882 | 0.53882 | 0.18608 | 0.53882 | 0.55806 | 0.55806 | 0.23791 | 0.70312 | 0.35942 | 0.16227 | 0.23339 | 0.324 | 0.37325 | 0.25004 | 0.3175 | 0.11709 | 0.35027 | 0.30339 | 0.18608 | 0.25515 | 0.35763 | 0.22372 | 0.30351 | 0.66514 | 0.36964 | 0.1624 | 0.23303 | 0.34561 | 0.32144 | 0.25372 | 0.32929 | 0.11742 | 0.35195 | 0.29995 | 0.18608 | 0.25515 | 0.36159 | 0.22372 | 0
Sep | 16 | 3 | Weekend | Saturday | 0.55087 | 0.60382 | 0.66064 | 0.51296 | 1 | 0.51296 | 0.51296 | 0.18608 | 0.51296 | 0.55087 | 0.55087 | 0.24137 | 0.71307 | 0.40805 | 0.17068 | 0.23268 | 0.36454 | 0.42643 | 0.25146 | 0.32492 | 0.11728 | 0.3528 | 0.30339 | 0.18608 | 0.25515 | 0.37777 | 0.22372 | 0.30674 | 0.67645 | 0.40907 | 0.17074 | 0.23303 | 0.38642 | 0.36712 | 0.25475 | 0.3346 | 0.11788 | 0.36094 | 0.29995 | 0.18608 | 0.25515 | 0.38209 | 0.22372 | 0
Sep | 16 | 4 | Weekend | Saturday | 0.55607 | 0.61348 | 0.67874 | 0.50517 | 1 | 0.50517 | 0.50517 | 0.18608 | 0.50517 | 0.55607 | 0.55607 | 0.44847 | 0.70329 | 0.42971 | 0.18746 | 0.23268 | 0.47515 | 0.47168 | 0.25214 | 0.49167 | 0.11696 | 0.39769 | 0.30339 | 0.18608 | 0.25515 | 0.37164 | 0.22372 | 0.46125 | 0.66665 | 0.41555 | 0.18743 | 0.23303 | 0.48473 | 0.39257 | 0.25462 | 0.46741 | 0.11782 | 0.39614 | 0.29995 | 0.18608 | 0.25515 | 0.37565 | 0.22372 | 0
Sep | 16 | 5 | Weekend | Saturday | 0.54771 | 0.65121 | 0.73973 | 0.59066 | 1 | 0.59066 | 0.59066 | 0.20487 | 0.59066 | 0.54771 | 0.54771 | 0.67776 | 0.72719 | 0.63187 | 0.3345 | 0.28925 | 0.57576 | 0.52927 | 0.22637 | 0.89196 | 0.10689 | 0.53606 | 0.332 | 0.20487 | 0.23666 | 0.55322 | 0.14219 | 0.72282 | 0.70367 | 0.62119 | 0.32664 | 0.28916 | 0.53333 | 0.45978 | 0.23002 | 0.89185 | 0.1066 | 0.54334 | 0.3295 | 0.17077 | 0.17983 | 0.47432 | 0.14219 | 0
Sep | 16 | 6 | Weekend | Saturday | 0.58588 | 0.70079 | 0.83175 | 0.6864 | 0.0044583 | 0.6864 | 0.6864 | 0.18687 | 0.6864 | 0.58588 | 0.58588 | 0.76617 | 0.78724 | 0.85517 | 0.35406 | 0.26409 | 0.60352 | 0.53825 | 0.21271 | 0.85514 | 0.099421 | 0.7019 | 0.26874 | 0.18687 | 0.1837 | 0.60937 | 0.18526 | 0.85097 | 0.75387 | 0.80656 | 0.34741 | 0.26458 | 0.55796 | 0.47675 | 0.2153 | 0.86904 | 0.099888 | 0.70699 | 0.26052 | 0.1627 | 0.14463 | 0.51453 | 0.18075 | 0
Sep | 16 | 7 | Weekend | Saturday | 0.66309 | 0.76519 | 0.90024 | 0.67497 | 0.0044583 | 0.67497 | 0.67497 | 0.43927 | 0.67497 | 0.66309 | 0.66309 | 0.79162 | 0.80839 | 1 | 0.47761 | 0.35926 | 0.55556 | 0.63641 | 0.21363 | 0.68906 | 0.09947 | 1 | 0.33727 | 0.43927 | 0.42523 | 0.76011 | 0.19002 | 0.85557 | 0.78477 | 0.90098 | 0.47452 | 0.35902 | 0.51 | 0.59325 | 0.21542 | 0.70192 | 0.099936 | 0.98132 | 0.33317 | 0.39948 | 0.35068 | 0.68524 | 0.18891 | 0
Sep | 16 | 8 | Weekend | Saturday | 0.74724 | 0.82093 | 0.9395 | 0.64725 | 0.0044583 | 0.64725 | 0.64725 | 0.50624 | 0.64725 | 0.74724 | 0.74724 | 0.66569 | 0.84399 | 0.83849 | 0.4919 | 0.37321 | 0.497 | 0.65436 | 0.21299 | 0.70235 | 0.099806 | 0.86241 | 0.34025 | 0.50624 | 0.47596 | 0.75576 | 0.2671 | 0.7049 | 0.82601 | 0.79194 | 0.4894 | 0.37398 | 0.45775 | 0.61889 | 0.21558 | 0.70698 | 0.10001 | 0.84966 | 0.33715 | 0.49074 | 0.44484 | 0.70149 | 0.2671 | 0
Sep | 16 | 9 | Weekend | Saturday | 0.85467 | 0.8711 | 0.96346 | 0.61353 | 0.0044583 | 0.61353 | 0.61353 | 0.65296 | 0.61353 | 0.85467 | 0.85467 | 0.86228 | 0.84447 | 0.70728 | 0.49422 | 0.37544 | 0.44745 | 0.66047 | 0.21423 | 0.87566 | 0.10334 | 0.62588 | 0.34582 | 0.65296 | 0.61685 | 0.83679 | 0.26771 | 0.86796 | 0.82967 | 0.68517 | 0.49256 | 0.37622 | 0.41161 | 0.62729 | 0.21561 | 0.88032 | 0.10003 | 0.60848 | 0.34276 | 0.65067 | 0.60988 | 0.80342 | 0.26771 | 0
Sep | 16 | 10 | Weekend | Saturday | 0.94823 | 0.91764 | 0.98432 | 0.63283 | 0.0044583 | 0.63283 | 0.63283 | 0.67058 | 0.63283 | 0.94823 | 0.94823 | 0.88693 | 0.84284 | 0.67044 | 0.4821 | 0.38743 | 0.44878 | 0.6586 | 0.21646 | 0.92597 | 0.12718 | 0.60818 | 0.34976 | 0.67058 | 0.63132 | 0.91406 | 0.26812 | 0.89931 | 0.82935 | 0.67282 | 0.4806 | 0.38685 | 0.42637 | 0.62934 | 0.2187 | 0.92907 | 0.12704 | 0.58838 | 0.34674 | 0.67053 | 0.63088 | 0.89536 | 0.26812 | 0
Sep | 16 | 11 | Weekend | Saturday | 0.99556 | 0.95641 | 0.99303 | 0.66037 | 0.0044583 | 0.66037 | 0.66037 | 0.78997 | 0.66037 | 0.99556 | 0.99556 | 0.88102 | 0.82836 | 0.6413 | 0.49949 | 0.38165 | 0.44364 | 0.65043 | 0.21422 | 0.90686 | 0.12912 | 0.60069 | 0.2785 | 0.78997 | 0.75454 | 0.90124 | 0.1813 | 0.89796 | 0.81499 | 0.67209 | 0.49819 | 0.38246 | 0.42796 | 0.62529 | 0.2156 | 0.91192 | 0.12846 | 0.59067 | 0.27287 | 0.78997 | 0.75454 | 0.89397 | 0.1813 | 0
Sep | 16 | 12 | Weekend | Saturday | 1 | 0.97578 | 0.99229 | 0.70031 | 0.0044583 | 0.70031 | 0.70031 | 0.8008 | 0.70031 | 1 | 1 | 0.72308 | 0.8201 | 0.61821 | 0.51372 | 0.37269 | 0.43792 | 0.67666 | 0.2128 | 0.8987 | 0.162 | 0.60625 | 0.27656 | 0.8008 | 0.77634 | 0.8924 | 0.18152 | 0.73491 | 0.80693 | 0.64321 | 0.5128 | 0.37227 | 0.42715 | 0.65178 | 0.21581 | 0.90581 | 0.16159 | 0.59661 | 0.27191 | 0.8008 | 0.77634 | 0.89137 | 0.18152 | 0
Sep | 16 | 13 | Weekend | Saturday | 0.99414 | 0.99172 | 1 | 0.7242 | 0.0044583 | 0.7242 | 0.7242 | 0.80536 | 0.7242 | 0.99414 | 0.99414 | 0.66871 | 0.81796 | 0.61794 | 0.42282 | 0.26445 | 0.43646 | 0.67319 | 0.21768 | 0.72009 | 0.18096 | 0.61281 | 0.27619 | 0.80536 | 0.78232 | 0.87111 | 0.18193 | 0.71846 | 0.80572 | 0.64318 | 0.42171 | 0.26448 | 0.43091 | 0.65223 | 0.21995 | 0.72555 | 0.18096 | 0.59851 | 0.27347 | 0.80536 | 0.78232 | 0.87269 | 0.18193 | 0
Sep | 16 | 14 | Weekend | Saturday | 0.98964 | 1 | 0.98657 | 0.75022 | 0.0044583 | 0.75022 | 0.75022 | 0.8077 | 0.75022 | 0.98964 | 0.98964 | 0.70322 | 0.78646 | 0.61842 | 0.4191 | 0.25957 | 0.47328 | 0.67076 | 0.22011 | 0.71742 | 0.19363 | 0.60219 | 0.27849 | 0.8077 | 0.78865 | 0.85821 | 0.18203 | 0.71545 | 0.77979 | 0.64443 | 0.41766 | 0.25862 | 0.46514 | 0.64645 | 0.22283 | 0.72158 | 0.19372 | 0.59386 | 0.27289 | 0.8077 | 0.78865 | 0.86006 | 0.18203 | 0
Sep | 16 | 15 | Weekend | Saturday | 0.94706 | 0.99559 | 0.95784 | 0.79362 | 0.0044583 | 0.79362 | 0.79362 | 0.80414 | 0.79362 | 0.94706 | 0.94706 | 0.88919 | 0.78457 | 0.65568 | 0.45783 | 0.26808 | 0.63541 | 0.62566 | 0.22114 | 0.70826 | 0.17866 | 0.59906 | 0.27109 | 0.80414 | 0.78312 | 0.85625 | 0.094226 | 0.87716 | 0.77712 | 0.70992 | 0.45543 | 0.26835 | 0.63228 | 0.59818 | 0.22388 | 0.71326 | 0.17945 | 0.62297 | 0.26929 | 0.80414 | 0.78312 | 0.85753 | 0.094226 | 0
Sep | 16 | 16 | Weekend | Saturday | 0.87609 | 0.95729 | 0.92701 | 0.88656 | 0.0044583 | 0.88656 | 0.88656 | 0.68531 | 0.88656 | 0.87609 | 0.87609 | 0.89683 | 0.75941 | 0.7226 | 0.43534 | 0.23755 | 0.80844 | 0.56978 | 0.22202 | 0.87341 | 0.14936 | 0.6634 | 0.23469 | 0.68531 | 0.65201 | 0.81843 | 0.094226 | 0.87845 | 0.74916 | 0.77022 | 0.42996 | 0.23839 | 0.80224 | 0.53758 | 0.22437 | 0.88162 | 0.14993 | 0.69415 | 0.23062 | 0.68531 | 0.65201 | 0.81085 | 0.094226 | 0
Sep | 16 | 17 | Weekend | Saturday | 0.80692 | 0.90375 | 0.89487 | 0.9711 | 0.50223 | 0.9711 | 0.9711 | 0.53587 | 0.9711 | 0.80692 | 0.80692 | 0.93147 | 0.74565 | 0.86247 | 0.24949 | 0.1663 | 0.89589 | 0.4273 | 0.22607 | 0.90348 | 0.12506 | 0.8183 | 0.18538 | 0.53587 | 0.51057 | 0.81344 | 0.1278 | 0.90889 | 0.72682 | 0.91877 | 0.24982 | 0.16492 | 0.88467 | 0.39496 | 0.2289 | 0.90564 | 0.12599 | 0.85333 | 0.17892 | 0.53587 | 0.51057 | 0.78981 | 0.1278 | 0
Sep | 16 | 18 | Weekend | Saturday | 0.7768 | 0.86134 | 0.85624 | 0.97755 | 1 | 0.97755 | 0.97755 | 0.39966 | 0.97755 | 0.7768 | 0.7768 | 0.78816 | 0.75504 | 0.90755 | 0.2193 | 0.22819 | 0.93736 | 0.47192 | 0.25057 | 0.9671 | 0.11954 | 0.88588 | 0.29548 | 0.39966 | 0.45244 | 0.76273 | 0.21892 | 0.81069 | 0.73516 | 0.93964 | 0.2195 | 0.22923 | 0.93279 | 0.43512 | 0.25395 | 0.97069 | 0.12043 | 0.91783 | 0.2939 | 0.39966 | 0.45244 | 0.72681 | 0.21892 | 0
Sep | 16 | 19 | Weekend | Saturday | 0.77091 | 0.85552 | 0.83177 | 1 | 1 | 1 | 1 | 0.37549 | 1 | 0.77091 | 0.77091 | 0.77826 | 0.71627 | 0.93479 | 0.22059 | 0.23363 | 0.91782 | 0.42474 | 0.2521 | 0.79626 | 0.118 | 0.94178 | 0.30339 | 0.37549 | 0.42925 | 0.72723 | 0.22372 | 0.80615 | 0.68431 | 0.97248 | 0.22079 | 0.23303 | 0.91802 | 0.38459 | 0.25528 | 0.79699 | 0.11807 | 0.97962 | 0.29995 | 0.37549 | 0.42925 | 0.68402 | 0.22372 | 0
Sep | 16 | 20 | Weekend | Saturday | 0.73948 | 0.80259 | 0.80249 | 0.96951 | 1 | 0.96951 | 0.96951 | 0.22748 | 0.96951 | 0.73948 | 0.73948 | 0.7455 | 0.71688 | 0.90124 | 0.20414 | 0.23245 | 0.78533 | 0.37509 | 0.25134 | 0.79532 | 0.12321 | 0.92303 | 0.30435 | 0.22748 | 0.29691 | 0.57567 | 0.22372 | 0.79454 | 0.68442 | 0.93089 | 0.20411 | 0.23303 | 0.78807 | 0.33595 | 0.25463 | 0.79299 | 0.11781 | 0.95703 | 0.29995 | 0.22748 | 0.29691 | 0.55931 | 0.22372 | 0
Sep | 16 | 21 | Weekend | Saturday | 0.66743 | 0.71772 | 0.7683 | 0.88549 | 1 | 0.88549 | 0.88549 | 0.18608 | 0.88549 | 0.66743 | 0.66743 | 0.69278 | 0.71254 | 0.85452 | 0.18727 | 0.23316 | 0.62055 | 0.37117 | 0.25053 | 0.78301 | 0.11684 | 0.71746 | 0.30243 | 0.18608 | 0.25515 | 0.37961 | 0.22372 | 0.78528 | 0.67542 | 0.81238 | 0.18742 | 0.23303 | 0.61809 | 0.32131 | 0.2538 | 0.78643 | 0.11744 | 0.7298 | 0.29995 | 0.18608 | 0.25515 | 0.3836 | 0.22372 | 0
Sep | 16 | 22 | Weekend | Saturday | 0.64412 | 0.67711 | 0.72834 | 0.75843 | 1 | 0.75843 | 0.75843 | 0.18608 | 0.75843 | 0.64412 | 0.64412 | 0.65861 | 0.7111 | 0.65435 | 0.17063 | 0.23292 | 0.46458 | 0.35388 | 0.25358 | 0.81128 | 0.11767 | 0.4826 | 0.30339 | 0.18608 | 0.25515 | 0.48187 | 0.22372 | 0.79881 | 0.67342 | 0.65262 | 0.17074 | 0.23303 | 0.4718 | 0.30728 | 0.25691 | 0.82255 | 0.11828 | 0.49157 | 0.29995 | 0.18608 | 0.25515 | 0.48734 | 0.22372 | 0
Sep | 16 | 23 | Weekend | Saturday | 0.59463 | 0.66531 | 0.71393 | 0.65003 | 1 | 0.65003 | 0.65003 | 0.18303 | 0.65003 | 0.59463 | 0.59463 | 0.41186 | 0.70431 | 0.4162 | 0.18121 | 0.25279 | 0.36737 | 0.3555 | 0.24734 | 0.48698 | 0.11619 | 0.40909 | 0.32391 | 0.18303 | 0.25257 | 0.40036 | 0.22372 | 0.45884 | 0.66861 | 0.42256 | 0.1813 | 0.2537 | 0.38601 | 0.30681 | 0.25015 | 0.47034 | 0.11598 | 0.41368 | 0.32163 | 0.18303 | 0.25257 | 0.40484 | 0.22372 | 0
Sep | 17 | 24 | Weekend | Sunday | 0.56334 | 0.64627 | 0.68467 | 0.60114 | 1 | 0.60114 | 0.60114 | 0.18608 | 0.60114 | 0.56334 | 0.56334 | 0.23786 | 0.70113 | 0.38974 | 0.16217 | 0.23339 | 0.34487 | 0.319 | 0.2505 | 0.31745 | 0.11711 | 0.40519 | 0.30339 | 0.18608 | 0.25515 | 0.36399 | 0.22372 | 0.3027 | 0.66473 | 0.40603 | 0.1624 | 0.23303 | 0.36537 | 0.28062 | 0.25378 | 0.32803 | 0.11744 | 0.41194 | 0.29995 | 0.18608 | 0.25515 | 0.36815 | 0.22372 | 0
Sep | 17 | 1 | Weekend | Sunday | 0.56122 | 0.61244 | 0.67051 | 0.56583 | 1 | 0.56583 | 0.56583 | 0.18608 | 0.56583 | 0.56122 | 0.56122 | 0.23831 | 0.7023 | 0.39351 | 0.16231 | 0.23245 | 0.33164 | 0.36339 | 0.25088 | 0.31897 | 0.11657 | 0.34796 | 0.30339 | 0.18608 | 0.25515 | 0.36116 | 0.22372 | 0.30331 | 0.66454 | 0.41026 | 0.1624 | 0.23303 | 0.35381 | 0.3136 | 0.25375 | 0.32901 | 0.11744 | 0.35891 | 0.29995 | 0.18608 | 0.25515 | 0.36504 | 0.22372 | 0
Sep | 17 | 2 | Weekend | Sunday | 0.55806 | 0.60294 | 0.66149 | 0.53882 | 1 | 0.53882 | 0.53882 | 0.18608 | 0.53882 | 0.55806 | 0.55806 | 0.23791 | 0.70312 | 0.35942 | 0.16227 | 0.23339 | 0.324 | 0.37325 | 0.25004 | 0.3175 | 0.11709 | 0.35027 | 0.30339 | 0.18608 | 0.25515 | 0.35763 | 0.22372 | 0.30351 | 0.66514 | 0.36964 | 0.1624 | 0.23303 | 0.34561 | 0.32144 | 0.25372 | 0.32929 | 0.11742 | 0.35195 | 0.29995 | 0.18608 | 0.25515 | 0.36159 | 0.22372 | 0
Sep | 17 | 3 | Weekend | Sunday | 0.55087 | 0.60382 | 0.66064 | 0.51296 | 1 | 0.51296 | 0.51296 | 0.18608 | 0.51296 | 0.55087 | 0.55087 | 0.24137 | 0.71307 | 0.40805 | 0.17068 | 0.23268 | 0.36454 | 0.42643 | 0.25146 | 0.32492 | 0.11728 | 0.3528 | 0.30339 | 0.18608 | 0.25515 | 0.37777 | 0.22372 | 0.30674 | 0.67645 | 0.40907 | 0.17074 | 0.23303 | 0.38642 | 0.36712 | 0.25475 | 0.3346 | 0.11788 | 0.36094 | 0.29995 | 0.18608 | 0.25515 | 0.38209 | 0.22372 | 0
Sep | 17 | 4 | Weekend | Sunday | 0.55607 | 0.61348 | 0.67874 | 0.50517 | 1 | 0.50517 | 0.50517 | 0.18608 | 0.50517 | 0.55607 | 0.55607 | 0.44847 | 0.70329 | 0.42971 | 0.18746 | 0.23268 | 0.47515 | 0.47168 | 0.25214 | 0.49167 | 0.11696 | 0.39769 | 0.30339 | 0.18608 | 0.25515 | 0.37164 | 0.22372 | 0.46125 | 0.66665 | 0.41555 | 0.18743 | 0.23303 | 0.48473 | 0.39257 | 0.25462 | 0.46741 | 0.11782 | 0.39614 | 0.29995 | 0.18608 | 0.25515 | 0.37565 | 0.22372 | 0
Sep | 17 | 5 | Weekend | Sunday | 0.54771 | 0.65121 | 0.73973 | 0.59066 | 1 | 0.59066 | 0.59066 | 0.20487 | 0.59066 | 0.54771 | 0.54771 | 0.67776 | 0.72719 | 0.63187 | 0.3345 | 0.28925 | 0.57576 | 0.52927 | 0.22637 | 0.89196 | 0.10689 | 0.53606 | 0.332 | 0.20487 | 0.23666 | 0.55322 | 0.14219 | 0.72282 | 0.70367 | 0.62119 | 0.32664 | 0.28916 | 0.53333 | 0.45978 | 0.23002 | 0.89185 | 0.1066 | 0.54334 | 0.3295 | 0.17077 | 0.17983 | 0.47432 | 0.14219 | 0
Sep | 17 | 6 | Weekend | Sunday | 0.58588 | 0.70079 | 0.83175 | 0.6864 | 0.0044583 | 0.6864 | 0.6864 | 0.18687 | 0.6864 | 0.58588 | 0.58588 | 0.76617 | 0.78724 | 0.85517 | 0.35406 | 0.26409 | 0.60352 | 0.53825 | 0.21271 | 0.85514 | 0.099421 | 0.7019 | 0.26874 | 0.18687 | 0.1837 | 0.60937 | 0.18526 | 0.85097 | 0.75387 | 0.80656 | 0.34741 | 0.26458 | 0.55796 | 0.47675 | 0.2153 | 0.86904 | 0.099888 | 0.70699 | 0.26052 | 0.1627 | 0.14463 | 0.51453 | 0.18075 | 0
Sep | 17 | 7 | Weekend | Sunday | 0.66309 | 0.76519 | 0.90024 | 0.67497 | 0.0044583 | 0.67497 | 0.67497 | 0.43927 | 0.67497 | 0.66309 | 0.66309 | 0.79162 | 0.80839 | 1 | 0.47761 | 0.35926 | 0.55556 | 0.63641 | 0.21363 | 0.68906 | 0.09947 | 1 | 0.33727 | 0.43927 | 0.42523 | 0.76011 | 0.19002 | 0.85557 | 0.78477 | 0.90098 | 0.47452 | 0.35902 | 0.51 | 0.59325 | 0.21542 | 0.70192 | 0.099936 | 0.98132 | 0.33317 | 0.39948 | 0.35068 | 0.68524 | 0.18891 | 0
Sep | 17 | 8 | Weekend | Sunday | 0.74724 | 0.82093 | 0.9395 | 0.64725 | 0.0044583 | 0.64725 | 0.64725 | 0.50624 | 0.64725 | 0.74724 | 0.74724 | 0.66569 | 0.84399 | 0.83849 | 0.4919 | 0.37321 | 0.497 | 0.65436 | 0.21299 | 0.70235 | 0.099806 | 0.86241 | 0.34025 | 0.50624 | 0.47596 | 0.75576 | 0.2671 | 0.7049 | 0.82601 | 0.79194 | 0.4894 | 0.37398 | 0.45775 | 0.61889 | 0.21558 | 0.70698 | 0.10001 | 0.84966 | 0.33715 | 0.49074 | 0.44484 | 0.70149 | 0.2671 | 0
Sep | 17 | 9 | Weekend | Sunday | 0.85467 | 0.8711 | 0.96346 | 0.61353 | 0.0044583 | 0.61353 | 0.61353 | 0.65296 | 0.61353 | 0.85467 | 0.85467 | 0.86228 | 0.84447 | 0.70728 | 0.49422 | 0.37544 | 0.44745 | 0.66047 | 0.21423 | 0.87566 | 0.10334 | 0.62588 | 0.34582 | 0.65296 | 0.61685 | 0.83679 | 0.26771 | 0.86796 | 0.82967 | 0.68517 | 0.49256 | 0.37622 | 0.41161 | 0.62729 | 0.21561 | 0.88032 | 0.10003 | 0.60848 | 0.34276 | 0.65067 | 0.60988 | 0.80342 | 0.26771 | 0
Sep | 17 | 10 | Weekend | Sunday | 0.94823 | 0.91764 | 0.98432 | 0.63283 | 0.0044583 | 0.63283 | 0.63283 | 0.67058 | 0.63283 | 0.94823 | 0.94823 | 0.88693 | 0.84284 | 0.67044 | 0.4821 | 0.38743 | 0.44878 | 0.6586 | 0.21646 | 0.92597 | 0.12718 | 0.60818 | 0.34976 | 0.67058 | 0.63132 | 0.91406 | 0.26812 | 0.89931 | 0.82935 | 0.67282 | 0.4806 | 0.38685 | 0.42637 | 0.62934 | 0.2187 | 0.92907 | 0.12704 | 0.58838 | 0.34674 | 0.67053 | 0.63088 | 0.89536 | 0.26812 | 0
Sep | 17 | 11 | Weekend | Sunday | 0.99556 | 0.95641 | 0.99303 | 0.66037 | 0.0044583 | 0.66037 | 0.66037 | 0.78997 | 0.66037 | 0.99556 | 0.99556 | 0.88102 | 0.82836 | 0.6413 | 0.49949 | 0.38165 | 0.44364 | 0.65043 | 0.21422 | 0.90686 | 0.12912 | 0.60069 | 0.2785 | 0.78997 | 0.75454 | 0.90124 | 0.1813 | 0.89796 | 0.81499 | 0.67209 | 0.49819 | 0.38246 | 0.42796 | 0.62529 | 0.2156 | 0.91192 | 0.12846 | 0.59067 | 0.27287 | 0.78997 | 0.75454 | 0.89397 | 0.1813 | 0
Sep | 17 | 12 | Weekend | Sunday | 1 | 0.97578 | 0.99229 | 0.70031 | 0.0044583 | 0.70031 | 0.70031 | 0.8008 | 0.70031 | 1 | 1 | 0.72308 | 0.8201 | 0.61821 | 0.51372 | 0.37269 | 0.43792 | 0.67666 | 0.2128 | 0.8987 | 0.162 | 0.60625 | 0.27656 | 0.8008 | 0.77634 | 0.8924 | 0.18152 | 0.73491 | 0.80693 | 0.64321 | 0.5128 | 0.37227 | 0.42715 | 0.65178 | 0.21581 | 0.90581 | 0.16159 | 0.59661 | 0.27191 | 0.8008 | 0.77634 | 0.89137 | 0.18152 | 0
Sep | 17 | 13 | Weekend | Sunday | 0.99414 | 0.99172 | 1 | 0.7242 | 0.0044583 | 0.7242 | 0.7242 | 0.80536 | 0.7242 | 0.99414 | 0.99414 | 0.66871 | 0.81796 | 0.61794 | 0.42282 | 0.26445 | 0.43646 | 0.67319 | 0.21768 | 0.72009 | 0.18096 | 0.61281 | 0.27619 | 0.80536 | 0.78232 | 0.87111 | 0.18193 | 0.71846 | 0.80572 | 0.64318 | 0.42171 | 0.26448 | 0.43091 | 0.65223 | 0.21995 | 0.72555 | 0.18096 | 0.59851 | 0.27347 | 0.80536 | 0.78232 | 0.87269 | 0.18193 | 0
Sep | 17 | 14 | Weekend | Sunday | 0.98964 | 1 | 0.98657 | 0.75022 | 0.0044583 | 0.75022 | 0.75022 | 0.8077 | 0.75022 | 0.98964 | 0.98964 | 0.70322 | 0.78646 | 0.61842 | 0.4191 | 0.25957 | 0.47328 | 0.67076 | 0.22011 | 0.71742 | 0.19363 | 0.60219 | 0.27849 | 0.8077 | 0.78865 | 0.85821 | 0.18203 | 0.71545 | 0.77979 | 0.64443 | 0.41766 | 0.25862 | 0.46514 | 0.64645 | 0.22283 | 0.72158 | 0.19372 | 0.59386 | 0.27289 | 0.8077 | 0.78865 | 0.86006 | 0.18203 | 0
Sep | 17 | 15 | Weekend | Sunday | 0.94706 | 0.99559 | 0.95784 | 0.79362 | 0.0044583 | 0.79362 | 0.79362 | 0.80414 | 0.79362 | 0.94706 | 0.94706 | 0.88919 | 0.78457 | 0.65568 | 0.45783 | 0.26808 | 0.63541 | 0.62566 | 0.22114 | 0.70826 | 0.17866 | 0.59906 | 0.27109 | 0.80414 | 0.78312 | 0.85625 | 0.094226 | 0.87716 | 0.77712 | 0.70992 | 0.45543 | 0.26835 | 0.63228 | 0.59818 | 0.22388 | 0.71326 | 0.17945 | 0.62297 | 0.26929 | 0.80414 | 0.78312 | 0.85753 | 0.094226 | 0
Sep | 17 | 16 | Weekend | Sunday | 0.87609 | 0.95729 | 0.92701 | 0.88656 | 0.0044583 | 0.88656 | 0.88656 | 0.68531 | 0.88656 | 0.87609 | 0.87609 | 0.89683 | 0.75941 | 0.7226 | 0.43534 | 0.23755 | 0.80844 | 0.56978 | 0.22202 | 0.87341 | 0.14936 | 0.6634 | 0.23469 | 0.68531 | 0.65201 | 0.81843 | 0.094226 | 0.87845 | 0.74916 | 0.77022 | 0.42996 | 0.23839 | 0.80224 | 0.53758 | 0.22437 | 0.88162 | 0.14993 | 0.69415 | 0.23062 | 0.68531 | 0.65201 | 0.81085 | 0.094226 | 0
Sep | 17 | 17 | Weekend | Sunday | 0.80692 | 0.90375 | 0.89487 | 0.9711 | 0.50223 | 0.9711 | 0.9711 | 0.53587 | 0.9711 | 0.80692 | 0.80692 | 0.93147 | 0.74565 | 0.86247 | 0.24949 | 0.1663 | 0.89589 | 0.4273 | 0.22607 | 0.90348 | 0.12506 | 0.8183 | 0.18538 | 0.53587 | 0.51057 | 0.81344 | 0.1278 | 0.90889 | 0.72682 | 0.91877 | 0.24982 | 0.16492 | 0.88467 | 0.39496 | 0.2289 | 0.90564 | 0.12599 | 0.85333 | 0.17892 | 0.53587 | 0.51057 | 0.78981 | 0.1278 | 0
Sep | 17 | 18 | Weekend | Sunday | 0.7768 | 0.86134 | 0.85624 | 0.97755 | 1 | 0.97755 | 0.97755 | 0.39966 | 0.97755 | 0.7768 | 0.7768 | 0.78816 | 0.75504 | 0.90755 | 0.2193 | 0.22819 | 0.93736 | 0.47192 | 0.25057 | 0.9671 | 0.11954 | 0.88588 | 0.29548 | 0.39966 | 0.45244 | 0.76273 | 0.21892 | 0.81069 | 0.73516 | 0.93964 | 0.2195 | 0.22923 | 0.93279 | 0.43512 | 0.25395 | 0.97069 | 0.12043 | 0.91783 | 0.2939 | 0.39966 | 0.45244 | 0.72681 | 0.21892 | 0
Sep | 17 | 19 | Weekend | Sunday | 0.77091 | 0.85552 | 0.83177 | 1 | 1 | 1 | 1 | 0.37549 | 1 | 0.77091 | 0.77091 | 0.77826 | 0.71627 | 0.93479 | 0.22059 | 0.23363 | 0.91782 | 0.42474 | 0.2521 | 0.79626 | 0.118 | 0.94178 | 0.30339 | 0.37549 | 0.42925 | 0.72723 | 0.22372 | 0.80615 | 0.68431 | 0.97248 | 0.22079 | 0.23303 | 0.91802 | 0.38459 | 0.25528 | 0.79699 | 0.11807 | 0.97962 | 0.29995 | 0.37549 | 0.42925 | 0.68402 | 0.22372 | 0
Sep | 17 | 20 | Weekend | Sunday | 0.73948 | 0.80259 | 0.80249 | 0.96951 | 1 | 0.96951 | 0.96951 | 0.22748 | 0.96951 | 0.73948 | 0.73948 | 0.7455 | 0.71688 | 0.90124 | 0.20414 | 0.23245 | 0.78533 | 0.37509 | 0.25134 | 0.79532 | 0.12321 | 0.92303 | 0.30435 | 0.22748 | 0.29691 | 0.57567 | 0.22372 | 0.79454 | 0.68442 | 0.93089 | 0.20411 | 0.23303 | 0.78807 | 0.33595 | 0.25463 | 0.79299 | 0.11781 | 0.95703 | 0.29995 | 0.22748 | 0.29691 | 0.55931 | 0.22372 | 0
Sep | 17 | 21 | Weekend | Sunday | 0.66743 | 0.71772 | 0.7683 | 0.88549 | 1 | 0.88549 | 0.88549 | 0.18608 | 0.88549 | 0.66743 | 0.66743 | 0.69278 | 0.71254 | 0.85452 | 0.18727 | 0.23316 | 0.62055 | 0.37117 | 0.25053 | 0.78301 | 0.11684 | 0.71746 | 0.30243 | 0.18608 | 0.25515 | 0.37961 | 0.22372 | 0.78528 | 0.67542 | 0.81238 | 0.18742 | 0.23303 | 0.61809 | 0.32131 | 0.2538 | 0.78643 | 0.11744 | 0.7298 | 0.29995 | 0.18608 | 0.25515 | 0.3836 | 0.22372 | 0
Sep | 17 | 22 | Weekend | Sunday | 0.64412 | 0.67711 | 0.72834 | 0.75843 | 1 | 0.75843 | 0.75843 | 0.18608 | 0.75843 | 0.64412 | 0.64412 | 0.65861 | 0.7111 | 0.65435 | 0.17063 | 0.23292 | 0.46458 | 0.35388 | 0.25358 | 0.81128 | 0.11767 | 0.4826 | 0.30339 | 0.18608 | 0.25515 | 0.48187 | 0.22372 | 0.79881 | 0.67342 | 0.65262 | 0.17074 | 0.23303 | 0.4718 | 0.30728 | 0.25691 | 0.82255 | 0.11828 | 0.49157 | 0.29995 | 0.18608 | 0.25515 | 0.48734 | 0.22372 | 0
Sep | 17 | 23 | Weekend | Sunday | 0.59463 | 0.66531 | 0.71393 | 0.65003 | 1 | 0.65003 | 0.65003 | 0.19174 | 0.65003 | 0.59463 | 0.59463 | 0.40275 | 0.70023 | 0.43402 | 0.18815 | 0.2609 | 0.3751 | 0.40636 | 0.24874 | 0.48243 | 0.11684 | 0.40552 | 0.33244 | 0.19174 | 0.25994 | 0.40388 | 0.22372 | 0.45906 | 0.66319 | 0.44525 | 0.18832 | 0.26138 | 0.3943 | 0.34971 | 0.25233 | 0.47122 | 0.11685 | 0.4163 | 0.32968 | 0.19174 | 0.25994 | 0.40855 | 0.22372 | 0
Sep | 18 | 24 | Weekday | Monday | 0.55569 | 0.62732 | 0.62273 | 0.56024 | 1 | 0.56024 | 0.56024 | 0.19 | 0.56024 | 0.55569 | 0.55569 | 0.23802 | 0.69974 | 0.3667 | 0.19465 | 0.26846 | 0.3483 | 0.31816 | 0.2506 | 0.31765 | 0.11664 | 0.37907 | 0.34022 | 0.19 | 0.25847 | 0.37125 | 0.22372 | 0.30281 | 0.66251 | 0.38089 | 0.1948 | 0.26847 | 0.36905 | 0.2842 | 0.25229 | 0.32832 | 0.11684 | 0.38776 | 0.33711 | 0.19 | 0.25847 | 0.37533 | 0.22372 | 0
Sep | 18 | 1 | Weekday | Monday | 0.55042 | 0.59292 | 0.61319 | 0.52456 | 1 | 0.52456 | 0.52456 | 0.19 | 0.52456 | 0.55042 | 0.55042 | 0.23826 | 0.70077 | 0.38096 | 0.19463 | 0.26795 | 0.33226 | 0.40585 | 0.24882 | 0.31838 | 0.11633 | 0.34982 | 0.34063 | 0.19 | 0.25847 | 0.36619 | 0.22372 | 0.3033 | 0.66194 | 0.39635 | 0.1948 | 0.26847 | 0.35448 | 0.34518 | 0.25223 | 0.32909 | 0.11682 | 0.35892 | 0.33711 | 0.19 | 0.25847 | 0.37015 | 0.22372 | 0
Sep | 18 | 2 | Weekday | Monday | 0.54486 | 0.5811 | 0.60752 | 0.4996 | 1 | 0.4996 | 0.4996 | 0.19 | 0.4996 | 0.54486 | 0.54486 | 0.23848 | 0.70018 | 0.38412 | 0.19463 | 0.26805 | 0.32346 | 0.31285 | 0.25015 | 0.3188 | 0.11629 | 0.34879 | 0.33898 | 0.19 | 0.25847 | 0.36109 | 0.22372 | 0.30344 | 0.66106 | 0.39878 | 0.1948 | 0.26847 | 0.345 | 0.27969 | 0.25218 | 0.32927 | 0.1168 | 0.35176 | 0.33711 | 0.19 | 0.25847 | 0.36535 | 0.22372 | 0
Sep | 18 | 3 | Weekday | Monday | 0.53696 | 0.58077 | 0.60742 | 0.47728 | 1 | 0.47728 | 0.47728 | 0.19 | 0.47728 | 0.53696 | 0.53696 | 0.24437 | 0.75511 | 0.39983 | 0.20291 | 0.26826 | 0.36413 | 0.53162 | 0.25209 | 0.33124 | 0.11799 | 0.35685 | 0.34022 | 0.19 | 0.25847 | 0.40619 | 0.22372 | 0.31161 | 0.72282 | 0.40001 | 0.20314 | 0.26847 | 0.38583 | 0.46405 | 0.25504 | 0.34274 | 0.11806 | 0.36142 | 0.33711 | 0.19 | 0.25847 | 0.41068 | 0.22372 | 0
Sep | 18 | 4 | Weekday | Monday | 0.53953 | 0.58316 | 0.61984 | 0.46167 | 1 | 0.46167 | 0.46167 | 0.19 | 0.46167 | 0.53953 | 0.53953 | 0.44184 | 0.79393 | 0.49669 | 0.23602 | 0.28589 | 0.47455 | 0.61476 | 0.25218 | 0.49722 | 0.1178 | 0.42989 | 0.35986 | 0.19 | 0.25847 | 0.40158 | 0.22372 | 0.46615 | 0.72523 | 0.46784 | 0.23602 | 0.28618 | 0.48376 | 0.49562 | 0.25461 | 0.47563 | 0.11787 | 0.43052 | 0.35569 | 0.19 | 0.25847 | 0.40612 | 0.22372 | 0
Sep | 18 | 5 | Weekday | Monday | 0.52766 | 0.60553 | 0.65995 | 0.52419 | 1 | 0.52419 | 0.52419 | 0.37049 | 0.52419 | 0.52766 | 0.52766 | 0.67307 | 0.89714 | 0.7875 | 0.49062 | 0.36789 | 0.57993 | 0.74082 | 0.33864 | 0.89809 | 0.40984 | 0.6866 | 0.42506 | 0.37049 | 0.39998 | 0.61828 | 0.29876 | 0.73212 | 0.87089 | 0.73391 | 0.47989 | 0.36857 | 0.53713 | 0.67622 | 0.30128 | 0.90262 | 0.35516 | 0.69159 | 0.42377 | 0.30035 | 0.27911 | 0.55171 | 0.29395 | 0
Sep | 18 | 6 | Weekday | Monday | 0.54748 | 0.63712 | 0.71869 | 0.59078 | 0.0044583 | 0.59078 | 0.59078 | 0.40231 | 0.59078 | 0.54748 | 0.54748 | 0.80774 | 0.95885 | 0.99055 | 0.56878 | 0.47102 | 0.61147 | 0.86098 | 0.57523 | 0.88041 | 0.56667 | 0.86468 | 0.43296 | 0.40231 | 0.39098 | 0.66249 | 0.5274 | 0.85197 | 0.94474 | 0.90722 | 0.55958 | 0.47127 | 0.56581 | 0.81277 | 0.55857 | 0.87072 | 0.52198 | 0.87218 | 0.42393 | 0.35579 | 0.30591 | 0.58068 | 0.52576 | 0
Sep | 18 | 7 | Weekday | Monday | 0.59277 | 0.67929 | 0.75952 | 0.60689 | 0.0044583 | 0.60689 | 0.60689 | 0.58327 | 0.60689 | 0.59277 | 0.59277 | 0.83578 | 0.98076 | 0.87113 | 0.95045 | 0.92992 | 0.60321 | 0.90901 | 0.79652 | 0.71871 | 0.71202 | 0.79519 | 0.89143 | 0.58327 | 0.56115 | 0.87447 | 0.79558 | 0.86271 | 0.97337 | 0.82295 | 0.94883 | 0.93142 | 0.56061 | 0.8701 | 0.79115 | 0.70835 | 0.69533 | 0.77957 | 0.89159 | 0.56731 | 0.52233 | 0.82073 | 0.7953 | 0
Sep | 18 | 8 | Weekday | Monday | 0.6529 | 0.72055 | 0.78485 | 0.64963 | 0.0044583 | 0.64963 | 0.64963 | 0.83782 | 0.64963 | 0.6529 | 0.6529 | 0.68434 | 0.99631 | 0.77413 | 0.96461 | 0.89455 | 0.55673 | 0.97597 | 0.83737 | 0.72094 | 0.77464 | 0.77118 | 0.92579 | 0.83782 | 0.80211 | 0.94385 | 0.96385 | 0.72278 | 0.99403 | 0.7632 | 0.96409 | 0.89507 | 0.52155 | 0.95336 | 0.82858 | 0.71854 | 0.76539 | 0.75781 | 0.92553 | 0.83609 | 0.79755 | 0.9205 | 0.96385 | 0
Sep | 18 | 9 | Weekday | Monday | 0.73647 | 0.77034 | 0.80214 | 0.66476 | 0.0044583 | 0.66476 | 0.66476 | 0.90478 | 0.66476 | 0.73647 | 0.73647 | 0.87837 | 1 | 0.65989 | 0.93849 | 0.90308 | 0.51859 | 0.98632 | 0.89025 | 0.89226 | 0.83299 | 0.60632 | 0.94997 | 0.90478 | 0.87166 | 0.92256 | 0.96751 | 0.89808 | 1 | 0.66067 | 0.93824 | 0.90384 | 0.48786 | 0.97085 | 0.88575 | 0.90099 | 0.82828 | 0.58935 | 0.94993 | 0.90474 | 0.87134 | 0.91164 | 0.96751 | 0
Sep | 18 | 10 | Weekday | Monday | 0.80697 | 0.81669 | 0.81696 | 0.69668 | 0.0044583 | 0.69668 | 0.69668 | 0.94211 | 0.69668 | 0.80697 | 0.80697 | 0.92194 | 0.99867 | 0.63662 | 0.95921 | 0.94457 | 0.53369 | 0.99689 | 0.94451 | 0.9574 | 0.88663 | 0.61367 | 0.96858 | 0.94211 | 0.91243 | 1 | 0.97216 | 0.95382 | 0.99963 | 0.66315 | 0.95868 | 0.94492 | 0.51753 | 0.98588 | 0.94017 | 0.96528 | 0.885 | 0.60036 | 0.96788 | 0.94211 | 0.91243 | 1 | 0.97216 | 0
Sep | 18 | 11 | Weekday | Monday | 0.84157 | 0.85886 | 0.82483 | 0.7142 | 0.0044583 | 0.7142 | 0.7142 | 0.96399 | 0.7142 | 0.84157 | 0.84157 | 0.94025 | 0.96743 | 0.63226 | 0.94681 | 0.95949 | 0.54569 | 0.95982 | 0.98518 | 0.95917 | 0.94377 | 0.62416 | 0.93151 | 0.96399 | 0.94193 | 0.96341 | 0.88734 | 0.98559 | 0.9689 | 0.66147 | 0.9456 | 0.95941 | 0.53756 | 0.94878 | 0.98023 | 0.97077 | 0.94288 | 0.61672 | 0.93005 | 0.96399 | 0.94193 | 0.96977 | 0.88734 | 0
Sep | 18 | 12 | Weekday | Monday | 0.84072 | 0.88021 | 0.82677 | 0.74309 | 0.0044583 | 0.74309 | 0.74309 | 0.98017 | 0.74309 | 0.84072 | 0.84072 | 0.77766 | 0.98278 | 0.61338 | 0.9861 | 1 | 0.55235 | 0.99893 | 0.98961 | 0.95275 | 0.98455 | 0.63574 | 0.99397 | 0.98017 | 0.96894 | 0.96277 | 0.98754 | 0.81879 | 0.98619 | 0.63952 | 0.98533 | 1 | 0.55006 | 0.99557 | 0.98276 | 0.96721 | 0.98401 | 0.62803 | 0.99308 | 0.98017 | 0.96894 | 0.97182 | 0.98754 | 0
Sep | 18 | 13 | Weekday | Monday | 0.82615 | 0.89425 | 0.83285 | 0.76409 | 0.0044583 | 0.76409 | 0.76409 | 0.9903 | 0.76409 | 0.82615 | 0.82615 | 0.71672 | 0.9799 | 0.61242 | 0.98222 | 0.96935 | 0.55424 | 1 | 1 | 0.76415 | 0.99371 | 0.64169 | 0.9975 | 0.9903 | 0.98727 | 0.94193 | 0.99576 | 0.79064 | 0.98529 | 0.63993 | 0.98278 | 0.97063 | 0.55743 | 1 | 1 | 0.77442 | 0.99409 | 0.63172 | 0.99872 | 0.9903 | 0.98727 | 0.95195 | 0.99576 | 0
Sep | 18 | 14 | Weekday | Monday | 0.8179 | 0.90322 | 0.82663 | 0.77973 | 0.0044583 | 0.77973 | 0.77973 | 1 | 0.77973 | 0.8179 | 0.8179 | 0.74098 | 0.97956 | 0.61407 | 0.96864 | 0.96711 | 0.59163 | 0.96346 | 0.99862 | 0.75271 | 1 | 0.63682 | 1 | 1 | 1 | 0.92854 | 1 | 0.77544 | 0.98658 | 0.64048 | 0.96912 | 0.96858 | 0.59228 | 0.97806 | 0.99735 | 0.76224 | 1 | 0.62703 | 1 | 1 | 1 | 0.93878 | 1 | 0
Sep | 18 | 15 | Weekday | Monday | 0.78845 | 0.90568 | 0.81188 | 0.809 | 0.0044583 | 0.809 | 0.809 | 0.99463 | 0.809 | 0.78845 | 0.78845 | 0.93689 | 0.98285 | 0.65041 | 1 | 0.98408 | 0.75413 | 0.95933 | 0.9223 | 0.74849 | 0.97957 | 0.62972 | 0.99474 | 0.99463 | 0.98595 | 0.9266 | 0.99787 | 0.94606 | 0.99086 | 0.70604 | 1 | 0.98472 | 0.7598 | 0.97127 | 0.93521 | 0.75759 | 0.9794 | 0.65948 | 0.99469 | 0.99463 | 0.98595 | 0.93618 | 0.99787 | 0
Sep | 18 | 16 | Weekday | Monday | 0.75565 | 0.88166 | 0.79722 | 0.88278 | 0.0044583 | 0.88278 | 0.88278 | 0.97694 | 0.88278 | 0.75565 | 0.75565 | 0.958 | 0.98375 | 0.74294 | 0.9243 | 0.89125 | 0.88913 | 0.93955 | 0.68259 | 0.92765 | 0.853 | 0.73541 | 0.63701 | 0.97694 | 0.95649 | 0.91805 | 0.28921 | 0.96158 | 0.99265 | 0.78134 | 0.92509 | 0.89287 | 0.88885 | 0.94953 | 0.69174 | 0.93794 | 0.85165 | 0.76528 | 0.63661 | 0.97694 | 0.95649 | 0.92543 | 0.28921 | 0
Sep | 18 | 17 | Weekday | Monday | 0.72394 | 0.83789 | 0.7804 | 0.94515 | 0.50223 | 0.94515 | 0.94515 | 0.77502 | 0.94515 | 0.72394 | 0.72394 | 1 | 0.82802 | 0.91449 | 0.79863 | 0.62367 | 0.96663 | 0.61849 | 0.66665 | 0.95118 | 0.79252 | 0.82526 | 0.53184 | 0.77502 | 0.75394 | 0.91655 | 0.12814 | 1 | 0.82463 | 0.90594 | 0.7989 | 0.62444 | 0.96058 | 0.60244 | 0.67125 | 0.95306 | 0.78958 | 0.84911 | 0.52882 | 0.77502 | 0.75394 | 0.91878 | 0.12814 | 0
Sep | 18 | 18 | Weekday | Monday | 0.70464 | 0.79953 | 0.75845 | 0.94196 | 1 | 0.94196 | 0.94196 | 0.79878 | 0.94196 | 0.70464 | 0.70464 | 0.83854 | 0.83843 | 0.91288 | 0.7964 | 0.66824 | 1 | 0.65588 | 0.67319 | 1 | 0.75365 | 0.88536 | 0.62908 | 0.79878 | 0.82355 | 0.89885 | 0.22167 | 0.8703 | 0.832 | 0.94686 | 0.79624 | 0.66963 | 1 | 0.63598 | 0.67492 | 1 | 0.7552 | 0.91929 | 0.62809 | 0.79878 | 0.82355 | 0.89467 | 0.22167 | 0
Sep | 18 | 19 | Weekday | Monday | 0.71596 | 0.79564 | 0.74269 | 0.94969 | 1 | 0.94969 | 0.94969 | 0.72434 | 0.94969 | 0.71596 | 0.71596 | 0.81531 | 0.76471 | 0.95744 | 0.69274 | 0.55818 | 0.96815 | 0.58053 | 0.64996 | 0.81553 | 0.71118 | 0.95898 | 0.58174 | 0.72434 | 0.74641 | 0.81425 | 0.22372 | 0.85142 | 0.74342 | 1 | 0.68943 | 0.55898 | 0.972 | 0.53594 | 0.65088 | 0.81537 | 0.7105 | 1 | 0.58051 | 0.72434 | 0.74639 | 0.80191 | 0.22372 | 0
Sep | 18 | 20 | Weekday | Monday | 0.70072 | 0.75111 | 0.71995 | 0.91047 | 1 | 0.91047 | 0.91047 | 0.34159 | 0.91047 | 0.70072 | 0.70072 | 0.7635 | 0.7439 | 0.96324 | 0.66325 | 0.54641 | 0.8268 | 0.39691 | 0.25512 | 0.80974 | 0.12376 | 0.92105 | 0.57448 | 0.34159 | 0.4006 | 0.58678 | 0.22372 | 0.82056 | 0.71884 | 0.94498 | 0.65776 | 0.54769 | 0.83256 | 0.37412 | 0.25269 | 0.80525 | 0.12248 | 0.9466 | 0.57309 | 0.34158 | 0.39952 | 0.58284 | 0.22372 | 0
Sep | 18 | 21 | Weekday | Monday | 0.64228 | 0.68251 | 0.69351 | 0.8342 | 1 | 0.8342 | 0.8342 | 0.19 | 0.8342 | 0.64228 | 0.64228 | 0.70908 | 0.70889 | 0.80448 | 0.23572 | 0.28559 | 0.65266 | 0.38523 | 0.25203 | 0.79445 | 0.12128 | 0.67836 | 0.35945 | 0.19 | 0.25847 | 0.38499 | 0.22372 | 0.8013 | 0.67672 | 0.79837 | 0.23602 | 0.28618 | 0.65252 | 0.33966 | 0.25233 | 0.79526 | 0.12066 | 0.69324 | 0.35569 | 0.19 | 0.25847 | 0.38923 | 0.22372 | 0
Sep | 18 | 22 | Weekday | Monday | 0.62503 | 0.65191 | 0.66338 | 0.72234 | 1 | 0.72234 | 0.72234 | 0.19 | 0.72234 | 0.62503 | 0.62503 | 0.66437 | 0.71132 | 0.61477 | 0.20297 | 0.26816 | 0.4897 | 0.33199 | 0.2542 | 0.81722 | 0.11928 | 0.4611 | 0.33898 | 0.19 | 0.25847 | 0.4865 | 0.22372 | 0.80442 | 0.6782 | 0.63695 | 0.20314 | 0.26847 | 0.49875 | 0.298 | 0.2556 | 0.82837 | 0.11951 | 0.47748 | 0.33711 | 0.19 | 0.25847 | 0.49202 | 0.22372 | 0
Sep | 18 | 23 | Weekday | Monday | 0.5794 | 0.646 | 0.63715 | 0.62271 | 1 | 0.62271 | 0.62271 | 0.19174 | 0.62271 | 0.5794 | 0.5794 | 0.40275 | 0.70023 | 0.43402 | 0.18815 | 0.2609 | 0.3751 | 0.40636 | 0.24874 | 0.48243 | 0.11684 | 0.40552 | 0.33244 | 0.19174 | 0.25994 | 0.40388 | 0.22372 | 0.45906 | 0.66319 | 0.44525 | 0.18832 | 0.26138 | 0.3943 | 0.34971 | 0.25233 | 0.47122 | 0.11685 | 0.4163 | 0.32968 | 0.19174 | 0.25994 | 0.40855 | 0.22372 | 0
Sep | 19 | 24 | Weekday | Tuesday | 0.55569 | 0.62732 | 0.62273 | 0.56024 | 1 | 0.56024 | 0.56024 | 0.19 | 0.56024 | 0.55569 | 0.55569 | 0.23802 | 0.69974 | 0.3667 | 0.19465 | 0.26846 | 0.3483 | 0.31816 | 0.2506 | 0.31765 | 0.11664 | 0.37907 | 0.34022 | 0.19 | 0.25847 | 0.37125 | 0.22372 | 0.30281 | 0.66251 | 0.38089 | 0.1948 | 0.26847 | 0.36905 | 0.2842 | 0.25229 | 0.32832 | 0.11684 | 0.38776 | 0.33711 | 0.19 | 0.25847 | 0.37533 | 0.22372 | 0
Sep | 19 | 1 | Weekday | Tuesday | 0.55042 | 0.59292 | 0.61319 | 0.52456 | 1 | 0.52456 | 0.52456 | 0.19 | 0.52456 | 0.55042 | 0.55042 | 0.23826 | 0.70077 | 0.38096 | 0.19463 | 0.26795 | 0.33226 | 0.40585 | 0.24882 | 0.31838 | 0.11633 | 0.34982 | 0.34063 | 0.19 | 0.25847 | 0.36619 | 0.22372 | 0.3033 | 0.66194 | 0.39635 | 0.1948 | 0.26847 | 0.35448 | 0.34518 | 0.25223 | 0.32909 | 0.11682 | 0.35892 | 0.33711 | 0.19 | 0.25847 | 0.37015 | 0.22372 | 0
Sep | 19 | 2 | Weekday | Tuesday | 0.54486 | 0.5811 | 0.60752 | 0.4996 | 1 | 0.4996 | 0.4996 | 0.19 | 0.4996 | 0.54486 | 0.54486 | 0.23848 | 0.70018 | 0.38412 | 0.19463 | 0.26805 | 0.32346 | 0.31285 | 0.25015 | 0.3188 | 0.11629 | 0.34879 | 0.33898 | 0.19 | 0.25847 | 0.36109 | 0.22372 | 0.30344 | 0.66106 | 0.39878 | 0.1948 | 0.26847 | 0.345 | 0.27969 | 0.25218 | 0.32927 | 0.1168 | 0.35176 | 0.33711 | 0.19 | 0.25847 | 0.36535 | 0.22372 | 0
Sep | 19 | 3 | Weekday | Tuesday | 0.53696 | 0.58077 | 0.60742 | 0.47728 | 1 | 0.47728 | 0.47728 | 0.19 | 0.47728 | 0.53696 | 0.53696 | 0.24437 | 0.75511 | 0.39983 | 0.20291 | 0.26826 | 0.36413 | 0.53162 | 0.25209 | 0.33124 | 0.11799 | 0.35685 | 0.34022 | 0.19 | 0.25847 | 0.40619 | 0.22372 | 0.31161 | 0.72282 | 0.40001 | 0.20314 | 0.26847 | 0.38583 | 0.46405 | 0.25504 | 0.34274 | 0.11806 | 0.36142 | 0.33711 | 0.19 | 0.25847 | 0.41068 | 0.22372 | 0
Sep | 19 | 4 | Weekday | Tuesday | 0.53953 | 0.58316 | 0.61984 | 0.46167 | 1 | 0.46167 | 0.46167 | 0.19 | 0.46167 | 0.53953 | 0.53953 | 0.44184 | 0.79393 | 0.49669 | 0.23602 | 0.28589 | 0.47455 | 0.61476 | 0.25218 | 0.49722 | 0.1178 | 0.42989 | 0.35986 | 0.19 | 0.25847 | 0.40158 | 0.22372 | 0.46615 | 0.72523 | 0.46784 | 0.23602 | 0.28618 | 0.48376 | 0.49562 | 0.25461 | 0.47563 | 0.11787 | 0.43052 | 0.35569 | 0.19 | 0.25847 | 0.40612 | 0.22372 | 0
Sep | 19 | 5 | Weekday | Tuesday | 0.52766 | 0.60553 | 0.65995 | 0.52419 | 1 | 0.52419 | 0.52419 | 0.37049 | 0.52419 | 0.52766 | 0.52766 | 0.67307 | 0.89714 | 0.7875 | 0.49062 | 0.36789 | 0.57993 | 0.74082 | 0.33864 | 0.89809 | 0.40984 | 0.6866 | 0.42506 | 0.37049 | 0.39998 | 0.61828 | 0.29876 | 0.73212 | 0.87089 | 0.73391 | 0.47989 | 0.36857 | 0.53713 | 0.67622 | 0.30128 | 0.90262 | 0.35516 | 0.69159 | 0.42377 | 0.30035 | 0.27911 | 0.55171 | 0.29395 | 0
Sep | 19 | 6 | Weekday | Tuesday | 0.54748 | 0.63712 | 0.71869 | 0.59078 | 0.0044583 | 0.59078 | 0.59078 | 0.40231 | 0.59078 | 0.54748 | 0.54748 | 0.80774 | 0.95885 | 0.99055 | 0.56878 | 0.47102 | 0.61147 | 0.86098 | 0.57523 | 0.88041 | 0.56667 | 0.86468 | 0.43296 | 0.40231 | 0.39098 | 0.66249 | 0.5274 | 0.85197 | 0.94474 | 0.90722 | 0.55958 | 0.47127 | 0.56581 | 0.81277 | 0.55857 | 0.87072 | 0.52198 | 0.87218 | 0.42393 | 0.35579 | 0.30591 | 0.58068 | 0.52576 | 0
Sep | 19 | 7 | Weekday | Tuesday | 0.59277 | 0.67929 | 0.75952 | 0.60689 | 0.0044583 | 0.60689 | 0.60689 | 0.58327 | 0.60689 | 0.59277 | 0.59277 | 0.83578 | 0.98076 | 0.87113 | 0.95045 | 0.92992 | 0.60321 | 0.90901 | 0.79652 | 0.71871 | 0.71202 | 0.79519 | 0.89143 | 0.58327 | 0.56115 | 0.87447 | 0.79558 | 0.86271 | 0.97337 | 0.82295 | 0.94883 | 0.93142 | 0.56061 | 0.8701 | 0.79115 | 0.70835 | 0.69533 | 0.77957 | 0.89159 | 0.56731 | 0.52233 | 0.82073 | 0.7953 | 0
Sep | 19 | 8 | Weekday | Tuesday | 0.6529 | 0.72055 | 0.78485 | 0.64963 | 0.0044583 | 0.64963 | 0.64963 | 0.83782 | 0.64963 | 0.6529 | 0.6529 | 0.68434 | 0.99631 | 0.77413 | 0.96461 | 0.89455 | 0.55673 | 0.97597 | 0.83737 | 0.72094 | 0.77464 | 0.77118 | 0.92579 | 0.83782 | 0.80211 | 0.94385 | 0.96385 | 0.72278 | 0.99403 | 0.7632 | 0.96409 | 0.89507 | 0.52155 | 0.95336 | 0.82858 | 0.71854 | 0.76539 | 0.75781 | 0.92553 | 0.83609 | 0.79755 | 0.9205 | 0.96385 | 0
Sep | 19 | 9 | Weekday | Tuesday | 0.73647 | 0.77034 | 0.80214 | 0.66476 | 0.0044583 | 0.66476 | 0.66476 | 0.90478 | 0.66476 | 0.73647 | 0.73647 | 0.87837 | 1 | 0.65989 | 0.93849 | 0.90308 | 0.51859 | 0.98632 | 0.89025 | 0.89226 | 0.83299 | 0.60632 | 0.94997 | 0.90478 | 0.87166 | 0.92256 | 0.96751 | 0.89808 | 1 | 0.66067 | 0.93824 | 0.90384 | 0.48786 | 0.97085 | 0.88575 | 0.90099 | 0.82828 | 0.58935 | 0.94993 | 0.90474 | 0.87134 | 0.91164 | 0.96751 | 0
Sep | 19 | 10 | Weekday | Tuesday | 0.80697 | 0.81669 | 0.81696 | 0.69668 | 0.0044583 | 0.69668 | 0.69668 | 0.94211 | 0.69668 | 0.80697 | 0.80697 | 0.92194 | 0.99867 | 0.63662 | 0.95921 | 0.94457 | 0.53369 | 0.99689 | 0.94451 | 0.9574 | 0.88663 | 0.61367 | 0.96858 | 0.94211 | 0.91243 | 1 | 0.97216 | 0.95382 | 0.99963 | 0.66315 | 0.95868 | 0.94492 | 0.51753 | 0.98588 | 0.94017 | 0.96528 | 0.885 | 0.60036 | 0.96788 | 0.94211 | 0.91243 | 1 | 0.97216 | 0
Sep | 19 | 11 | Weekday | Tuesday | 0.84157 | 0.85886 | 0.82483 | 0.7142 | 0.0044583 | 0.7142 | 0.7142 | 0.96399 | 0.7142 | 0.84157 | 0.84157 | 0.94025 | 0.96743 | 0.63226 | 0.94681 | 0.95949 | 0.54569 | 0.95982 | 0.98518 | 0.95917 | 0.94377 | 0.62416 | 0.93151 | 0.96399 | 0.94193 | 0.96341 | 0.88734 | 0.98559 | 0.9689 | 0.66147 | 0.9456 | 0.95941 | 0.53756 | 0.94878 | 0.98023 | 0.97077 | 0.94288 | 0.61672 | 0.93005 | 0.96399 | 0.94193 | 0.96977 | 0.88734 | 0
Sep | 19 | 12 | Weekday | Tuesday | 0.84072 | 0.88021 | 0.82677 | 0.74309 | 0.0044583 | 0.74309 | 0.74309 | 0.98017 | 0.74309 | 0.84072 | 0.84072 | 0.77766 | 0.98278 | 0.61338 | 0.9861 | 1 | 0.55235 | 0.99893 | 0.98961 | 0.95275 | 0.98455 | 0.63574 | 0.99397 | 0.98017 | 0.96894 | 0.96277 | 0.98754 | 0.81879 | 0.98619 | 0.63952 | 0.98533 | 1 | 0.55006 | 0.99557 | 0.98276 | 0.96721 | 0.98401 | 0.62803 | 0.99308 | 0.98017 | 0.96894 | 0.97182 | 0.98754 | 0
Sep | 19 | 13 | Weekday | Tuesday | 0.82615 | 0.89425 | 0.83285 | 0.76409 | 0.0044583 | 0.76409 | 0.76409 | 0.9903 | 0.76409 | 0.82615 | 0.82615 | 0.71672 | 0.9799 | 0.61242 | 0.98222 | 0.96935 | 0.55424 | 1 | 1 | 0.76415 | 0.99371 | 0.64169 | 0.9975 | 0.9903 | 0.98727 | 0.94193 | 0.99576 | 0.79064 | 0.98529 | 0.63993 | 0.98278 | 0.97063 | 0.55743 | 1 | 1 | 0.77442 | 0.99409 | 0.63172 | 0.99872 | 0.9903 | 0.98727 | 0.95195 | 0.99576 | 0
Sep | 19 | 14 | Weekday | Tuesday | 0.8179 | 0.90322 | 0.82663 | 0.77973 | 0.0044583 | 0.77973 | 0.77973 | 1 | 0.77973 | 0.8179 | 0.8179 | 0.74098 | 0.97956 | 0.61407 | 0.96864 | 0.96711 | 0.59163 | 0.96346 | 0.99862 | 0.75271 | 1 | 0.63682 | 1 | 1 | 1 | 0.92854 | 1 | 0.77544 | 0.98658 | 0.64048 | 0.96912 | 0.96858 | 0.59228 | 0.97806 | 0.99735 | 0.76224 | 1 | 0.62703 | 1 | 1 | 1 | 0.93878 | 1 | 0
Sep | 19 | 15 | Weekday | Tuesday | 0.78845 | 0.90568 | 0.81188 | 0.809 | 0.0044583 | 0.809 | 0.809 | 0.99463 | 0.809 | 0.78845 | 0.78845 | 0.93689 | 0.98285 | 0.65041 | 1 | 0.98408 | 0.75413 | 0.95933 | 0.9223 | 0.74849 | 0.97957 | 0.62972 | 0.99474 | 0.99463 | 0.98595 | 0.9266 | 0.99787 | 0.94606 | 0.99086 | 0.70604 | 1 | 0.98472 | 0.7598 | 0.97127 | 0.93521 | 0.75759 | 0.9794 | 0.65948 | 0.99469 | 0.99463 | 0.98595 | 0.93618 | 0.99787 | 0
Sep | 19 | 16 | Weekday | Tuesday | 0.75565 | 0.88166 | 0.79722 | 0.88278 | 0.0044583 | 0.88278 | 0.88278 | 0.97694 | 0.88278 | 0.75565 | 0.75565 | 0.958 | 0.98375 | 0.74294 | 0.9243 | 0.89125 | 0.88913 | 0.93955 | 0.68259 | 0.92765 | 0.853 | 0.73541 | 0.63701 | 0.97694 | 0.95649 | 0.91805 | 0.28921 | 0.96158 | 0.99265 | 0.78134 | 0.92509 | 0.89287 | 0.88885 | 0.94953 | 0.69174 | 0.93794 | 0.85165 | 0.76528 | 0.63661 | 0.97694 | 0.95649 | 0.92543 | 0.28921 | 0
Sep | 19 | 17 | Weekday | Tuesday | 0.72394 | 0.83789 | 0.7804 | 0.94515 | 0.50223 | 0.94515 | 0.94515 | 0.77502 | 0.94515 | 0.72394 | 0.72394 | 1 | 0.82802 | 0.91449 | 0.79863 | 0.62367 | 0.96663 | 0.61849 | 0.66665 | 0.95118 | 0.79252 | 0.82526 | 0.53184 | 0.77502 | 0.75394 | 0.91655 | 0.12814 | 1 | 0.82463 | 0.90594 | 0.7989 | 0.62444 | 0.96058 | 0.60244 | 0.67125 | 0.95306 | 0.78958 | 0.84911 | 0.52882 | 0.77502 | 0.75394 | 0.91878 | 0.12814 | 0
Sep | 19 | 18 | Weekday | Tuesday | 0.70464 | 0.79953 | 0.75845 | 0.94196 | 1 | 0.94196 | 0.94196 | 0.79878 | 0.94196 | 0.70464 | 0.70464 | 0.83854 | 0.83843 | 0.91288 | 0.7964 | 0.66824 | 1 | 0.65588 | 0.67319 | 1 | 0.75365 | 0.88536 | 0.62908 | 0.79878 | 0.82355 | 0.89885 | 0.22167 | 0.8703 | 0.832 | 0.94686 | 0.79624 | 0.66963 | 1 | 0.63598 | 0.67492 | 1 | 0.7552 | 0.91929 | 0.62809 | 0.79878 | 0.82355 | 0.89467 | 0.22167 | 0
Sep | 19 | 19 | Weekday | Tuesday | 0.71596 | 0.79564 | 0.74269 | 0.94969 | 1 | 0.94969 | 0.94969 | 0.72434 | 0.94969 | 0.71596 | 0.71596 | 0.81531 | 0.76471 | 0.95744 | 0.69274 | 0.55818 | 0.96815 | 0.58053 | 0.64996 | 0.81553 | 0.71118 | 0.95898 | 0.58174 | 0.72434 | 0.74641 | 0.81425 | 0.22372 | 0.85142 | 0.74342 | 1 | 0.68943 | 0.55898 | 0.972 | 0.53594 | 0.65088 | 0.81537 | 0.7105 | 1 | 0.58051 | 0.72434 | 0.74639 | 0.80191 | 0.22372 | 0
Sep | 19 | 20 | Weekday | Tuesday | 0.70072 | 0.75111 | 0.71995 | 0.91047 | 1 | 0.91047 | 0.91047 | 0.34159 | 0.91047 | 0.70072 | 0.70072 | 0.7635 | 0.7439 | 0.96324 | 0.66325 | 0.54641 | 0.8268 | 0.39691 | 0.25512 | 0.80974 | 0.12376 | 0.92105 | 0.57448 | 0.34159 | 0.4006 | 0.58678 | 0.22372 | 0.82056 | 0.71884 | 0.94498 | 0.65776 | 0.54769 | 0.83256 | 0.37412 | 0.25269 | 0.80525 | 0.12248 | 0.9466 | 0.57309 | 0.34158 | 0.39952 | 0.58284 | 0.22372 | 0
Sep | 19 | 21 | Weekday | Tuesday | 0.64228 | 0.68251 | 0.69351 | 0.8342 | 1 | 0.8342 | 0.8342 | 0.19 | 0.8342 | 0.64228 | 0.64228 | 0.70908 | 0.70889 | 0.80448 | 0.23572 | 0.28559 | 0.65266 | 0.38523 | 0.25203 | 0.79445 | 0.12128 | 0.67836 | 0.35945 | 0.19 | 0.25847 | 0.38499 | 0.22372 | 0.8013 | 0.67672 | 0.79837 | 0.23602 | 0.28618 | 0.65252 | 0.33966 | 0.25233 | 0.79526 | 0.12066 | 0.69324 | 0.35569 | 0.19 | 0.25847 | 0.38923 | 0.22372 | 0
Sep | 19 | 22 | Weekday | Tuesday | 0.62503 | 0.65191 | 0.66338 | 0.72234 | 1 | 0.72234 | 0.72234 | 0.19 | 0.72234 | 0.62503 | 0.62503 | 0.66437 | 0.71132 | 0.61477 | 0.20297 | 0.26816 | 0.4897 | 0.33199 | 0.2542 | 0.81722 | 0.11928 | 0.4611 | 0.33898 | 0.19 | 0.25847 | 0.4865 | 0.22372 | 0.80442 | 0.6782 | 0.63695 | 0.20314 | 0.26847 | 0.49875 | 0.298 | 0.2556 | 0.82837 | 0.11951 | 0.47748 | 0.33711 | 0.19 | 0.25847 | 0.49202 | 0.22372 | 0
Sep | 19 | 23 | Weekday | Tuesday | 0.5794 | 0.646 | 0.63715 | 0.62271 | 1 | 0.62271 | 0.62271 | 0.19174 | 0.62271 | 0.5794 | 0.5794 | 0.40275 | 0.70023 | 0.43402 | 0.18815 | 0.2609 | 0.3751 | 0.40636 | 0.24874 | 0.48243 | 0.11684 | 0.40552 | 0.33244 | 0.19174 | 0.25994 | 0.40388 | 0.22372 | 0.45906 | 0.66319 | 0.44525 | 0.18832 | 0.26138 | 0.3943 | 0.34971 | 0.25233 | 0.47122 | 0.11685 | 0.4163 | 0.32968 | 0.19174 | 0.25994 | 0.40855 | 0.22372 | 0
Sep | 20 | 24 | Weekday | Wednesday | 0.55569 | 0.62732 | 0.62273 | 0.56024 | 1 | 0.56024 | 0.56024 | 0.19 | 0.56024 | 0.55569 | 0.55569 | 0.23802 | 0.69974 | 0.3667 | 0.19465 | 0.26846 | 0.3483 | 0.31816 | 0.2506 | 0.31765 | 0.11664 | 0.37907 | 0.34022 | 0.19 | 0.25847 | 0.37125 | 0.22372 | 0.30281 | 0.66251 | 0.38089 | 0.1948 | 0.26847 | 0.36905 | 0.2842 | 0.25229 | 0.32832 | 0.11684 | 0.38776 | 0.33711 | 0.19 | 0.25847 | 0.37533 | 0.22372 | 0
Sep | 20 | 1 | Weekday | Wednesday | 0.55042 | 0.59292 | 0.61319 | 0.52456 | 1 | 0.52456 | 0.52456 | 0.19 | 0.52456 | 0.55042 | 0.55042 | 0.23826 | 0.70077 | 0.38096 | 0.19463 | 0.26795 | 0.33226 | 0.40585 | 0.24882 | 0.31838 | 0.11633 | 0.34982 | 0.34063 | 0.19 | 0.25847 | 0.36619 | 0.22372 | 0.3033 | 0.66194 | 0.39635 | 0.1948 | 0.26847 | 0.35448 | 0.34518 | 0.25223 | 0.32909 | 0.11682 | 0.35892 | 0.33711 | 0.19 | 0.25847 | 0.37015 | 0.22372 | 0
Sep | 20 | 2 | Weekday | Wednesday | 0.54486 | 0.5811 | 0.60752 | 0.4996 | 1 | 0.4996 | 0.4996 | 0.19 | 0.4996 | 0.54486 | 0.54486 | 0.23848 | 0.70018 | 0.38412 | 0.19463 | 0.26805 | 0.32346 | 0.31285 | 0.25015 | 0.3188 | 0.11629 | 0.34879 | 0.33898 | 0.19 | 0.25847 | 0.36109 | 0.22372 | 0.30344 | 0.66106 | 0.39878 | 0.1948 | 0.26847 | 0.345 | 0.27969 | 0.25218 | 0.32927 | 0.1168 | 0.35176 | 0.33711 | 0.19 | 0.25847 | 0.36535 | 0.22372 | 0
Sep | 20 | 3 | Weekday | Wednesday | 0.53696 | 0.58077 | 0.60742 | 0.47728 | 1 | 0.47728 | 0.47728 | 0.19 | 0.47728 | 0.53696 | 0.53696 | 0.24437 | 0.75511 | 0.39983 | 0.20291 | 0.26826 | 0.36413 | 0.53162 | 0.25209 | 0.33124 | 0.11799 | 0.35685 | 0.34022 | 0.19 | 0.25847 | 0.40619 | 0.22372 | 0.31161 | 0.72282 | 0.40001 | 0.20314 | 0.26847 | 0.38583 | 0.46405 | 0.25504 | 0.34274 | 0.11806 | 0.36142 | 0.33711 | 0.19 | 0.25847 | 0.41068 | 0.22372 | 0
Sep | 20 | 4 | Weekday | Wednesday | 0.53953 | 0.58316 | 0.61984 | 0.46167 | 1 | 0.46167 | 0.46167 | 0.19 | 0.46167 | 0.53953 | 0.53953 | 0.44184 | 0.79393 | 0.49669 | 0.23602 | 0.28589 | 0.47455 | 0.61476 | 0.25218 | 0.49722 | 0.1178 | 0.42989 | 0.35986 | 0.19 | 0.25847 | 0.40158 | 0.22372 | 0.46615 | 0.72523 | 0.46784 | 0.23602 | 0.28618 | 0.48376 | 0.49562 | 0.25461 | 0.47563 | 0.11787 | 0.43052 | 0.35569 | 0.19 | 0.25847 | 0.40612 | 0.22372 | 0
Sep | 20 | 5 | Weekday | Wednesday | 0.52766 | 0.60553 | 0.65995 | 0.52419 | 1 | 0.52419 | 0.52419 | 0.37049 | 0.52419 | 0.52766 | 0.52766 | 0.67307 | 0.89714 | 0.7875 | 0.49062 | 0.36789 | 0.57993 | 0.74082 | 0.33864 | 0.89809 | 0.40984 | 0.6866 | 0.42506 | 0.37049 | 0.39998 | 0.61828 | 0.29876 | 0.73212 | 0.87089 | 0.73391 | 0.47989 | 0.36857 | 0.53713 | 0.67622 | 0.30128 | 0.90262 | 0.35516 | 0.69159 | 0.42377 | 0.30035 | 0.27911 | 0.55171 | 0.29395 | 0
Sep | 20 | 6 | Weekday | Wednesday | 0.54748 | 0.63712 | 0.71869 | 0.59078 | 0.0044583 | 0.59078 | 0.59078 | 0.40231 | 0.59078 | 0.54748 | 0.54748 | 0.80774 | 0.95885 | 0.99055 | 0.56878 | 0.47102 | 0.61147 | 0.86098 | 0.57523 | 0.88041 | 0.56667 | 0.86468 | 0.43296 | 0.40231 | 0.39098 | 0.66249 | 0.5274 | 0.85197 | 0.94474 | 0.90722 | 0.55958 | 0.47127 | 0.56581 | 0.81277 | 0.55857 | 0.87072 | 0.52198 | 0.87218 | 0.42393 | 0.35579 | 0.30591 | 0.58068 | 0.52576 | 0
Sep | 20 | 7 | Weekday | Wednesday | 0.59277 | 0.67929 | 0.75952 | 0.60689 | 0.0044583 | 0.60689 | 0.60689 | 0.58327 | 0.60689 | 0.59277 | 0.59277 | 0.83578 | 0.98076 | 0.87113 | 0.95045 | 0.92992 | 0.60321 | 0.90901 | 0.79652 | 0.71871 | 0.71202 | 0.79519 | 0.89143 | 0.58327 | 0.56115 | 0.87447 | 0.79558 | 0.86271 | 0.97337 | 0.82295 | 0.94883 | 0.93142 | 0.56061 | 0.8701 | 0.79115 | 0.70835 | 0.69533 | 0.77957 | 0.89159 | 0.56731 | 0.52233 | 0.82073 | 0.7953 | 0
Sep | 20 | 8 | Weekday | Wednesday | 0.6529 | 0.72055 | 0.78485 | 0.64963 | 0.0044583 | 0.64963 | 0.64963 | 0.83782 | 0.64963 | 0.6529 | 0.6529 | 0.68434 | 0.99631 | 0.77413 | 0.96461 | 0.89455 | 0.55673 | 0.97597 | 0.83737 | 0.72094 | 0.77464 | 0.77118 | 0.92579 | 0.83782 | 0.80211 | 0.94385 | 0.96385 | 0.72278 | 0.99403 | 0.7632 | 0.96409 | 0.89507 | 0.52155 | 0.95336 | 0.82858 | 0.71854 | 0.76539 | 0.75781 | 0.92553 | 0.83609 | 0.79755 | 0.9205 | 0.96385 | 0
Sep | 20 | 9 | Weekday | Wednesday | 0.73647 | 0.77034 | 0.80214 | 0.66476 | 0.0044583 | 0.66476 | 0.66476 | 0.90478 | 0.66476 | 0.73647 | 0.73647 | 0.87837 | 1 | 0.65989 | 0.93849 | 0.90308 | 0.51859 | 0.98632 | 0.89025 | 0.89226 | 0.83299 | 0.60632 | 0.94997 | 0.90478 | 0.87166 | 0.92256 | 0.96751 | 0.89808 | 1 | 0.66067 | 0.93824 | 0.90384 | 0.48786 | 0.97085 | 0.88575 | 0.90099 | 0.82828 | 0.58935 | 0.94993 | 0.90474 | 0.87134 | 0.91164 | 0.96751 | 0
Sep | 20 | 10 | Weekday | Wednesday | 0.80697 | 0.81669 | 0.81696 | 0.69668 | 0.0044583 | 0.69668 | 0.69668 | 0.94211 | 0.69668 | 0.80697 | 0.80697 | 0.92194 | 0.99867 | 0.63662 | 0.95921 | 0.94457 | 0.53369 | 0.99689 | 0.94451 | 0.9574 | 0.88663 | 0.61367 | 0.96858 | 0.94211 | 0.91243 | 1 | 0.97216 | 0.95382 | 0.99963 | 0.66315 | 0.95868 | 0.94492 | 0.51753 | 0.98588 | 0.94017 | 0.96528 | 0.885 | 0.60036 | 0.96788 | 0.94211 | 0.91243 | 1 | 0.97216 | 0
Sep | 20 | 11 | Weekday | Wednesday | 0.84157 | 0.85886 | 0.82483 | 0.7142 | 0.0044583 | 0.7142 | 0.7142 | 0.96399 | 0.7142 | 0.84157 | 0.84157 | 0.94025 | 0.96743 | 0.63226 | 0.94681 | 0.95949 | 0.54569 | 0.95982 | 0.98518 | 0.95917 | 0.94377 | 0.62416 | 0.93151 | 0.96399 | 0.94193 | 0.96341 | 0.88734 | 0.98559 | 0.9689 | 0.66147 | 0.9456 | 0.95941 | 0.53756 | 0.94878 | 0.98023 | 0.97077 | 0.94288 | 0.61672 | 0.93005 | 0.96399 | 0.94193 | 0.96977 | 0.88734 | 0
Sep | 20 | 12 | Weekday | Wednesday | 0.84072 | 0.88021 | 0.82677 | 0.74309 | 0.0044583 | 0.74309 | 0.74309 | 0.98017 | 0.74309 | 0.84072 | 0.84072 | 0.77766 | 0.98278 | 0.61338 | 0.9861 | 1 | 0.55235 | 0.99893 | 0.98961 | 0.95275 | 0.98455 | 0.63574 | 0.99397 | 0.98017 | 0.96894 | 0.96277 | 0.98754 | 0.81879 | 0.98619 | 0.63952 | 0.98533 | 1 | 0.55006 | 0.99557 | 0.98276 | 0.96721 | 0.98401 | 0.62803 | 0.99308 | 0.98017 | 0.96894 | 0.97182 | 0.98754 | 0
Sep | 20 | 13 | Weekday | Wednesday | 0.82615 | 0.89425 | 0.83285 | 0.76409 | 0.0044583 | 0.76409 | 0.76409 | 0.9903 | 0.76409 | 0.82615 | 0.82615 | 0.71672 | 0.9799 | 0.61242 | 0.98222 | 0.96935 | 0.55424 | 1 | 1 | 0.76415 | 0.99371 | 0.64169 | 0.9975 | 0.9903 | 0.98727 | 0.94193 | 0.99576 | 0.79064 | 0.98529 | 0.63993 | 0.98278 | 0.97063 | 0.55743 | 1 | 1 | 0.77442 | 0.99409 | 0.63172 | 0.99872 | 0.9903 | 0.98727 | 0.95195 | 0.99576 | 0
Sep | 20 | 14 | Weekday | Wednesday | 0.8179 | 0.90322 | 0.82663 | 0.77973 | 0.0044583 | 0.77973 | 0.77973 | 1 | 0.77973 | 0.8179 | 0.8179 | 0.74098 | 0.97956 | 0.61407 | 0.96864 | 0.96711 | 0.59163 | 0.96346 | 0.99862 | 0.75271 | 1 | 0.63682 | 1 | 1 | 1 | 0.92854 | 1 | 0.77544 | 0.98658 | 0.64048 | 0.96912 | 0.96858 | 0.59228 | 0.97806 | 0.99735 | 0.76224 | 1 | 0.62703 | 1 | 1 | 1 | 0.93878 | 1 | 0
Sep | 20 | 15 | Weekday | Wednesday | 0.78845 | 0.90568 | 0.81188 | 0.809 | 0.0044583 | 0.809 | 0.809 | 0.99463 | 0.809 | 0.78845 | 0.78845 | 0.93689 | 0.98285 | 0.65041 | 1 | 0.98408 | 0.75413 | 0.95933 | 0.9223 | 0.74849 | 0.97957 | 0.62972 | 0.99474 | 0.99463 | 0.98595 | 0.9266 | 0.99787 | 0.94606 | 0.99086 | 0.70604 | 1 | 0.98472 | 0.7598 | 0.97127 | 0.93521 | 0.75759 | 0.9794 | 0.65948 | 0.99469 | 0.99463 | 0.98595 | 0.93618 | 0.99787 | 0
Sep | 20 | 16 | Weekday | Wednesday | 0.75565 | 0.88166 | 0.79722 | 0.88278 | 0.0044583 | 0.88278 | 0.88278 | 0.97694 | 0.88278 | 0.75565 | 0.75565 | 0.958 | 0.98375 | 0.74294 | 0.9243 | 0.89125 | 0.88913 | 0.93955 | 0.68259 | 0.92765 | 0.853 | 0.73541 | 0.63701 | 0.97694 | 0.95649 | 0.91805 | 0.28921 | 0.96158 | 0.99265 | 0.78134 | 0.92509 | 0.89287 | 0.88885 | 0.94953 | 0.69174 | 0.93794 | 0.85165 | 0.76528 | 0.63661 | 0.97694 | 0.95649 | 0.92543 | 0.28921 | 0
Sep | 20 | 17 | Weekday | Wednesday | 0.72394 | 0.83789 | 0.7804 | 0.94515 | 0.50223 | 0.94515 | 0.94515 | 0.77502 | 0.94515 | 0.72394 | 0.72394 | 1 | 0.82802 | 0.91449 | 0.79863 | 0.62367 | 0.96663 | 0.61849 | 0.66665 | 0.95118 | 0.79252 | 0.82526 | 0.53184 | 0.77502 | 0.75394 | 0.91655 | 0.12814 | 1 | 0.82463 | 0.90594 | 0.7989 | 0.62444 | 0.96058 | 0.60244 | 0.67125 | 0.95306 | 0.78958 | 0.84911 | 0.52882 | 0.77502 | 0.75394 | 0.91878 | 0.12814 | 0
Sep | 20 | 18 | Weekday | Wednesday | 0.70464 | 0.79953 | 0.75845 | 0.94196 | 1 | 0.94196 | 0.94196 | 0.79878 | 0.94196 | 0.70464 | 0.70464 | 0.83854 | 0.83843 | 0.91288 | 0.7964 | 0.66824 | 1 | 0.65588 | 0.67319 | 1 | 0.75365 | 0.88536 | 0.62908 | 0.79878 | 0.82355 | 0.89885 | 0.22167 | 0.8703 | 0.832 | 0.94686 | 0.79624 | 0.66963 | 1 | 0.63598 | 0.67492 | 1 | 0.7552 | 0.91929 | 0.62809 | 0.79878 | 0.82355 | 0.89467 | 0.22167 | 0
Sep | 20 | 19 | Weekday | Wednesday | 0.71596 | 0.79564 | 0.74269 | 0.94969 | 1 | 0.94969 | 0.94969 | 0.72434 | 0.94969 | 0.71596 | 0.71596 | 0.81531 | 0.76471 | 0.95744 | 0.69274 | 0.55818 | 0.96815 | 0.58053 | 0.64996 | 0.81553 | 0.71118 | 0.95898 | 0.58174 | 0.72434 | 0.74641 | 0.81425 | 0.22372 | 0.85142 | 0.74342 | 1 | 0.68943 | 0.55898 | 0.972 | 0.53594 | 0.65088 | 0.81537 | 0.7105 | 1 | 0.58051 | 0.72434 | 0.74639 | 0.80191 | 0.22372 | 0
Sep | 20 | 20 | Weekday | Wednesday | 0.70072 | 0.75111 | 0.71995 | 0.91047 | 1 | 0.91047 | 0.91047 | 0.34159 | 0.91047 | 0.70072 | 0.70072 | 0.7635 | 0.7439 | 0.96324 | 0.66325 | 0.54641 | 0.8268 | 0.39691 | 0.25512 | 0.80974 | 0.12376 | 0.92105 | 0.57448 | 0.34159 | 0.4006 | 0.58678 | 0.22372 | 0.82056 | 0.71884 | 0.94498 | 0.65776 | 0.54769 | 0.83256 | 0.37412 | 0.25269 | 0.80525 | 0.12248 | 0.9466 | 0.57309 | 0.34158 | 0.39952 | 0.58284 | 0.22372 | 0
Sep | 20 | 21 | Weekday | Wednesday | 0.64228 | 0.68251 | 0.69351 | 0.8342 | 1 | 0.8342 | 0.8342 | 0.19 | 0.8342 | 0.64228 | 0.64228 | 0.70908 | 0.70889 | 0.80448 | 0.23572 | 0.28559 | 0.65266 | 0.38523 | 0.25203 | 0.79445 | 0.12128 | 0.67836 | 0.35945 | 0.19 | 0.25847 | 0.38499 | 0.22372 | 0.8013 | 0.67672 | 0.79837 | 0.23602 | 0.28618 | 0.65252 | 0.33966 | 0.25233 | 0.79526 | 0.12066 | 0.69324 | 0.35569 | 0.19 | 0.25847 | 0.38923 | 0.22372 | 0
Sep | 20 | 22 | Weekday | Wednesday | 0.62503 | 0.65191 | 0.66338 | 0.72234 | 1 | 0.72234 | 0.72234 | 0.19 | 0.72234 | 0.62503 | 0.62503 | 0.66437 | 0.71132 | 0.61477 | 0.20297 | 0.26816 | 0.4897 | 0.33199 | 0.2542 | 0.81722 | 0.11928 | 0.4611 | 0.33898 | 0.19 | 0.25847 | 0.4865 | 0.22372 | 0.80442 | 0.6782 | 0.63695 | 0.20314 | 0.26847 | 0.49875 | 0.298 | 0.2556 | 0.82837 | 0.11951 | 0.47748 | 0.33711 | 0.19 | 0.25847 | 0.49202 | 0.22372 | 0
Sep | 20 | 23 | Weekday | Wednesday | 0.5794 | 0.646 | 0.63715 | 0.62271 | 1 | 0.62271 | 0.62271 | 0.19174 | 0.62271 | 0.5794 | 0.5794 | 0.40275 | 0.70023 | 0.43402 | 0.18815 | 0.2609 | 0.3751 | 0.40636 | 0.24874 | 0.48243 | 0.11684 | 0.40552 | 0.33244 | 0.19174 | 0.25994 | 0.40388 | 0.22372 | 0.45906 | 0.66319 | 0.44525 | 0.18832 | 0.26138 | 0.3943 | 0.34971 | 0.25233 | 0.47122 | 0.11685 | 0.4163 | 0.32968 | 0.19174 | 0.25994 | 0.40855 | 0.22372 | 0
Sep | 21 | 24 | Weekday | Thursday | 0.55569 | 0.62732 | 0.62273 | 0.56024 | 1 | 0.56024 | 0.56024 | 0.19 | 0.56024 | 0.55569 | 0.55569 | 0.23802 | 0.69974 | 0.3667 | 0.19465 | 0.26846 | 0.3483 | 0.31816 | 0.2506 | 0.31765 | 0.11664 | 0.37907 | 0.34022 | 0.19 | 0.25847 | 0.37125 | 0.22372 | 0.30281 | 0.66251 | 0.38089 | 0.1948 | 0.26847 | 0.36905 | 0.2842 | 0.25229 | 0.32832 | 0.11684 | 0.38776 | 0.33711 | 0.19 | 0.25847 | 0.37533 | 0.22372 | 0
Sep | 21 | 1 | Weekday | Thursday | 0.55042 | 0.59292 | 0.61319 | 0.52456 | 1 | 0.52456 | 0.52456 | 0.19 | 0.52456 | 0.55042 | 0.55042 | 0.23826 | 0.70077 | 0.38096 | 0.19463 | 0.26795 | 0.33226 | 0.40585 | 0.24882 | 0.31838 | 0.11633 | 0.34982 | 0.34063 | 0.19 | 0.25847 | 0.36619 | 0.22372 | 0.3033 | 0.66194 | 0.39635 | 0.1948 | 0.26847 | 0.35448 | 0.34518 | 0.25223 | 0.32909 | 0.11682 | 0.35892 | 0.33711 | 0.19 | 0.25847 | 0.37015 | 0.22372 | 0
Sep | 21 | 2 | Weekday | Thursday | 0.54486 | 0.5811 | 0.60752 | 0.4996 | 1 | 0.4996 | 0.4996 | 0.19 | 0.4996 | 0.54486 | 0.54486 | 0.23848 | 0.70018 | 0.38412 | 0.19463 | 0.26805 | 0.32346 | 0.31285 | 0.25015 | 0.3188 | 0.11629 | 0.34879 | 0.33898 | 0.19 | 0.25847 | 0.36109 | 0.22372 | 0.30344 | 0.66106 | 0.39878 | 0.1948 | 0.26847 | 0.345 | 0.27969 | 0.25218 | 0.32927 | 0.1168 | 0.35176 | 0.33711 | 0.19 | 0.25847 | 0.36535 | 0.22372 | 0
Sep | 21 | 3 | Weekday | Thursday | 0.53696 | 0.58077 | 0.60742 | 0.47728 | 1 | 0.47728 | 0.47728 | 0.19 | 0.47728 | 0.53696 | 0.53696 | 0.24437 | 0.75511 | 0.39983 | 0.20291 | 0.26826 | 0.36413 | 0.53162 | 0.25209 | 0.33124 | 0.11799 | 0.35685 | 0.34022 | 0.19 | 0.25847 | 0.40619 | 0.22372 | 0.31161 | 0.72282 | 0.40001 | 0.20314 | 0.26847 | 0.38583 | 0.46405 | 0.25504 | 0.34274 | 0.11806 | 0.36142 | 0.33711 | 0.19 | 0.25847 | 0.41068 | 0.22372 | 0
Sep | 21 | 4 | Weekday | Thursday | 0.53953 | 0.58316 | 0.61984 | 0.46167 | 1 | 0.46167 | 0.46167 | 0.19 | 0.46167 | 0.53953 | 0.53953 | 0.44184 | 0.79393 | 0.49669 | 0.23602 | 0.28589 | 0.47455 | 0.61476 | 0.25218 | 0.49722 | 0.1178 | 0.42989 | 0.35986 | 0.19 | 0.25847 | 0.40158 | 0.22372 | 0.46615 | 0.72523 | 0.46784 | 0.23602 | 0.28618 | 0.48376 | 0.49562 | 0.25461 | 0.47563 | 0.11787 | 0.43052 | 0.35569 | 0.19 | 0.25847 | 0.40612 | 0.22372 | 0
Sep | 21 | 5 | Weekday | Thursday | 0.52766 | 0.60553 | 0.65995 | 0.52419 | 1 | 0.52419 | 0.52419 | 0.37049 | 0.52419 | 0.52766 | 0.52766 | 0.67307 | 0.89714 | 0.7875 | 0.49062 | 0.36789 | 0.57993 | 0.74082 | 0.33864 | 0.89809 | 0.40984 | 0.6866 | 0.42506 | 0.37049 | 0.39998 | 0.61828 | 0.29876 | 0.73212 | 0.87089 | 0.73391 | 0.47989 | 0.36857 | 0.53713 | 0.67622 | 0.30128 | 0.90262 | 0.35516 | 0.69159 | 0.42377 | 0.30035 | 0.27911 | 0.55171 | 0.29395 | 0
Sep | 21 | 6 | Weekday | Thursday | 0.54748 | 0.63712 | 0.71869 | 0.59078 | 0.0044583 | 0.59078 | 0.59078 | 0.40231 | 0.59078 | 0.54748 | 0.54748 | 0.80774 | 0.95885 | 0.99055 | 0.56878 | 0.47102 | 0.61147 | 0.86098 | 0.57523 | 0.88041 | 0.56667 | 0.86468 | 0.43296 | 0.40231 | 0.39098 | 0.66249 | 0.5274 | 0.85197 | 0.94474 | 0.90722 | 0.55958 | 0.47127 | 0.56581 | 0.81277 | 0.55857 | 0.87072 | 0.52198 | 0.87218 | 0.42393 | 0.35579 | 0.30591 | 0.58068 | 0.52576 | 0
Sep | 21 | 7 | Weekday | Thursday | 0.59277 | 0.67929 | 0.75952 | 0.60689 | 0.0044583 | 0.60689 | 0.60689 | 0.58327 | 0.60689 | 0.59277 | 0.59277 | 0.83578 | 0.98076 | 0.87113 | 0.95045 | 0.92992 | 0.60321 | 0.90901 | 0.79652 | 0.71871 | 0.71202 | 0.79519 | 0.89143 | 0.58327 | 0.56115 | 0.87447 | 0.79558 | 0.86271 | 0.97337 | 0.82295 | 0.94883 | 0.93142 | 0.56061 | 0.8701 | 0.79115 | 0.70835 | 0.69533 | 0.77957 | 0.89159 | 0.56731 | 0.52233 | 0.82073 | 0.7953 | 0
Sep | 21 | 8 | Weekday | Thursday | 0.6529 | 0.72055 | 0.78485 | 0.64963 | 0.0044583 | 0.64963 | 0.64963 | 0.83782 | 0.64963 | 0.6529 | 0.6529 | 0.68434 | 0.99631 | 0.77413 | 0.96461 | 0.89455 | 0.55673 | 0.97597 | 0.83737 | 0.72094 | 0.77464 | 0.77118 | 0.92579 | 0.83782 | 0.80211 | 0.94385 | 0.96385 | 0.72278 | 0.99403 | 0.7632 | 0.96409 | 0.89507 | 0.52155 | 0.95336 | 0.82858 | 0.71854 | 0.76539 | 0.75781 | 0.92553 | 0.83609 | 0.79755 | 0.9205 | 0.96385 | 0
Sep | 21 | 9 | Weekday | Thursday | 0.73647 | 0.77034 | 0.80214 | 0.66476 | 0.0044583 | 0.66476 | 0.66476 | 0.90478 | 0.66476 | 0.73647 | 0.73647 | 0.87837 | 1 | 0.65989 | 0.93849 | 0.90308 | 0.51859 | 0.98632 | 0.89025 | 0.89226 | 0.83299 | 0.60632 | 0.94997 | 0.90478 | 0.87166 | 0.92256 | 0.96751 | 0.89808 | 1 | 0.66067 | 0.93824 | 0.90384 | 0.48786 | 0.97085 | 0.88575 | 0.90099 | 0.82828 | 0.58935 | 0.94993 | 0.90474 | 0.87134 | 0.91164 | 0.96751 | 0
Sep | 21 | 10 | Weekday | Thursday | 0.80697 | 0.81669 | 0.81696 | 0.69668 | 0.0044583 | 0.69668 | 0.69668 | 0.94211 | 0.69668 | 0.80697 | 0.80697 | 0.92194 | 0.99867 | 0.63662 | 0.95921 | 0.94457 | 0.53369 | 0.99689 | 0.94451 | 0.9574 | 0.88663 | 0.61367 | 0.96858 | 0.94211 | 0.91243 | 1 | 0.97216 | 0.95382 | 0.99963 | 0.66315 | 0.95868 | 0.94492 | 0.51753 | 0.98588 | 0.94017 | 0.96528 | 0.885 | 0.60036 | 0.96788 | 0.94211 | 0.91243 | 1 | 0.97216 | 0
Sep | 21 | 11 | Weekday | Thursday | 0.84157 | 0.85886 | 0.82483 | 0.7142 | 0.0044583 | 0.7142 | 0.7142 | 0.96399 | 0.7142 | 0.84157 | 0.84157 | 0.94025 | 0.96743 | 0.63226 | 0.94681 | 0.95949 | 0.54569 | 0.95982 | 0.98518 | 0.95917 | 0.94377 | 0.62416 | 0.93151 | 0.96399 | 0.94193 | 0.96341 | 0.88734 | 0.98559 | 0.9689 | 0.66147 | 0.9456 | 0.95941 | 0.53756 | 0.94878 | 0.98023 | 0.97077 | 0.94288 | 0.61672 | 0.93005 | 0.96399 | 0.94193 | 0.96977 | 0.88734 | 0
Sep | 21 | 12 | Weekday | Thursday | 0.84072 | 0.88021 | 0.82677 | 0.74309 | 0.0044583 | 0.74309 | 0.74309 | 0.98017 | 0.74309 | 0.84072 | 0.84072 | 0.77766 | 0.98278 | 0.61338 | 0.9861 | 1 | 0.55235 | 0.99893 | 0.98961 | 0.95275 | 0.98455 | 0.63574 | 0.99397 | 0.98017 | 0.96894 | 0.96277 | 0.98754 | 0.81879 | 0.98619 | 0.63952 | 0.98533 | 1 | 0.55006 | 0.99557 | 0.98276 | 0.96721 | 0.98401 | 0.62803 | 0.99308 | 0.98017 | 0.96894 | 0.97182 | 0.98754 | 0
Sep | 21 | 13 | Weekday | Thursday | 0.82615 | 0.89425 | 0.83285 | 0.76409 | 0.0044583 | 0.76409 | 0.76409 | 0.9903 | 0.76409 | 0.82615 | 0.82615 | 0.71672 | 0.9799 | 0.61242 | 0.98222 | 0.96935 | 0.55424 | 1 | 1 | 0.76415 | 0.99371 | 0.64169 | 0.9975 | 0.9903 | 0.98727 | 0.94193 | 0.99576 | 0.79064 | 0.98529 | 0.63993 | 0.98278 | 0.97063 | 0.55743 | 1 | 1 | 0.77442 | 0.99409 | 0.63172 | 0.99872 | 0.9903 | 0.98727 | 0.95195 | 0.99576 | 0
Sep | 21 | 14 | Weekday | Thursday | 0.8179 | 0.90322 | 0.82663 | 0.77973 | 0.0044583 | 0.77973 | 0.77973 | 1 | 0.77973 | 0.8179 | 0.8179 | 0.74098 | 0.97956 | 0.61407 | 0.96864 | 0.96711 | 0.59163 | 0.96346 | 0.99862 | 0.75271 | 1 | 0.63682 | 1 | 1 | 1 | 0.92854 | 1 | 0.77544 | 0.98658 | 0.64048 | 0.96912 | 0.96858 | 0.59228 | 0.97806 | 0.99735 | 0.76224 | 1 | 0.62703 | 1 | 1 | 1 | 0.93878 | 1 | 0
Sep | 21 | 15 | Weekday | Thursday | 0.78845 | 0.90568 | 0.81188 | 0.809 | 0.0044583 | 0.809 | 0.809 | 0.99463 | 0.809 | 0.78845 | 0.78845 | 0.93689 | 0.98285 | 0.65041 | 1 | 0.98408 | 0.75413 | 0.95933 | 0.9223 | 0.74849 | 0.97957 | 0.62972 | 0.99474 | 0.99463 | 0.98595 | 0.9266 | 0.99787 | 0.94606 | 0.99086 | 0.70604 | 1 | 0.98472 | 0.7598 | 0.97127 | 0.93521 | 0.75759 | 0.9794 | 0.65948 | 0.99469 | 0.99463 | 0.98595 | 0.93618 | 0.99787 | 0
Sep | 21 | 16 | Weekday | Thursday | 0.75565 | 0.88166 | 0.79722 | 0.88278 | 0.0044583 | 0.88278 | 0.88278 | 0.97694 | 0.88278 | 0.75565 | 0.75565 | 0.958 | 0.98375 | 0.74294 | 0.9243 | 0.89125 | 0.88913 | 0.93955 | 0.68259 | 0.92765 | 0.853 | 0.73541 | 0.63701 | 0.97694 | 0.95649 | 0.91805 | 0.28921 | 0.96158 | 0.99265 | 0.78134 | 0.92509 | 0.89287 | 0.88885 | 0.94953 | 0.69174 | 0.93794 | 0.85165 | 0.76528 | 0.63661 | 0.97694 | 0.95649 | 0.92543 | 0.28921 | 0
Sep | 21 | 17 | Weekday | Thursday | 0.72394 | 0.83789 | 0.7804 | 0.94515 | 0.50223 | 0.94515 | 0.94515 | 0.77502 | 0.94515 | 0.72394 | 0.72394 | 1 | 0.82802 | 0.91449 | 0.79863 | 0.62367 | 0.96663 | 0.61849 | 0.66665 | 0.95118 | 0.79252 | 0.82526 | 0.53184 | 0.77502 | 0.75394 | 0.91655 | 0.12814 | 1 | 0.82463 | 0.90594 | 0.7989 | 0.62444 | 0.96058 | 0.60244 | 0.67125 | 0.95306 | 0.78958 | 0.84911 | 0.52882 | 0.77502 | 0.75394 | 0.91878 | 0.12814 | 0
Sep | 21 | 18 | Weekday | Thursday | 0.70464 | 0.79953 | 0.75845 | 0.94196 | 1 | 0.94196 | 0.94196 | 0.79878 | 0.94196 | 0.70464 | 0.70464 | 0.83854 | 0.83843 | 0.91288 | 0.7964 | 0.66824 | 1 | 0.65588 | 0.67319 | 1 | 0.75365 | 0.88536 | 0.62908 | 0.79878 | 0.82355 | 0.89885 | 0.22167 | 0.8703 | 0.832 | 0.94686 | 0.79624 | 0.66963 | 1 | 0.63598 | 0.67492 | 1 | 0.7552 | 0.91929 | 0.62809 | 0.79878 | 0.82355 | 0.89467 | 0.22167 | 0
Sep | 21 | 19 | Weekday | Thursday | 0.71596 | 0.79564 | 0.74269 | 0.94969 | 1 | 0.94969 | 0.94969 | 0.72434 | 0.94969 | 0.71596 | 0.71596 | 0.81531 | 0.76471 | 0.95744 | 0.69274 | 0.55818 | 0.96815 | 0.58053 | 0.64996 | 0.81553 | 0.71118 | 0.95898 | 0.58174 | 0.72434 | 0.74641 | 0.81425 | 0.22372 | 0.85142 | 0.74342 | 1 | 0.68943 | 0.55898 | 0.972 | 0.53594 | 0.65088 | 0.81537 | 0.7105 | 1 | 0.58051 | 0.72434 | 0.74639 | 0.80191 | 0.22372 | 0
Sep | 21 | 20 | Weekday | Thursday | 0.70072 | 0.75111 | 0.71995 | 0.91047 | 1 | 0.91047 | 0.91047 | 0.34159 | 0.91047 | 0.70072 | 0.70072 | 0.7635 | 0.7439 | 0.96324 | 0.66325 | 0.54641 | 0.8268 | 0.39691 | 0.25512 | 0.80974 | 0.12376 | 0.92105 | 0.57448 | 0.34159 | 0.4006 | 0.58678 | 0.22372 | 0.82056 | 0.71884 | 0.94498 | 0.65776 | 0.54769 | 0.83256 | 0.37412 | 0.25269 | 0.80525 | 0.12248 | 0.9466 | 0.57309 | 0.34158 | 0.39952 | 0.58284 | 0.22372 | 0
Sep | 21 | 21 | Weekday | Thursday | 0.64228 | 0.68251 | 0.69351 | 0.8342 | 1 | 0.8342 | 0.8342 | 0.19 | 0.8342 | 0.64228 | 0.64228 | 0.70908 | 0.70889 | 0.80448 | 0.23572 | 0.28559 | 0.65266 | 0.38523 | 0.25203 | 0.79445 | 0.12128 | 0.67836 | 0.35945 | 0.19 | 0.25847 | 0.38499 | 0.22372 | 0.8013 | 0.67672 | 0.79837 | 0.23602 | 0.28618 | 0.65252 | 0.33966 | 0.25233 | 0.79526 | 0.12066 | 0.69324 | 0.35569 | 0.19 | 0.25847 | 0.38923 | 0.22372 | 0
Sep | 21 | 22 | Weekday | Thursday | 0.62503 | 0.65191 | 0.66338 | 0.72234 | 1 | 0.72234 | 0.72234 | 0.19 | 0.72234 | 0.62503 | 0.62503 | 0.66437 | 0.71132 | 0.61477 | 0.20297 | 0.26816 | 0.4897 | 0.33199 | 0.2542 | 0.81722 | 0.11928 | 0.4611 | 0.33898 | 0.19 | 0.25847 | 0.4865 | 0.22372 | 0.80442 | 0.6782 | 0.63695 | 0.20314 | 0.26847 | 0.49875 | 0.298 | 0.2556 | 0.82837 | 0.11951 | 0.47748 | 0.33711 | 0.19 | 0.25847 | 0.49202 | 0.22372 | 0
Sep | 21 | 23 | Weekday | Thursday | 0.5794 | 0.646 | 0.63715 | 0.62271 | 1 | 0.62271 | 0.62271 | 0.19174 | 0.62271 | 0.5794 | 0.5794 | 0.40275 | 0.70023 | 0.43402 | 0.18815 | 0.2609 | 0.3751 | 0.40636 | 0.24874 | 0.48243 | 0.11684 | 0.40552 | 0.33244 | 0.19174 | 0.25994 | 0.40388 | 0.22372 | 0.45906 | 0.66319 | 0.44525 | 0.18832 | 0.26138 | 0.3943 | 0.34971 | 0.25233 | 0.47122 | 0.11685 | 0.4163 | 0.32968 | 0.19174 | 0.25994 | 0.40855 | 0.22372 | 0
Sep | 22 | 24 | Weekday | Friday | 0.55569 | 0.62732 | 0.62273 | 0.56024 | 1 | 0.56024 | 0.56024 | 0.19 | 0.56024 | 0.55569 | 0.55569 | 0.23802 | 0.69974 | 0.3667 | 0.19465 | 0.26846 | 0.3483 | 0.31816 | 0.2506 | 0.31765 | 0.11664 | 0.37907 | 0.34022 | 0.19 | 0.25847 | 0.37125 | 0.22372 | 0.30281 | 0.66251 | 0.38089 | 0.1948 | 0.26847 | 0.36905 | 0.2842 | 0.25229 | 0.32832 | 0.11684 | 0.38776 | 0.33711 | 0.19 | 0.25847 | 0.37533 | 0.22372 | 0
Sep | 22 | 1 | Weekday | Friday | 0.55042 | 0.59292 | 0.61319 | 0.52456 | 1 | 0.52456 | 0.52456 | 0.19 | 0.52456 | 0.55042 | 0.55042 | 0.23826 | 0.70077 | 0.38096 | 0.19463 | 0.26795 | 0.33226 | 0.40585 | 0.24882 | 0.31838 | 0.11633 | 0.34982 | 0.34063 | 0.19 | 0.25847 | 0.36619 | 0.22372 | 0.3033 | 0.66194 | 0.39635 | 0.1948 | 0.26847 | 0.35448 | 0.34518 | 0.25223 | 0.32909 | 0.11682 | 0.35892 | 0.33711 | 0.19 | 0.25847 | 0.37015 | 0.22372 | 0
Sep | 22 | 2 | Weekday | Friday | 0.54486 | 0.5811 | 0.60752 | 0.4996 | 1 | 0.4996 | 0.4996 | 0.19 | 0.4996 | 0.54486 | 0.54486 | 0.23848 | 0.70018 | 0.38412 | 0.19463 | 0.26805 | 0.32346 | 0.31285 | 0.25015 | 0.3188 | 0.11629 | 0.34879 | 0.33898 | 0.19 | 0.25847 | 0.36109 | 0.22372 | 0.30344 | 0.66106 | 0.39878 | 0.1948 | 0.26847 | 0.345 | 0.27969 | 0.25218 | 0.32927 | 0.1168 | 0.35176 | 0.33711 | 0.19 | 0.25847 | 0.36535 | 0.22372 | 0
Sep | 22 | 3 | Weekday | Friday | 0.53696 | 0.58077 | 0.60742 | 0.47728 | 1 | 0.47728 | 0.47728 | 0.19 | 0.47728 | 0.53696 | 0.53696 | 0.24437 | 0.75511 | 0.39983 | 0.20291 | 0.26826 | 0.36413 | 0.53162 | 0.25209 | 0.33124 | 0.11799 | 0.35685 | 0.34022 | 0.19 | 0.25847 | 0.40619 | 0.22372 | 0.31161 | 0.72282 | 0.40001 | 0.20314 | 0.26847 | 0.38583 | 0.46405 | 0.25504 | 0.34274 | 0.11806 | 0.36142 | 0.33711 | 0.19 | 0.25847 | 0.41068 | 0.22372 | 0
Sep | 22 | 4 | Weekday | Friday | 0.53953 | 0.58316 | 0.61984 | 0.46167 | 1 | 0.46167 | 0.46167 | 0.19 | 0.46167 | 0.53953 | 0.53953 | 0.44184 | 0.79393 | 0.49669 | 0.23602 | 0.28589 | 0.47455 | 0.61476 | 0.25218 | 0.49722 | 0.1178 | 0.42989 | 0.35986 | 0.19 | 0.25847 | 0.40158 | 0.22372 | 0.46615 | 0.72523 | 0.46784 | 0.23602 | 0.28618 | 0.48376 | 0.49562 | 0.25461 | 0.47563 | 0.11787 | 0.43052 | 0.35569 | 0.19 | 0.25847 | 0.40612 | 0.22372 | 0
Sep | 22 | 5 | Weekday | Friday | 0.52766 | 0.60553 | 0.65995 | 0.52419 | 1 | 0.52419 | 0.52419 | 0.37049 | 0.52419 | 0.52766 | 0.52766 | 0.67307 | 0.89714 | 0.7875 | 0.49062 | 0.36789 | 0.57993 | 0.74082 | 0.33864 | 0.89809 | 0.40984 | 0.6866 | 0.42506 | 0.37049 | 0.39998 | 0.61828 | 0.29876 | 0.73212 | 0.87089 | 0.73391 | 0.47989 | 0.36857 | 0.53713 | 0.67622 | 0.30128 | 0.90262 | 0.35516 | 0.69159 | 0.42377 | 0.30035 | 0.27911 | 0.55171 | 0.29395 | 0
Sep | 22 | 6 | Weekday | Friday | 0.54748 | 0.63712 | 0.71869 | 0.59078 | 0.0044583 | 0.59078 | 0.59078 | 0.40231 | 0.59078 | 0.54748 | 0.54748 | 0.80774 | 0.95885 | 0.99055 | 0.56878 | 0.47102 | 0.61147 | 0.86098 | 0.57523 | 0.88041 | 0.56667 | 0.86468 | 0.43296 | 0.40231 | 0.39098 | 0.66249 | 0.5274 | 0.85197 | 0.94474 | 0.90722 | 0.55958 | 0.47127 | 0.56581 | 0.81277 | 0.55857 | 0.87072 | 0.52198 | 0.87218 | 0.42393 | 0.35579 | 0.30591 | 0.58068 | 0.52576 | 0
Sep | 22 | 7 | Weekday | Friday | 0.59277 | 0.67929 | 0.75952 | 0.60689 | 0.0044583 | 0.60689 | 0.60689 | 0.58327 | 0.60689 | 0.59277 | 0.59277 | 0.83578 | 0.98076 | 0.87113 | 0.95045 | 0.92992 | 0.60321 | 0.90901 | 0.79652 | 0.71871 | 0.71202 | 0.79519 | 0.89143 | 0.58327 | 0.56115 | 0.87447 | 0.79558 | 0.86271 | 0.97337 | 0.82295 | 0.94883 | 0.93142 | 0.56061 | 0.8701 | 0.79115 | 0.70835 | 0.69533 | 0.77957 | 0.89159 | 0.56731 | 0.52233 | 0.82073 | 0.7953 | 0
Sep | 22 | 8 | Weekday | Friday | 0.6529 | 0.72055 | 0.78485 | 0.64963 | 0.0044583 | 0.64963 | 0.64963 | 0.83782 | 0.64963 | 0.6529 | 0.6529 | 0.68434 | 0.99631 | 0.77413 | 0.96461 | 0.89455 | 0.55673 | 0.97597 | 0.83737 | 0.72094 | 0.77464 | 0.77118 | 0.92579 | 0.83782 | 0.80211 | 0.94385 | 0.96385 | 0.72278 | 0.99403 | 0.7632 | 0.96409 | 0.89507 | 0.52155 | 0.95336 | 0.82858 | 0.71854 | 0.76539 | 0.75781 | 0.92553 | 0.83609 | 0.79755 | 0.9205 | 0.96385 | 0
Sep | 22 | 9 | Weekday | Friday | 0.73647 | 0.77034 | 0.80214 | 0.66476 | 0.0044583 | 0.66476 | 0.66476 | 0.90478 | 0.66476 | 0.73647 | 0.73647 | 0.87837 | 1 | 0.65989 | 0.93849 | 0.90308 | 0.51859 | 0.98632 | 0.89025 | 0.89226 | 0.83299 | 0.60632 | 0.94997 | 0.90478 | 0.87166 | 0.92256 | 0.96751 | 0.89808 | 1 | 0.66067 | 0.93824 | 0.90384 | 0.48786 | 0.97085 | 0.88575 | 0.90099 | 0.82828 | 0.58935 | 0.94993 | 0.90474 | 0.87134 | 0.91164 | 0.96751 | 0
Sep | 22 | 10 | Weekday | Friday | 0.80697 | 0.81669 | 0.81696 | 0.69668 | 0.0044583 | 0.69668 | 0.69668 | 0.94211 | 0.69668 | 0.80697 | 0.80697 | 0.92194 | 0.99867 | 0.63662 | 0.95921 | 0.94457 | 0.53369 | 0.99689 | 0.94451 | 0.9574 | 0.88663 | 0.61367 | 0.96858 | 0.94211 | 0.91243 | 1 | 0.97216 | 0.95382 | 0.99963 | 0.66315 | 0.95868 | 0.94492 | 0.51753 | 0.98588 | 0.94017 | 0.96528 | 0.885 | 0.60036 | 0.96788 | 0.94211 | 0.91243 | 1 | 0.97216 | 0
Sep | 22 | 11 | Weekday | Friday | 0.84157 | 0.85886 | 0.82483 | 0.7142 | 0.0044583 | 0.7142 | 0.7142 | 0.96399 | 0.7142 | 0.84157 | 0.84157 | 0.94025 | 0.96743 | 0.63226 | 0.94681 | 0.95949 | 0.54569 | 0.95982 | 0.98518 | 0.95917 | 0.94377 | 0.62416 | 0.93151 | 0.96399 | 0.94193 | 0.96341 | 0.88734 | 0.98559 | 0.9689 | 0.66147 | 0.9456 | 0.95941 | 0.53756 | 0.94878 | 0.98023 | 0.97077 | 0.94288 | 0.61672 | 0.93005 | 0.96399 | 0.94193 | 0.96977 | 0.88734 | 0
Sep | 22 | 12 | Weekday | Friday | 0.84072 | 0.88021 | 0.82677 | 0.74309 | 0.0044583 | 0.74309 | 0.74309 | 0.98017 | 0.74309 | 0.84072 | 0.84072 | 0.77766 | 0.98278 | 0.61338 | 0.9861 | 1 | 0.55235 | 0.99893 | 0.98961 | 0.95275 | 0.98455 | 0.63574 | 0.99397 | 0.98017 | 0.96894 | 0.96277 | 0.98754 | 0.81879 | 0.98619 | 0.63952 | 0.98533 | 1 | 0.55006 | 0.99557 | 0.98276 | 0.96721 | 0.98401 | 0.62803 | 0.99308 | 0.98017 | 0.96894 | 0.97182 | 0.98754 | 0
Sep | 22 | 13 | Weekday | Friday | 0.82615 | 0.89425 | 0.83285 | 0.76409 | 0.0044583 | 0.76409 | 0.76409 | 0.9903 | 0.76409 | 0.82615 | 0.82615 | 0.71672 | 0.9799 | 0.61242 | 0.98222 | 0.96935 | 0.55424 | 1 | 1 | 0.76415 | 0.99371 | 0.64169 | 0.9975 | 0.9903 | 0.98727 | 0.94193 | 0.99576 | 0.79064 | 0.98529 | 0.63993 | 0.98278 | 0.97063 | 0.55743 | 1 | 1 | 0.77442 | 0.99409 | 0.63172 | 0.99872 | 0.9903 | 0.98727 | 0.95195 | 0.99576 | 0
Sep | 22 | 14 | Weekday | Friday | 0.8179 | 0.90322 | 0.82663 | 0.77973 | 0.0044583 | 0.77973 | 0.77973 | 1 | 0.77973 | 0.8179 | 0.8179 | 0.74098 | 0.97956 | 0.61407 | 0.96864 | 0.96711 | 0.59163 | 0.96346 | 0.99862 | 0.75271 | 1 | 0.63682 | 1 | 1 | 1 | 0.92854 | 1 | 0.77544 | 0.98658 | 0.64048 | 0.96912 | 0.96858 | 0.59228 | 0.97806 | 0.99735 | 0.76224 | 1 | 0.62703 | 1 | 1 | 1 | 0.93878 | 1 | 0
Sep | 22 | 15 | Weekday | Friday | 0.78845 | 0.90568 | 0.81188 | 0.809 | 0.0044583 | 0.809 | 0.809 | 0.99463 | 0.809 | 0.78845 | 0.78845 | 0.93689 | 0.98285 | 0.65041 | 1 | 0.98408 | 0.75413 | 0.95933 | 0.9223 | 0.74849 | 0.97957 | 0.62972 | 0.99474 | 0.99463 | 0.98595 | 0.9266 | 0.99787 | 0.94606 | 0.99086 | 0.70604 | 1 | 0.98472 | 0.7598 | 0.97127 | 0.93521 | 0.75759 | 0.9794 | 0.65948 | 0.99469 | 0.99463 | 0.98595 | 0.93618 | 0.99787 | 0
Sep | 22 | 16 | Weekday | Friday | 0.75565 | 0.88166 | 0.79722 | 0.88278 | 0.0044583 | 0.88278 | 0.88278 | 0.97694 | 0.88278 | 0.75565 | 0.75565 | 0.958 | 0.98375 | 0.74294 | 0.9243 | 0.89125 | 0.88913 | 0.93955 | 0.68259 | 0.92765 | 0.853 | 0.73541 | 0.63701 | 0.97694 | 0.95649 | 0.91805 | 0.28921 | 0.96158 | 0.99265 | 0.78134 | 0.92509 | 0.89287 | 0.88885 | 0.94953 | 0.69174 | 0.93794 | 0.85165 | 0.76528 | 0.63661 | 0.97694 | 0.95649 | 0.92543 | 0.28921 | 0
Sep | 22 | 17 | Weekday | Friday | 0.72394 | 0.83789 | 0.7804 | 0.94515 | 0.50223 | 0.94515 | 0.94515 | 0.77502 | 0.94515 | 0.72394 | 0.72394 | 1 | 0.82802 | 0.91449 | 0.79863 | 0.62367 | 0.96663 | 0.61849 | 0.66665 | 0.95118 | 0.79252 | 0.82526 | 0.53184 | 0.77502 | 0.75394 | 0.91655 | 0.12814 | 1 | 0.82463 | 0.90594 | 0.7989 | 0.62444 | 0.96058 | 0.60244 | 0.67125 | 0.95306 | 0.78958 | 0.84911 | 0.52882 | 0.77502 | 0.75394 | 0.91878 | 0.12814 | 0
Sep | 22 | 18 | Weekday | Friday | 0.70464 | 0.79953 | 0.75845 | 0.94196 | 1 | 0.94196 | 0.94196 | 0.79878 | 0.94196 | 0.70464 | 0.70464 | 0.83854 | 0.83843 | 0.91288 | 0.7964 | 0.66824 | 1 | 0.65588 | 0.67319 | 1 | 0.75365 | 0.88536 | 0.62908 | 0.79878 | 0.82355 | 0.89885 | 0.22167 | 0.8703 | 0.832 | 0.94686 | 0.79624 | 0.66963 | 1 | 0.63598 | 0.67492 | 1 | 0.7552 | 0.91929 | 0.62809 | 0.79878 | 0.82355 | 0.89467 | 0.22167 | 0
Sep | 22 | 19 | Weekday | Friday | 0.71596 | 0.79564 | 0.74269 | 0.94969 | 1 | 0.94969 | 0.94969 | 0.72434 | 0.94969 | 0.71596 | 0.71596 | 0.81531 | 0.76471 | 0.95744 | 0.69274 | 0.55818 | 0.96815 | 0.58053 | 0.64996 | 0.81553 | 0.71118 | 0.95898 | 0.58174 | 0.72434 | 0.74641 | 0.81425 | 0.22372 | 0.85142 | 0.74342 | 1 | 0.68943 | 0.55898 | 0.972 | 0.53594 | 0.65088 | 0.81537 | 0.7105 | 1 | 0.58051 | 0.72434 | 0.74639 | 0.80191 | 0.22372 | 0
Sep | 22 | 20 | Weekday | Friday | 0.70072 | 0.75111 | 0.71995 | 0.91047 | 1 | 0.91047 | 0.91047 | 0.34159 | 0.91047 | 0.70072 | 0.70072 | 0.7635 | 0.7439 | 0.96324 | 0.66325 | 0.54641 | 0.8268 | 0.39691 | 0.25512 | 0.80974 | 0.12376 | 0.92105 | 0.57448 | 0.34159 | 0.4006 | 0.58678 | 0.22372 | 0.82056 | 0.71884 | 0.94498 | 0.65776 | 0.54769 | 0.83256 | 0.37412 | 0.25269 | 0.80525 | 0.12248 | 0.9466 | 0.57309 | 0.34158 | 0.39952 | 0.58284 | 0.22372 | 0
Sep | 22 | 21 | Weekday | Friday | 0.64228 | 0.68251 | 0.69351 | 0.8342 | 1 | 0.8342 | 0.8342 | 0.19 | 0.8342 | 0.64228 | 0.64228 | 0.70908 | 0.70889 | 0.80448 | 0.23572 | 0.28559 | 0.65266 | 0.38523 | 0.25203 | 0.79445 | 0.12128 | 0.67836 | 0.35945 | 0.19 | 0.25847 | 0.38499 | 0.22372 | 0.8013 | 0.67672 | 0.79837 | 0.23602 | 0.28618 | 0.65252 | 0.33966 | 0.25233 | 0.79526 | 0.12066 | 0.69324 | 0.35569 | 0.19 | 0.25847 | 0.38923 | 0.22372 | 0
Sep | 22 | 22 | Weekday | Friday | 0.62503 | 0.65191 | 0.66338 | 0.72234 | 1 | 0.72234 | 0.72234 | 0.19 | 0.72234 | 0.62503 | 0.62503 | 0.66437 | 0.71132 | 0.61477 | 0.20297 | 0.26816 | 0.4897 | 0.33199 | 0.2542 | 0.81722 | 0.11928 | 0.4611 | 0.33898 | 0.19 | 0.25847 | 0.4865 | 0.22372 | 0.80442 | 0.6782 | 0.63695 | 0.20314 | 0.26847 | 0.49875 | 0.298 | 0.2556 | 0.82837 | 0.11951 | 0.47748 | 0.33711 | 0.19 | 0.25847 | 0.49202 | 0.22372 | 0
Sep | 22 | 23 | Weekday | Friday | 0.5794 | 0.646 | 0.63715 | 0.62271 | 1 | 0.62271 | 0.62271 | 0.18303 | 0.62271 | 0.5794 | 0.5794 | 0.41186 | 0.70431 | 0.4162 | 0.18121 | 0.25279 | 0.36737 | 0.3555 | 0.24734 | 0.48698 | 0.11619 | 0.40909 | 0.32391 | 0.18303 | 0.25257 | 0.40036 | 0.22372 | 0.45884 | 0.66861 | 0.42256 | 0.1813 | 0.2537 | 0.38601 | 0.30681 | 0.25015 | 0.47034 | 0.11598 | 0.41368 | 0.32163 | 0.18303 | 0.25257 | 0.40484 | 0.22372 | 0
Sep | 23 | 24 | Weekend | Saturday | 0.56334 | 0.64627 | 0.68467 | 0.60114 | 1 | 0.60114 | 0.60114 | 0.18608 | 0.60114 | 0.56334 | 0.56334 | 0.23786 | 0.70113 | 0.38974 | 0.16217 | 0.23339 | 0.34487 | 0.319 | 0.2505 | 0.31745 | 0.11711 | 0.40519 | 0.30339 | 0.18608 | 0.25515 | 0.36399 | 0.22372 | 0.3027 | 0.66473 | 0.40603 | 0.1624 | 0.23303 | 0.36537 | 0.28062 | 0.25378 | 0.32803 | 0.11744 | 0.41194 | 0.29995 | 0.18608 | 0.25515 | 0.36815 | 0.22372 | 0
Sep | 23 | 1 | Weekend | Saturday | 0.56122 | 0.61244 | 0.67051 | 0.56583 | 1 | 0.56583 | 0.56583 | 0.18608 | 0.56583 | 0.56122 | 0.56122 | 0.23831 | 0.7023 | 0.39351 | 0.16231 | 0.23245 | 0.33164 | 0.36339 | 0.25088 | 0.31897 | 0.11657 | 0.34796 | 0.30339 | 0.18608 | 0.25515 | 0.36116 | 0.22372 | 0.30331 | 0.66454 | 0.41026 | 0.1624 | 0.23303 | 0.35381 | 0.3136 | 0.25375 | 0.32901 | 0.11744 | 0.35891 | 0.29995 | 0.18608 | 0.25515 | 0.36504 | 0.22372 | 0
Sep | 23 | 2 | Weekend | Saturday | 0.55806 | 0.60294 | 0.66149 | 0.53882 | 1 | 0.53882 | 0.53882 | 0.18608 | 0.53882 | 0.55806 | 0.55806 | 0.23791 | 0.70312 | 0.35942 | 0.16227 | 0.23339 | 0.324 | 0.37325 | 0.25004 | 0.3175 | 0.11709 | 0.35027 | 0.30339 | 0.18608 | 0.25515 | 0.35763 | 0.22372 | 0.30351 | 0.66514 | 0.36964 | 0.1624 | 0.23303 | 0.34561 | 0.32144 | 0.25372 | 0.32929 | 0.11742 | 0.35195 | 0.29995 | 0.18608 | 0.25515 | 0.36159 | 0.22372 | 0
Sep | 23 | 3 | Weekend | Saturday | 0.55087 | 0.60382 | 0.66064 | 0.51296 | 1 | 0.51296 | 0.51296 | 0.18608 | 0.51296 | 0.55087 | 0.55087 | 0.24137 | 0.71307 | 0.40805 | 0.17068 | 0.23268 | 0.36454 | 0.42643 | 0.25146 | 0.32492 | 0.11728 | 0.3528 | 0.30339 | 0.18608 | 0.25515 | 0.37777 | 0.22372 | 0.30674 | 0.67645 | 0.40907 | 0.17074 | 0.23303 | 0.38642 | 0.36712 | 0.25475 | 0.3346 | 0.11788 | 0.36094 | 0.29995 | 0.18608 | 0.25515 | 0.38209 | 0.22372 | 0
Sep | 23 | 4 | Weekend | Saturday | 0.55607 | 0.61348 | 0.67874 | 0.50517 | 1 | 0.50517 | 0.50517 | 0.18608 | 0.50517 | 0.55607 | 0.55607 | 0.44847 | 0.70329 | 0.42971 | 0.18746 | 0.23268 | 0.47515 | 0.47168 | 0.25214 | 0.49167 | 0.11696 | 0.39769 | 0.30339 | 0.18608 | 0.25515 | 0.37164 | 0.22372 | 0.46125 | 0.66665 | 0.41555 | 0.18743 | 0.23303 | 0.48473 | 0.39257 | 0.25462 | 0.46741 | 0.11782 | 0.39614 | 0.29995 | 0.18608 | 0.25515 | 0.37565 | 0.22372 | 0
Sep | 23 | 5 | Weekend | Saturday | 0.54771 | 0.65121 | 0.73973 | 0.59066 | 1 | 0.59066 | 0.59066 | 0.20487 | 0.59066 | 0.54771 | 0.54771 | 0.67776 | 0.72719 | 0.63187 | 0.3345 | 0.28925 | 0.57576 | 0.52927 | 0.22637 | 0.89196 | 0.10689 | 0.53606 | 0.332 | 0.20487 | 0.23666 | 0.55322 | 0.14219 | 0.72282 | 0.70367 | 0.62119 | 0.32664 | 0.28916 | 0.53333 | 0.45978 | 0.23002 | 0.89185 | 0.1066 | 0.54334 | 0.3295 | 0.17077 | 0.17983 | 0.47432 | 0.14219 | 0
Sep | 23 | 6 | Weekend | Saturday | 0.58588 | 0.70079 | 0.83175 | 0.6864 | 0.0044583 | 0.6864 | 0.6864 | 0.18687 | 0.6864 | 0.58588 | 0.58588 | 0.76617 | 0.78724 | 0.85517 | 0.35406 | 0.26409 | 0.60352 | 0.53825 | 0.21271 | 0.85514 | 0.099421 | 0.7019 | 0.26874 | 0.18687 | 0.1837 | 0.60937 | 0.18526 | 0.85097 | 0.75387 | 0.80656 | 0.34741 | 0.26458 | 0.55796 | 0.47675 | 0.2153 | 0.86904 | 0.099888 | 0.70699 | 0.26052 | 0.1627 | 0.14463 | 0.51453 | 0.18075 | 0
Sep | 23 | 7 | Weekend | Saturday | 0.66309 | 0.76519 | 0.90024 | 0.67497 | 0.0044583 | 0.67497 | 0.67497 | 0.43927 | 0.67497 | 0.66309 | 0.66309 | 0.79162 | 0.80839 | 1 | 0.47761 | 0.35926 | 0.55556 | 0.63641 | 0.21363 | 0.68906 | 0.09947 | 1 | 0.33727 | 0.43927 | 0.42523 | 0.76011 | 0.19002 | 0.85557 | 0.78477 | 0.90098 | 0.47452 | 0.35902 | 0.51 | 0.59325 | 0.21542 | 0.70192 | 0.099936 | 0.98132 | 0.33317 | 0.39948 | 0.35068 | 0.68524 | 0.18891 | 0
Sep | 23 | 8 | Weekend | Saturday | 0.74724 | 0.82093 | 0.9395 | 0.64725 | 0.0044583 | 0.64725 | 0.64725 | 0.50624 | 0.64725 | 0.74724 | 0.74724 | 0.66569 | 0.84399 | 0.83849 | 0.4919 | 0.37321 | 0.497 | 0.65436 | 0.21299 | 0.70235 | 0.099806 | 0.86241 | 0.34025 | 0.50624 | 0.47596 | 0.75576 | 0.2671 | 0.7049 | 0.82601 | 0.79194 | 0.4894 | 0.37398 | 0.45775 | 0.61889 | 0.21558 | 0.70698 | 0.10001 | 0.84966 | 0.33715 | 0.49074 | 0.44484 | 0.70149 | 0.2671 | 0
Sep | 23 | 9 | Weekend | Saturday | 0.85467 | 0.8711 | 0.96346 | 0.61353 | 0.0044583 | 0.61353 | 0.61353 | 0.65296 | 0.61353 | 0.85467 | 0.85467 | 0.86228 | 0.84447 | 0.70728 | 0.49422 | 0.37544 | 0.44745 | 0.66047 | 0.21423 | 0.87566 | 0.10334 | 0.62588 | 0.34582 | 0.65296 | 0.61685 | 0.83679 | 0.26771 | 0.86796 | 0.82967 | 0.68517 | 0.49256 | 0.37622 | 0.41161 | 0.62729 | 0.21561 | 0.88032 | 0.10003 | 0.60848 | 0.34276 | 0.65067 | 0.60988 | 0.80342 | 0.26771 | 0
Sep | 23 | 10 | Weekend | Saturday | 0.94823 | 0.91764 | 0.98432 | 0.63283 | 0.0044583 | 0.63283 | 0.63283 | 0.67058 | 0.63283 | 0.94823 | 0.94823 | 0.88693 | 0.84284 | 0.67044 | 0.4821 | 0.38743 | 0.44878 | 0.6586 | 0.21646 | 0.92597 | 0.12718 | 0.60818 | 0.34976 | 0.67058 | 0.63132 | 0.91406 | 0.26812 | 0.89931 | 0.82935 | 0.67282 | 0.4806 | 0.38685 | 0.42637 | 0.62934 | 0.2187 | 0.92907 | 0.12704 | 0.58838 | 0.34674 | 0.67053 | 0.63088 | 0.89536 | 0.26812 | 0
Sep | 23 | 11 | Weekend | Saturday | 0.99556 | 0.95641 | 0.99303 | 0.66037 | 0.0044583 | 0.66037 | 0.66037 | 0.78997 | 0.66037 | 0.99556 | 0.99556 | 0.88102 | 0.82836 | 0.6413 | 0.49949 | 0.38165 | 0.44364 | 0.65043 | 0.21422 | 0.90686 | 0.12912 | 0.60069 | 0.2785 | 0.78997 | 0.75454 | 0.90124 | 0.1813 | 0.89796 | 0.81499 | 0.67209 | 0.49819 | 0.38246 | 0.42796 | 0.62529 | 0.2156 | 0.91192 | 0.12846 | 0.59067 | 0.27287 | 0.78997 | 0.75454 | 0.89397 | 0.1813 | 0
Sep | 23 | 12 | Weekend | Saturday | 1 | 0.97578 | 0.99229 | 0.70031 | 0.0044583 | 0.70031 | 0.70031 | 0.8008 | 0.70031 | 1 | 1 | 0.72308 | 0.8201 | 0.61821 | 0.51372 | 0.37269 | 0.43792 | 0.67666 | 0.2128 | 0.8987 | 0.162 | 0.60625 | 0.27656 | 0.8008 | 0.77634 | 0.8924 | 0.18152 | 0.73491 | 0.80693 | 0.64321 | 0.5128 | 0.37227 | 0.42715 | 0.65178 | 0.21581 | 0.90581 | 0.16159 | 0.59661 | 0.27191 | 0.8008 | 0.77634 | 0.89137 | 0.18152 | 0
Sep | 23 | 13 | Weekend | Saturday | 0.99414 | 0.99172 | 1 | 0.7242 | 0.0044583 | 0.7242 | 0.7242 | 0.80536 | 0.7242 | 0.99414 | 0.99414 | 0.66871 | 0.81796 | 0.61794 | 0.42282 | 0.26445 | 0.43646 | 0.67319 | 0.21768 | 0.72009 | 0.18096 | 0.61281 | 0.27619 | 0.80536 | 0.78232 | 0.87111 | 0.18193 | 0.71846 | 0.80572 | 0.64318 | 0.42171 | 0.26448 | 0.43091 | 0.65223 | 0.21995 | 0.72555 | 0.18096 | 0.59851 | 0.27347 | 0.80536 | 0.78232 | 0.87269 | 0.18193 | 0
Sep | 23 | 14 | Weekend | Saturday | 0.98964 | 1 | 0.98657 | 0.75022 | 0.0044583 | 0.75022 | 0.75022 | 0.8077 | 0.75022 | 0.98964 | 0.98964 | 0.70322 | 0.78646 | 0.61842 | 0.4191 | 0.25957 | 0.47328 | 0.67076 | 0.22011 | 0.71742 | 0.19363 | 0.60219 | 0.27849 | 0.8077 | 0.78865 | 0.85821 | 0.18203 | 0.71545 | 0.77979 | 0.64443 | 0.41766 | 0.25862 | 0.46514 | 0.64645 | 0.22283 | 0.72158 | 0.19372 | 0.59386 | 0.27289 | 0.8077 | 0.78865 | 0.86006 | 0.18203 | 0
Sep | 23 | 15 | Weekend | Saturday | 0.94706 | 0.99559 | 0.95784 | 0.79362 | 0.0044583 | 0.79362 | 0.79362 | 0.80414 | 0.79362 | 0.94706 | 0.94706 | 0.88919 | 0.78457 | 0.65568 | 0.45783 | 0.26808 | 0.63541 | 0.62566 | 0.22114 | 0.70826 | 0.17866 | 0.59906 | 0.27109 | 0.80414 | 0.78312 | 0.85625 | 0.094226 | 0.87716 | 0.77712 | 0.70992 | 0.45543 | 0.26835 | 0.63228 | 0.59818 | 0.22388 | 0.71326 | 0.17945 | 0.62297 | 0.26929 | 0.80414 | 0.78312 | 0.85753 | 0.094226 | 0
Sep | 23 | 16 | Weekend | Saturday | 0.87609 | 0.95729 | 0.92701 | 0.88656 | 0.0044583 | 0.88656 | 0.88656 | 0.68531 | 0.88656 | 0.87609 | 0.87609 | 0.89683 | 0.75941 | 0.7226 | 0.43534 | 0.23755 | 0.80844 | 0.56978 | 0.22202 | 0.87341 | 0.14936 | 0.6634 | 0.23469 | 0.68531 | 0.65201 | 0.81843 | 0.094226 | 0.87845 | 0.74916 | 0.77022 | 0.42996 | 0.23839 | 0.80224 | 0.53758 | 0.22437 | 0.88162 | 0.14993 | 0.69415 | 0.23062 | 0.68531 | 0.65201 | 0.81085 | 0.094226 | 0
Sep | 23 | 17 | Weekend | Saturday | 0.80692 | 0.90375 | 0.89487 | 0.9711 | 0.50223 | 0.9711 | 0.9711 | 0.53587 | 0.9711 | 0.80692 | 0.80692 | 0.93147 | 0.74565 | 0.86247 | 0.24949 | 0.1663 | 0.89589 | 0.4273 | 0.22607 | 0.90348 | 0.12506 | 0.8183 | 0.18538 | 0.53587 | 0.51057 | 0.81344 | 0.1278 | 0.90889 | 0.72682 | 0.91877 | 0.24982 | 0.16492 | 0.88467 | 0.39496 | 0.2289 | 0.90564 | 0.12599 | 0.85333 | 0.17892 | 0.53587 | 0.51057 | 0.78981 | 0.1278 | 0
Sep | 23 | 18 | Weekend | Saturday | 0.7768 | 0.86134 | 0.85624 | 0.97755 | 1 | 0.97755 | 0.97755 | 0.39966 | 0.97755 | 0.7768 | 0.7768 | 0.78816 | 0.75504 | 0.90755 | 0.2193 | 0.22819 | 0.93736 | 0.47192 | 0.25057 | 0.9671 | 0.11954 | 0.88588 | 0.29548 | 0.39966 | 0.45244 | 0.76273 | 0.21892 | 0.81069 | 0.73516 | 0.93964 | 0.2195 | 0.22923 | 0.93279 | 0.43512 | 0.25395 | 0.97069 | 0.12043 | 0.91783 | 0.2939 | 0.39966 | 0.45244 | 0.72681 | 0.21892 | 0
Sep | 23 | 19 | Weekend | Saturday | 0.77091 | 0.85552 | 0.83177 | 1 | 1 | 1 | 1 | 0.37549 | 1 | 0.77091 | 0.77091 | 0.77826 | 0.71627 | 0.93479 | 0.22059 | 0.23363 | 0.91782 | 0.42474 | 0.2521 | 0.79626 | 0.118 | 0.94178 | 0.30339 | 0.37549 | 0.42925 | 0.72723 | 0.22372 | 0.80615 | 0.68431 | 0.97248 | 0.22079 | 0.23303 | 0.91802 | 0.38459 | 0.25528 | 0.79699 | 0.11807 | 0.97962 | 0.29995 | 0.37549 | 0.42925 | 0.68402 | 0.22372 | 0
Sep | 23 | 20 | Weekend | Saturday | 0.73948 | 0.80259 | 0.80249 | 0.96951 | 1 | 0.96951 | 0.96951 | 0.22748 | 0.96951 | 0.73948 | 0.73948 | 0.7455 | 0.71688 | 0.90124 | 0.20414 | 0.23245 | 0.78533 | 0.37509 | 0.25134 | 0.79532 | 0.12321 | 0.92303 | 0.30435 | 0.22748 | 0.29691 | 0.57567 | 0.22372 | 0.79454 | 0.68442 | 0.93089 | 0.20411 | 0.23303 | 0.78807 | 0.33595 | 0.25463 | 0.79299 | 0.11781 | 0.95703 | 0.29995 | 0.22748 | 0.29691 | 0.55931 | 0.22372 | 0
Sep | 23 | 21 | Weekend | Saturday | 0.66743 | 0.71772 | 0.7683 | 0.88549 | 1 | 0.88549 | 0.88549 | 0.18608 | 0.88549 | 0.66743 | 0.66743 | 0.69278 | 0.71254 | 0.85452 | 0.18727 | 0.23316 | 0.62055 | 0.37117 | 0.25053 | 0.78301 | 0.11684 | 0.71746 | 0.30243 | 0.18608 | 0.25515 | 0.37961 | 0.22372 | 0.78528 | 0.67542 | 0.81238 | 0.18742 | 0.23303 | 0.61809 | 0.32131 | 0.2538 | 0.78643 | 0.11744 | 0.7298 | 0.29995 | 0.18608 | 0.25515 | 0.3836 | 0.22372 | 0
Sep | 23 | 22 | Weekend | Saturday | 0.64412 | 0.67711 | 0.72834 | 0.75843 | 1 | 0.75843 | 0.75843 | 0.18608 | 0.75843 | 0.64412 | 0.64412 | 0.65861 | 0.7111 | 0.65435 | 0.17063 | 0.23292 | 0.46458 | 0.35388 | 0.25358 | 0.81128 | 0.11767 | 0.4826 | 0.30339 | 0.18608 | 0.25515 | 0.48187 | 0.22372 | 0.79881 | 0.67342 | 0.65262 | 0.17074 | 0.23303 | 0.4718 | 0.30728 | 0.25691 | 0.82255 | 0.11828 | 0.49157 | 0.29995 | 0.18608 | 0.25515 | 0.48734 | 0.22372 | 0
Sep | 23 | 23 | Weekend | Saturday | 0.59463 | 0.66531 | 0.71393 | 0.65003 | 1 | 0.65003 | 0.65003 | 0.18303 | 0.65003 | 0.59463 | 0.59463 | 0.41186 | 0.70431 | 0.4162 | 0.18121 | 0.25279 | 0.36737 | 0.3555 | 0.24734 | 0.48698 | 0.11619 | 0.40909 | 0.32391 | 0.18303 | 0.25257 | 0.40036 | 0.22372 | 0.45884 | 0.66861 | 0.42256 | 0.1813 | 0.2537 | 0.38601 | 0.30681 | 0.25015 | 0.47034 | 0.11598 | 0.41368 | 0.32163 | 0.18303 | 0.25257 | 0.40484 | 0.22372 | 0
Sep | 24 | 24 | Weekend | Sunday | 0.56334 | 0.64627 | 0.68467 | 0.60114 | 1 | 0.60114 | 0.60114 | 0.18608 | 0.60114 | 0.56334 | 0.56334 | 0.23786 | 0.70113 | 0.38974 | 0.16217 | 0.23339 | 0.34487 | 0.319 | 0.2505 | 0.31745 | 0.11711 | 0.40519 | 0.30339 | 0.18608 | 0.25515 | 0.36399 | 0.22372 | 0.3027 | 0.66473 | 0.40603 | 0.1624 | 0.23303 | 0.36537 | 0.28062 | 0.25378 | 0.32803 | 0.11744 | 0.41194 | 0.29995 | 0.18608 | 0.25515 | 0.36815 | 0.22372 | 0
Sep | 24 | 1 | Weekend | Sunday | 0.56122 | 0.61244 | 0.67051 | 0.56583 | 1 | 0.56583 | 0.56583 | 0.18608 | 0.56583 | 0.56122 | 0.56122 | 0.23831 | 0.7023 | 0.39351 | 0.16231 | 0.23245 | 0.33164 | 0.36339 | 0.25088 | 0.31897 | 0.11657 | 0.34796 | 0.30339 | 0.18608 | 0.25515 | 0.36116 | 0.22372 | 0.30331 | 0.66454 | 0.41026 | 0.1624 | 0.23303 | 0.35381 | 0.3136 | 0.25375 | 0.32901 | 0.11744 | 0.35891 | 0.29995 | 0.18608 | 0.25515 | 0.36504 | 0.22372 | 0
Sep | 24 | 2 | Weekend | Sunday | 0.55806 | 0.60294 | 0.66149 | 0.53882 | 1 | 0.53882 | 0.53882 | 0.18608 | 0.53882 | 0.55806 | 0.55806 | 0.23791 | 0.70312 | 0.35942 | 0.16227 | 0.23339 | 0.324 | 0.37325 | 0.25004 | 0.3175 | 0.11709 | 0.35027 | 0.30339 | 0.18608 | 0.25515 | 0.35763 | 0.22372 | 0.30351 | 0.66514 | 0.36964 | 0.1624 | 0.23303 | 0.34561 | 0.32144 | 0.25372 | 0.32929 | 0.11742 | 0.35195 | 0.29995 | 0.18608 | 0.25515 | 0.36159 | 0.22372 | 0
Sep | 24 | 3 | Weekend | Sunday | 0.55087 | 0.60382 | 0.66064 | 0.51296 | 1 | 0.51296 | 0.51296 | 0.18608 | 0.51296 | 0.55087 | 0.55087 | 0.24137 | 0.71307 | 0.40805 | 0.17068 | 0.23268 | 0.36454 | 0.42643 | 0.25146 | 0.32492 | 0.11728 | 0.3528 | 0.30339 | 0.18608 | 0.25515 | 0.37777 | 0.22372 | 0.30674 | 0.67645 | 0.40907 | 0.17074 | 0.23303 | 0.38642 | 0.36712 | 0.25475 | 0.3346 | 0.11788 | 0.36094 | 0.29995 | 0.18608 | 0.25515 | 0.38209 | 0.22372 | 0
Sep | 24 | 4 | Weekend | Sunday | 0.55607 | 0.61348 | 0.67874 | 0.50517 | 1 | 0.50517 | 0.50517 | 0.18608 | 0.50517 | 0.55607 | 0.55607 | 0.44847 | 0.70329 | 0.42971 | 0.18746 | 0.23268 | 0.47515 | 0.47168 | 0.25214 | 0.49167 | 0.11696 | 0.39769 | 0.30339 | 0.18608 | 0.25515 | 0.37164 | 0.22372 | 0.46125 | 0.66665 | 0.41555 | 0.18743 | 0.23303 | 0.48473 | 0.39257 | 0.25462 | 0.46741 | 0.11782 | 0.39614 | 0.29995 | 0.18608 | 0.25515 | 0.37565 | 0.22372 | 0
Sep | 24 | 5 | Weekend | Sunday | 0.54771 | 0.65121 | 0.73973 | 0.59066 | 1 | 0.59066 | 0.59066 | 0.20487 | 0.59066 | 0.54771 | 0.54771 | 0.67776 | 0.72719 | 0.63187 | 0.3345 | 0.28925 | 0.57576 | 0.52927 | 0.22637 | 0.89196 | 0.10689 | 0.53606 | 0.332 | 0.20487 | 0.23666 | 0.55322 | 0.14219 | 0.72282 | 0.70367 | 0.62119 | 0.32664 | 0.28916 | 0.53333 | 0.45978 | 0.23002 | 0.89185 | 0.1066 | 0.54334 | 0.3295 | 0.17077 | 0.17983 | 0.47432 | 0.14219 | 0
Sep | 24 | 6 | Weekend | Sunday | 0.58588 | 0.70079 | 0.83175 | 0.6864 | 0.0044583 | 0.6864 | 0.6864 | 0.18687 | 0.6864 | 0.58588 | 0.58588 | 0.76617 | 0.78724 | 0.85517 | 0.35406 | 0.26409 | 0.60352 | 0.53825 | 0.21271 | 0.85514 | 0.099421 | 0.7019 | 0.26874 | 0.18687 | 0.1837 | 0.60937 | 0.18526 | 0.85097 | 0.75387 | 0.80656 | 0.34741 | 0.26458 | 0.55796 | 0.47675 | 0.2153 | 0.86904 | 0.099888 | 0.70699 | 0.26052 | 0.1627 | 0.14463 | 0.51453 | 0.18075 | 0
Sep | 24 | 7 | Weekend | Sunday | 0.66309 | 0.76519 | 0.90024 | 0.67497 | 0.0044583 | 0.67497 | 0.67497 | 0.43927 | 0.67497 | 0.66309 | 0.66309 | 0.79162 | 0.80839 | 1 | 0.47761 | 0.35926 | 0.55556 | 0.63641 | 0.21363 | 0.68906 | 0.09947 | 1 | 0.33727 | 0.43927 | 0.42523 | 0.76011 | 0.19002 | 0.85557 | 0.78477 | 0.90098 | 0.47452 | 0.35902 | 0.51 | 0.59325 | 0.21542 | 0.70192 | 0.099936 | 0.98132 | 0.33317 | 0.39948 | 0.35068 | 0.68524 | 0.18891 | 0
Sep | 24 | 8 | Weekend | Sunday | 0.74724 | 0.82093 | 0.9395 | 0.64725 | 0.0044583 | 0.64725 | 0.64725 | 0.50624 | 0.64725 | 0.74724 | 0.74724 | 0.66569 | 0.84399 | 0.83849 | 0.4919 | 0.37321 | 0.497 | 0.65436 | 0.21299 | 0.70235 | 0.099806 | 0.86241 | 0.34025 | 0.50624 | 0.47596 | 0.75576 | 0.2671 | 0.7049 | 0.82601 | 0.79194 | 0.4894 | 0.37398 | 0.45775 | 0.61889 | 0.21558 | 0.70698 | 0.10001 | 0.84966 | 0.33715 | 0.49074 | 0.44484 | 0.70149 | 0.2671 | 0
Sep | 24 | 9 | Weekend | Sunday | 0.85467 | 0.8711 | 0.96346 | 0.61353 | 0.0044583 | 0.61353 | 0.61353 | 0.65296 | 0.61353 | 0.85467 | 0.85467 | 0.86228 | 0.84447 | 0.70728 | 0.49422 | 0.37544 | 0.44745 | 0.66047 | 0.21423 | 0.87566 | 0.10334 | 0.62588 | 0.34582 | 0.65296 | 0.61685 | 0.83679 | 0.26771 | 0.86796 | 0.82967 | 0.68517 | 0.49256 | 0.37622 | 0.41161 | 0.62729 | 0.21561 | 0.88032 | 0.10003 | 0.60848 | 0.34276 | 0.65067 | 0.60988 | 0.80342 | 0.26771 | 0
Sep | 24 | 10 | Weekend | Sunday | 0.94823 | 0.91764 | 0.98432 | 0.63283 | 0.0044583 | 0.63283 | 0.63283 | 0.67058 | 0.63283 | 0.94823 | 0.94823 | 0.88693 | 0.84284 | 0.67044 | 0.4821 | 0.38743 | 0.44878 | 0.6586 | 0.21646 | 0.92597 | 0.12718 | 0.60818 | 0.34976 | 0.67058 | 0.63132 | 0.91406 | 0.26812 | 0.89931 | 0.82935 | 0.67282 | 0.4806 | 0.38685 | 0.42637 | 0.62934 | 0.2187 | 0.92907 | 0.12704 | 0.58838 | 0.34674 | 0.67053 | 0.63088 | 0.89536 | 0.26812 | 0
Sep | 24 | 11 | Weekend | Sunday | 0.99556 | 0.95641 | 0.99303 | 0.66037 | 0.0044583 | 0.66037 | 0.66037 | 0.78997 | 0.66037 | 0.99556 | 0.99556 | 0.88102 | 0.82836 | 0.6413 | 0.49949 | 0.38165 | 0.44364 | 0.65043 | 0.21422 | 0.90686 | 0.12912 | 0.60069 | 0.2785 | 0.78997 | 0.75454 | 0.90124 | 0.1813 | 0.89796 | 0.81499 | 0.67209 | 0.49819 | 0.38246 | 0.42796 | 0.62529 | 0.2156 | 0.91192 | 0.12846 | 0.59067 | 0.27287 | 0.78997 | 0.75454 | 0.89397 | 0.1813 | 0
Sep | 24 | 12 | Weekend | Sunday | 1 | 0.97578 | 0.99229 | 0.70031 | 0.0044583 | 0.70031 | 0.70031 | 0.8008 | 0.70031 | 1 | 1 | 0.72308 | 0.8201 | 0.61821 | 0.51372 | 0.37269 | 0.43792 | 0.67666 | 0.2128 | 0.8987 | 0.162 | 0.60625 | 0.27656 | 0.8008 | 0.77634 | 0.8924 | 0.18152 | 0.73491 | 0.80693 | 0.64321 | 0.5128 | 0.37227 | 0.42715 | 0.65178 | 0.21581 | 0.90581 | 0.16159 | 0.59661 | 0.27191 | 0.8008 | 0.77634 | 0.89137 | 0.18152 | 0
Sep | 24 | 13 | Weekend | Sunday | 0.99414 | 0.99172 | 1 | 0.7242 | 0.0044583 | 0.7242 | 0.7242 | 0.80536 | 0.7242 | 0.99414 | 0.99414 | 0.66871 | 0.81796 | 0.61794 | 0.42282 | 0.26445 | 0.43646 | 0.67319 | 0.21768 | 0.72009 | 0.18096 | 0.61281 | 0.27619 | 0.80536 | 0.78232 | 0.87111 | 0.18193 | 0.71846 | 0.80572 | 0.64318 | 0.42171 | 0.26448 | 0.43091 | 0.65223 | 0.21995 | 0.72555 | 0.18096 | 0.59851 | 0.27347 | 0.80536 | 0.78232 | 0.87269 | 0.18193 | 0
Sep | 24 | 14 | Weekend | Sunday | 0.98964 | 1 | 0.98657 | 0.75022 | 0.0044583 | 0.75022 | 0.75022 | 0.8077 | 0.75022 | 0.98964 | 0.98964 | 0.70322 | 0.78646 | 0.61842 | 0.4191 | 0.25957 | 0.47328 | 0.67076 | 0.22011 | 0.71742 | 0.19363 | 0.60219 | 0.27849 | 0.8077 | 0.78865 | 0.85821 | 0.18203 | 0.71545 | 0.77979 | 0.64443 | 0.41766 | 0.25862 | 0.46514 | 0.64645 | 0.22283 | 0.72158 | 0.19372 | 0.59386 | 0.27289 | 0.8077 | 0.78865 | 0.86006 | 0.18203 | 0
Sep | 24 | 15 | Weekend | Sunday | 0.94706 | 0.99559 | 0.95784 | 0.79362 | 0.0044583 | 0.79362 | 0.79362 | 0.80414 | 0.79362 | 0.94706 | 0.94706 | 0.88919 | 0.78457 | 0.65568 | 0.45783 | 0.26808 | 0.63541 | 0.62566 | 0.22114 | 0.70826 | 0.17866 | 0.59906 | 0.27109 | 0.80414 | 0.78312 | 0.85625 | 0.094226 | 0.87716 | 0.77712 | 0.70992 | 0.45543 | 0.26835 | 0.63228 | 0.59818 | 0.22388 | 0.71326 | 0.17945 | 0.62297 | 0.26929 | 0.80414 | 0.78312 | 0.85753 | 0.094226 | 0
Sep | 24 | 16 | Weekend | Sunday | 0.87609 | 0.95729 | 0.92701 | 0.88656 | 0.0044583 | 0.88656 | 0.88656 | 0.68531 | 0.88656 | 0.87609 | 0.87609 | 0.89683 | 0.75941 | 0.7226 | 0.43534 | 0.23755 | 0.80844 | 0.56978 | 0.22202 | 0.87341 | 0.14936 | 0.6634 | 0.23469 | 0.68531 | 0.65201 | 0.81843 | 0.094226 | 0.87845 | 0.74916 | 0.77022 | 0.42996 | 0.23839 | 0.80224 | 0.53758 | 0.22437 | 0.88162 | 0.14993 | 0.69415 | 0.23062 | 0.68531 | 0.65201 | 0.81085 | 0.094226 | 0
Sep | 24 | 17 | Weekend | Sunday | 0.80692 | 0.90375 | 0.89487 | 0.9711 | 0.50223 | 0.9711 | 0.9711 | 0.53587 | 0.9711 | 0.80692 | 0.80692 | 0.93147 | 0.74565 | 0.86247 | 0.24949 | 0.1663 | 0.89589 | 0.4273 | 0.22607 | 0.90348 | 0.12506 | 0.8183 | 0.18538 | 0.53587 | 0.51057 | 0.81344 | 0.1278 | 0.90889 | 0.72682 | 0.91877 | 0.24982 | 0.16492 | 0.88467 | 0.39496 | 0.2289 | 0.90564 | 0.12599 | 0.85333 | 0.17892 | 0.53587 | 0.51057 | 0.78981 | 0.1278 | 0
Sep | 24 | 18 | Weekend | Sunday | 0.7768 | 0.86134 | 0.85624 | 0.97755 | 1 | 0.97755 | 0.97755 | 0.39966 | 0.97755 | 0.7768 | 0.7768 | 0.78816 | 0.75504 | 0.90755 | 0.2193 | 0.22819 | 0.93736 | 0.47192 | 0.25057 | 0.9671 | 0.11954 | 0.88588 | 0.29548 | 0.39966 | 0.45244 | 0.76273 | 0.21892 | 0.81069 | 0.73516 | 0.93964 | 0.2195 | 0.22923 | 0.93279 | 0.43512 | 0.25395 | 0.97069 | 0.12043 | 0.91783 | 0.2939 | 0.39966 | 0.45244 | 0.72681 | 0.21892 | 0
Sep | 24 | 19 | Weekend | Sunday | 0.77091 | 0.85552 | 0.83177 | 1 | 1 | 1 | 1 | 0.37549 | 1 | 0.77091 | 0.77091 | 0.77826 | 0.71627 | 0.93479 | 0.22059 | 0.23363 | 0.91782 | 0.42474 | 0.2521 | 0.79626 | 0.118 | 0.94178 | 0.30339 | 0.37549 | 0.42925 | 0.72723 | 0.22372 | 0.80615 | 0.68431 | 0.97248 | 0.22079 | 0.23303 | 0.91802 | 0.38459 | 0.25528 | 0.79699 | 0.11807 | 0.97962 | 0.29995 | 0.37549 | 0.42925 | 0.68402 | 0.22372 | 0
Sep | 24 | 20 | Weekend | Sunday | 0.73948 | 0.80259 | 0.80249 | 0.96951 | 1 | 0.96951 | 0.96951 | 0.22748 | 0.96951 | 0.73948 | 0.73948 | 0.7455 | 0.71688 | 0.90124 | 0.20414 | 0.23245 | 0.78533 | 0.37509 | 0.25134 | 0.79532 | 0.12321 | 0.92303 | 0.30435 | 0.22748 | 0.29691 | 0.57567 | 0.22372 | 0.79454 | 0.68442 | 0.93089 | 0.20411 | 0.23303 | 0.78807 | 0.33595 | 0.25463 | 0.79299 | 0.11781 | 0.95703 | 0.29995 | 0.22748 | 0.29691 | 0.55931 | 0.22372 | 0
Sep | 24 | 21 | Weekend | Sunday | 0.66743 | 0.71772 | 0.7683 | 0.88549 | 1 | 0.88549 | 0.88549 | 0.18608 | 0.88549 | 0.66743 | 0.66743 | 0.69278 | 0.71254 | 0.85452 | 0.18727 | 0.23316 | 0.62055 | 0.37117 | 0.25053 | 0.78301 | 0.11684 | 0.71746 | 0.30243 | 0.18608 | 0.25515 | 0.37961 | 0.22372 | 0.78528 | 0.67542 | 0.81238 | 0.18742 | 0.23303 | 0.61809 | 0.32131 | 0.2538 | 0.78643 | 0.11744 | 0.7298 | 0.29995 | 0.18608 | 0.25515 | 0.3836 | 0.22372 | 0
Sep | 24 | 22 | Weekend | Sunday | 0.64412 | 0.67711 | 0.72834 | 0.75843 | 1 | 0.75843 | 0.75843 | 0.18608 | 0.75843 | 0.64412 | 0.64412 | 0.65861 | 0.7111 | 0.65435 | 0.17063 | 0.23292 | 0.46458 | 0.35388 | 0.25358 | 0.81128 | 0.11767 | 0.4826 | 0.30339 | 0.18608 | 0.25515 | 0.48187 | 0.22372 | 0.79881 | 0.67342 | 0.65262 | 0.17074 | 0.23303 | 0.4718 | 0.30728 | 0.25691 | 0.82255 | 0.11828 | 0.49157 | 0.29995 | 0.18608 | 0.25515 | 0.48734 | 0.22372 | 0
Sep | 24 | 23 | Weekend | Sunday | 0.59463 | 0.66531 | 0.71393 | 0.65003 | 1 | 0.65003 | 0.65003 | 0.19174 | 0.65003 | 0.59463 | 0.59463 | 0.40275 | 0.70023 | 0.43402 | 0.18815 | 0.2609 | 0.3751 | 0.40636 | 0.24874 | 0.48243 | 0.11684 | 0.40552 | 0.33244 | 0.19174 | 0.25994 | 0.40388 | 0.22372 | 0.45906 | 0.66319 | 0.44525 | 0.18832 | 0.26138 | 0.3943 | 0.34971 | 0.25233 | 0.47122 | 0.11685 | 0.4163 | 0.32968 | 0.19174 | 0.25994 | 0.40855 | 0.22372 | 0
Sep | 25 | 24 | Weekday | Monday | 0.55569 | 0.62732 | 0.62273 | 0.56024 | 1 | 0.56024 | 0.56024 | 0.19 | 0.56024 | 0.55569 | 0.55569 | 0.23802 | 0.69974 | 0.3667 | 0.19465 | 0.26846 | 0.3483 | 0.31816 | 0.2506 | 0.31765 | 0.11664 | 0.37907 | 0.34022 | 0.19 | 0.25847 | 0.37125 | 0.22372 | 0.30281 | 0.66251 | 0.38089 | 0.1948 | 0.26847 | 0.36905 | 0.2842 | 0.25229 | 0.32832 | 0.11684 | 0.38776 | 0.33711 | 0.19 | 0.25847 | 0.37533 | 0.22372 | 0
Sep | 25 | 1 | Weekday | Monday | 0.55042 | 0.59292 | 0.61319 | 0.52456 | 1 | 0.52456 | 0.52456 | 0.19 | 0.52456 | 0.55042 | 0.55042 | 0.23826 | 0.70077 | 0.38096 | 0.19463 | 0.26795 | 0.33226 | 0.40585 | 0.24882 | 0.31838 | 0.11633 | 0.34982 | 0.34063 | 0.19 | 0.25847 | 0.36619 | 0.22372 | 0.3033 | 0.66194 | 0.39635 | 0.1948 | 0.26847 | 0.35448 | 0.34518 | 0.25223 | 0.32909 | 0.11682 | 0.35892 | 0.33711 | 0.19 | 0.25847 | 0.37015 | 0.22372 | 0
Sep | 25 | 2 | Weekday | Monday | 0.54486 | 0.5811 | 0.60752 | 0.4996 | 1 | 0.4996 | 0.4996 | 0.19 | 0.4996 | 0.54486 | 0.54486 | 0.23848 | 0.70018 | 0.38412 | 0.19463 | 0.26805 | 0.32346 | 0.31285 | 0.25015 | 0.3188 | 0.11629 | 0.34879 | 0.33898 | 0.19 | 0.25847 | 0.36109 | 0.22372 | 0.30344 | 0.66106 | 0.39878 | 0.1948 | 0.26847 | 0.345 | 0.27969 | 0.25218 | 0.32927 | 0.1168 | 0.35176 | 0.33711 | 0.19 | 0.25847 | 0.36535 | 0.22372 | 0
Sep | 25 | 3 | Weekday | Monday | 0.53696 | 0.58077 | 0.60742 | 0.47728 | 1 | 0.47728 | 0.47728 | 0.19 | 0.47728 | 0.53696 | 0.53696 | 0.24437 | 0.75511 | 0.39983 | 0.20291 | 0.26826 | 0.36413 | 0.53162 | 0.25209 | 0.33124 | 0.11799 | 0.35685 | 0.34022 | 0.19 | 0.25847 | 0.40619 | 0.22372 | 0.31161 | 0.72282 | 0.40001 | 0.20314 | 0.26847 | 0.38583 | 0.46405 | 0.25504 | 0.34274 | 0.11806 | 0.36142 | 0.33711 | 0.19 | 0.25847 | 0.41068 | 0.22372 | 0
Sep | 25 | 4 | Weekday | Monday | 0.53953 | 0.58316 | 0.61984 | 0.46167 | 1 | 0.46167 | 0.46167 | 0.19 | 0.46167 | 0.53953 | 0.53953 | 0.44184 | 0.79393 | 0.49669 | 0.23602 | 0.28589 | 0.47455 | 0.61476 | 0.25218 | 0.49722 | 0.1178 | 0.42989 | 0.35986 | 0.19 | 0.25847 | 0.40158 | 0.22372 | 0.46615 | 0.72523 | 0.46784 | 0.23602 | 0.28618 | 0.48376 | 0.49562 | 0.25461 | 0.47563 | 0.11787 | 0.43052 | 0.35569 | 0.19 | 0.25847 | 0.40612 | 0.22372 | 0
Sep | 25 | 5 | Weekday | Monday | 0.52766 | 0.60553 | 0.65995 | 0.52419 | 1 | 0.52419 | 0.52419 | 0.37049 | 0.52419 | 0.52766 | 0.52766 | 0.67307 | 0.89714 | 0.7875 | 0.49062 | 0.36789 | 0.57993 | 0.74082 | 0.33864 | 0.89809 | 0.40984 | 0.6866 | 0.42506 | 0.37049 | 0.39998 | 0.61828 | 0.29876 | 0.73212 | 0.87089 | 0.73391 | 0.47989 | 0.36857 | 0.53713 | 0.67622 | 0.30128 | 0.90262 | 0.35516 | 0.69159 | 0.42377 | 0.30035 | 0.27911 | 0.55171 | 0.29395 | 0
Sep | 25 | 6 | Weekday | Monday | 0.54748 | 0.63712 | 0.71869 | 0.59078 | 0.0044583 | 0.59078 | 0.59078 | 0.40231 | 0.59078 | 0.54748 | 0.54748 | 0.80774 | 0.95885 | 0.99055 | 0.56878 | 0.47102 | 0.61147 | 0.86098 | 0.57523 | 0.88041 | 0.56667 | 0.86468 | 0.43296 | 0.40231 | 0.39098 | 0.66249 | 0.5274 | 0.85197 | 0.94474 | 0.90722 | 0.55958 | 0.47127 | 0.56581 | 0.81277 | 0.55857 | 0.87072 | 0.52198 | 0.87218 | 0.42393 | 0.35579 | 0.30591 | 0.58068 | 0.52576 | 0
Sep | 25 | 7 | Weekday | Monday | 0.59277 | 0.67929 | 0.75952 | 0.60689 | 0.0044583 | 0.60689 | 0.60689 | 0.58327 | 0.60689 | 0.59277 | 0.59277 | 0.83578 | 0.98076 | 0.87113 | 0.95045 | 0.92992 | 0.60321 | 0.90901 | 0.79652 | 0.71871 | 0.71202 | 0.79519 | 0.89143 | 0.58327 | 0.56115 | 0.87447 | 0.79558 | 0.86271 | 0.97337 | 0.82295 | 0.94883 | 0.93142 | 0.56061 | 0.8701 | 0.79115 | 0.70835 | 0.69533 | 0.77957 | 0.89159 | 0.56731 | 0.52233 | 0.82073 | 0.7953 | 0
Sep | 25 | 8 | Weekday | Monday | 0.6529 | 0.72055 | 0.78485 | 0.64963 | 0.0044583 | 0.64963 | 0.64963 | 0.83782 | 0.64963 | 0.6529 | 0.6529 | 0.68434 | 0.99631 | 0.77413 | 0.96461 | 0.89455 | 0.55673 | 0.97597 | 0.83737 | 0.72094 | 0.77464 | 0.77118 | 0.92579 | 0.83782 | 0.80211 | 0.94385 | 0.96385 | 0.72278 | 0.99403 | 0.7632 | 0.96409 | 0.89507 | 0.52155 | 0.95336 | 0.82858 | 0.71854 | 0.76539 | 0.75781 | 0.92553 | 0.83609 | 0.79755 | 0.9205 | 0.96385 | 0
Sep | 25 | 9 | Weekday | Monday | 0.73647 | 0.77034 | 0.80214 | 0.66476 | 0.0044583 | 0.66476 | 0.66476 | 0.90478 | 0.66476 | 0.73647 | 0.73647 | 0.87837 | 1 | 0.65989 | 0.93849 | 0.90308 | 0.51859 | 0.98632 | 0.89025 | 0.89226 | 0.83299 | 0.60632 | 0.94997 | 0.90478 | 0.87166 | 0.92256 | 0.96751 | 0.89808 | 1 | 0.66067 | 0.93824 | 0.90384 | 0.48786 | 0.97085 | 0.88575 | 0.90099 | 0.82828 | 0.58935 | 0.94993 | 0.90474 | 0.87134 | 0.91164 | 0.96751 | 0
Sep | 25 | 10 | Weekday | Monday | 0.80697 | 0.81669 | 0.81696 | 0.69668 | 0.0044583 | 0.69668 | 0.69668 | 0.94211 | 0.69668 | 0.80697 | 0.80697 | 0.92194 | 0.99867 | 0.63662 | 0.95921 | 0.94457 | 0.53369 | 0.99689 | 0.94451 | 0.9574 | 0.88663 | 0.61367 | 0.96858 | 0.94211 | 0.91243 | 1 | 0.97216 | 0.95382 | 0.99963 | 0.66315 | 0.95868 | 0.94492 | 0.51753 | 0.98588 | 0.94017 | 0.96528 | 0.885 | 0.60036 | 0.96788 | 0.94211 | 0.91243 | 1 | 0.97216 | 0
Sep | 25 | 11 | Weekday | Monday | 0.84157 | 0.85886 | 0.82483 | 0.7142 | 0.0044583 | 0.7142 | 0.7142 | 0.96399 | 0.7142 | 0.84157 | 0.84157 | 0.94025 | 0.96743 | 0.63226 | 0.94681 | 0.95949 | 0.54569 | 0.95982 | 0.98518 | 0.95917 | 0.94377 | 0.62416 | 0.93151 | 0.96399 | 0.94193 | 0.96341 | 0.88734 | 0.98559 | 0.9689 | 0.66147 | 0.9456 | 0.95941 | 0.53756 | 0.94878 | 0.98023 | 0.97077 | 0.94288 | 0.61672 | 0.93005 | 0.96399 | 0.94193 | 0.96977 | 0.88734 | 0
Sep | 25 | 12 | Weekday | Monday | 0.84072 | 0.88021 | 0.82677 | 0.74309 | 0.0044583 | 0.74309 | 0.74309 | 0.98017 | 0.74309 | 0.84072 | 0.84072 | 0.77766 | 0.98278 | 0.61338 | 0.9861 | 1 | 0.55235 | 0.99893 | 0.98961 | 0.95275 | 0.98455 | 0.63574 | 0.99397 | 0.98017 | 0.96894 | 0.96277 | 0.98754 | 0.81879 | 0.98619 | 0.63952 | 0.98533 | 1 | 0.55006 | 0.99557 | 0.98276 | 0.96721 | 0.98401 | 0.62803 | 0.99308 | 0.98017 | 0.96894 | 0.97182 | 0.98754 | 0
Sep | 25 | 13 | Weekday | Monday | 0.82615 | 0.89425 | 0.83285 | 0.76409 | 0.0044583 | 0.76409 | 0.76409 | 0.9903 | 0.76409 | 0.82615 | 0.82615 | 0.71672 | 0.9799 | 0.61242 | 0.98222 | 0.96935 | 0.55424 | 1 | 1 | 0.76415 | 0.99371 | 0.64169 | 0.9975 | 0.9903 | 0.98727 | 0.94193 | 0.99576 | 0.79064 | 0.98529 | 0.63993 | 0.98278 | 0.97063 | 0.55743 | 1 | 1 | 0.77442 | 0.99409 | 0.63172 | 0.99872 | 0.9903 | 0.98727 | 0.95195 | 0.99576 | 0
Sep | 25 | 14 | Weekday | Monday | 0.8179 | 0.90322 | 0.82663 | 0.77973 | 0.0044583 | 0.77973 | 0.77973 | 1 | 0.77973 | 0.8179 | 0.8179 | 0.74098 | 0.97956 | 0.61407 | 0.96864 | 0.96711 | 0.59163 | 0.96346 | 0.99862 | 0.75271 | 1 | 0.63682 | 1 | 1 | 1 | 0.92854 | 1 | 0.77544 | 0.98658 | 0.64048 | 0.96912 | 0.96858 | 0.59228 | 0.97806 | 0.99735 | 0.76224 | 1 | 0.62703 | 1 | 1 | 1 | 0.93878 | 1 | 0
Sep | 25 | 15 | Weekday | Monday | 0.78845 | 0.90568 | 0.81188 | 0.809 | 0.0044583 | 0.809 | 0.809 | 0.99463 | 0.809 | 0.78845 | 0.78845 | 0.93689 | 0.98285 | 0.65041 | 1 | 0.98408 | 0.75413 | 0.95933 | 0.9223 | 0.74849 | 0.97957 | 0.62972 | 0.99474 | 0.99463 | 0.98595 | 0.9266 | 0.99787 | 0.94606 | 0.99086 | 0.70604 | 1 | 0.98472 | 0.7598 | 0.97127 | 0.93521 | 0.75759 | 0.9794 | 0.65948 | 0.99469 | 0.99463 | 0.98595 | 0.93618 | 0.99787 | 0
Sep | 25 | 16 | Weekday | Monday | 0.75565 | 0.88166 | 0.79722 | 0.88278 | 0.0044583 | 0.88278 | 0.88278 | 0.97694 | 0.88278 | 0.75565 | 0.75565 | 0.958 | 0.98375 | 0.74294 | 0.9243 | 0.89125 | 0.88913 | 0.93955 | 0.68259 | 0.92765 | 0.853 | 0.73541 | 0.63701 | 0.97694 | 0.95649 | 0.91805 | 0.28921 | 0.96158 | 0.99265 | 0.78134 | 0.92509 | 0.89287 | 0.88885 | 0.94953 | 0.69174 | 0.93794 | 0.85165 | 0.76528 | 0.63661 | 0.97694 | 0.95649 | 0.92543 | 0.28921 | 0
Sep | 25 | 17 | Weekday | Monday | 0.72394 | 0.83789 | 0.7804 | 0.94515 | 0.50223 | 0.94515 | 0.94515 | 0.77502 | 0.94515 | 0.72394 | 0.72394 | 1 | 0.82802 | 0.91449 | 0.79863 | 0.62367 | 0.96663 | 0.61849 | 0.66665 | 0.95118 | 0.79252 | 0.82526 | 0.53184 | 0.77502 | 0.75394 | 0.91655 | 0.12814 | 1 | 0.82463 | 0.90594 | 0.7989 | 0.62444 | 0.96058 | 0.60244 | 0.67125 | 0.95306 | 0.78958 | 0.84911 | 0.52882 | 0.77502 | 0.75394 | 0.91878 | 0.12814 | 0
Sep | 25 | 18 | Weekday | Monday | 0.70464 | 0.79953 | 0.75845 | 0.94196 | 1 | 0.94196 | 0.94196 | 0.79878 | 0.94196 | 0.70464 | 0.70464 | 0.83854 | 0.83843 | 0.91288 | 0.7964 | 0.66824 | 1 | 0.65588 | 0.67319 | 1 | 0.75365 | 0.88536 | 0.62908 | 0.79878 | 0.82355 | 0.89885 | 0.22167 | 0.8703 | 0.832 | 0.94686 | 0.79624 | 0.66963 | 1 | 0.63598 | 0.67492 | 1 | 0.7552 | 0.91929 | 0.62809 | 0.79878 | 0.82355 | 0.89467 | 0.22167 | 0
Sep | 25 | 19 | Weekday | Monday | 0.71596 | 0.79564 | 0.74269 | 0.94969 | 1 | 0.94969 | 0.94969 | 0.72434 | 0.94969 | 0.71596 | 0.71596 | 0.81531 | 0.76471 | 0.95744 | 0.69274 | 0.55818 | 0.96815 | 0.58053 | 0.64996 | 0.81553 | 0.71118 | 0.95898 | 0.58174 | 0.72434 | 0.74641 | 0.81425 | 0.22372 | 0.85142 | 0.74342 | 1 | 0.68943 | 0.55898 | 0.972 | 0.53594 | 0.65088 | 0.81537 | 0.7105 | 1 | 0.58051 | 0.72434 | 0.74639 | 0.80191 | 0.22372 | 0
Sep | 25 | 20 | Weekday | Monday | 0.70072 | 0.75111 | 0.71995 | 0.91047 | 1 | 0.91047 | 0.91047 | 0.34159 | 0.91047 | 0.70072 | 0.70072 | 0.7635 | 0.7439 | 0.96324 | 0.66325 | 0.54641 | 0.8268 | 0.39691 | 0.25512 | 0.80974 | 0.12376 | 0.92105 | 0.57448 | 0.34159 | 0.4006 | 0.58678 | 0.22372 | 0.82056 | 0.71884 | 0.94498 | 0.65776 | 0.54769 | 0.83256 | 0.37412 | 0.25269 | 0.80525 | 0.12248 | 0.9466 | 0.57309 | 0.34158 | 0.39952 | 0.58284 | 0.22372 | 0
Sep | 25 | 21 | Weekday | Monday | 0.64228 | 0.68251 | 0.69351 | 0.8342 | 1 | 0.8342 | 0.8342 | 0.19 | 0.8342 | 0.64228 | 0.64228 | 0.70908 | 0.70889 | 0.80448 | 0.23572 | 0.28559 | 0.65266 | 0.38523 | 0.25203 | 0.79445 | 0.12128 | 0.67836 | 0.35945 | 0.19 | 0.25847 | 0.38499 | 0.22372 | 0.8013 | 0.67672 | 0.79837 | 0.23602 | 0.28618 | 0.65252 | 0.33966 | 0.25233 | 0.79526 | 0.12066 | 0.69324 | 0.35569 | 0.19 | 0.25847 | 0.38923 | 0.22372 | 0
Sep | 25 | 22 | Weekday | Monday | 0.62503 | 0.65191 | 0.66338 | 0.72234 | 1 | 0.72234 | 0.72234 | 0.19 | 0.72234 | 0.62503 | 0.62503 | 0.66437 | 0.71132 | 0.61477 | 0.20297 | 0.26816 | 0.4897 | 0.33199 | 0.2542 | 0.81722 | 0.11928 | 0.4611 | 0.33898 | 0.19 | 0.25847 | 0.4865 | 0.22372 | 0.80442 | 0.6782 | 0.63695 | 0.20314 | 0.26847 | 0.49875 | 0.298 | 0.2556 | 0.82837 | 0.11951 | 0.47748 | 0.33711 | 0.19 | 0.25847 | 0.49202 | 0.22372 | 0
Sep | 25 | 23 | Weekday | Monday | 0.5794 | 0.646 | 0.63715 | 0.62271 | 1 | 0.62271 | 0.62271 | 0.19174 | 0.62271 | 0.5794 | 0.5794 | 0.40275 | 0.70023 | 0.43402 | 0.18815 | 0.2609 | 0.3751 | 0.40636 | 0.24874 | 0.48243 | 0.11684 | 0.40552 | 0.33244 | 0.19174 | 0.25994 | 0.40388 | 0.22372 | 0.45906 | 0.66319 | 0.44525 | 0.18832 | 0.26138 | 0.3943 | 0.34971 | 0.25233 | 0.47122 | 0.11685 | 0.4163 | 0.32968 | 0.19174 | 0.25994 | 0.40855 | 0.22372 | 0
Sep | 26 | 24 | Weekday | Tuesday | 0.55569 | 0.62732 | 0.62273 | 0.56024 | 1 | 0.56024 | 0.56024 | 0.19 | 0.56024 | 0.55569 | 0.55569 | 0.23802 | 0.69974 | 0.3667 | 0.19465 | 0.26846 | 0.3483 | 0.31816 | 0.2506 | 0.31765 | 0.11664 | 0.37907 | 0.34022 | 0.19 | 0.25847 | 0.37125 | 0.22372 | 0.30281 | 0.66251 | 0.38089 | 0.1948 | 0.26847 | 0.36905 | 0.2842 | 0.25229 | 0.32832 | 0.11684 | 0.38776 | 0.33711 | 0.19 | 0.25847 | 0.37533 | 0.22372 | 0
Sep | 26 | 1 | Weekday | Tuesday | 0.55042 | 0.59292 | 0.61319 | 0.52456 | 1 | 0.52456 | 0.52456 | 0.19 | 0.52456 | 0.55042 | 0.55042 | 0.23826 | 0.70077 | 0.38096 | 0.19463 | 0.26795 | 0.33226 | 0.40585 | 0.24882 | 0.31838 | 0.11633 | 0.34982 | 0.34063 | 0.19 | 0.25847 | 0.36619 | 0.22372 | 0.3033 | 0.66194 | 0.39635 | 0.1948 | 0.26847 | 0.35448 | 0.34518 | 0.25223 | 0.32909 | 0.11682 | 0.35892 | 0.33711 | 0.19 | 0.25847 | 0.37015 | 0.22372 | 0
Sep | 26 | 2 | Weekday | Tuesday | 0.54486 | 0.5811 | 0.60752 | 0.4996 | 1 | 0.4996 | 0.4996 | 0.19 | 0.4996 | 0.54486 | 0.54486 | 0.23848 | 0.70018 | 0.38412 | 0.19463 | 0.26805 | 0.32346 | 0.31285 | 0.25015 | 0.3188 | 0.11629 | 0.34879 | 0.33898 | 0.19 | 0.25847 | 0.36109 | 0.22372 | 0.30344 | 0.66106 | 0.39878 | 0.1948 | 0.26847 | 0.345 | 0.27969 | 0.25218 | 0.32927 | 0.1168 | 0.35176 | 0.33711 | 0.19 | 0.25847 | 0.36535 | 0.22372 | 0
Sep | 26 | 3 | Weekday | Tuesday | 0.53696 | 0.58077 | 0.60742 | 0.47728 | 1 | 0.47728 | 0.47728 | 0.19 | 0.47728 | 0.53696 | 0.53696 | 0.24437 | 0.75511 | 0.39983 | 0.20291 | 0.26826 | 0.36413 | 0.53162 | 0.25209 | 0.33124 | 0.11799 | 0.35685 | 0.34022 | 0.19 | 0.25847 | 0.40619 | 0.22372 | 0.31161 | 0.72282 | 0.40001 | 0.20314 | 0.26847 | 0.38583 | 0.46405 | 0.25504 | 0.34274 | 0.11806 | 0.36142 | 0.33711 | 0.19 | 0.25847 | 0.41068 | 0.22372 | 0
Sep | 26 | 4 | Weekday | Tuesday | 0.53953 | 0.58316 | 0.61984 | 0.46167 | 1 | 0.46167 | 0.46167 | 0.19 | 0.46167 | 0.53953 | 0.53953 | 0.44184 | 0.79393 | 0.49669 | 0.23602 | 0.28589 | 0.47455 | 0.61476 | 0.25218 | 0.49722 | 0.1178 | 0.42989 | 0.35986 | 0.19 | 0.25847 | 0.40158 | 0.22372 | 0.46615 | 0.72523 | 0.46784 | 0.23602 | 0.28618 | 0.48376 | 0.49562 | 0.25461 | 0.47563 | 0.11787 | 0.43052 | 0.35569 | 0.19 | 0.25847 | 0.40612 | 0.22372 | 0
Sep | 26 | 5 | Weekday | Tuesday | 0.52766 | 0.60553 | 0.65995 | 0.52419 | 1 | 0.52419 | 0.52419 | 0.37049 | 0.52419 | 0.52766 | 0.52766 | 0.67307 | 0.89714 | 0.7875 | 0.49062 | 0.36789 | 0.57993 | 0.74082 | 0.33864 | 0.89809 | 0.40984 | 0.6866 | 0.42506 | 0.37049 | 0.39998 | 0.61828 | 0.29876 | 0.73212 | 0.87089 | 0.73391 | 0.47989 | 0.36857 | 0.53713 | 0.67622 | 0.30128 | 0.90262 | 0.35516 | 0.69159 | 0.42377 | 0.30035 | 0.27911 | 0.55171 | 0.29395 | 0
Sep | 26 | 6 | Weekday | Tuesday | 0.54748 | 0.63712 | 0.71869 | 0.59078 | 0.0044583 | 0.59078 | 0.59078 | 0.40231 | 0.59078 | 0.54748 | 0.54748 | 0.80774 | 0.95885 | 0.99055 | 0.56878 | 0.47102 | 0.61147 | 0.86098 | 0.57523 | 0.88041 | 0.56667 | 0.86468 | 0.43296 | 0.40231 | 0.39098 | 0.66249 | 0.5274 | 0.85197 | 0.94474 | 0.90722 | 0.55958 | 0.47127 | 0.56581 | 0.81277 | 0.55857 | 0.87072 | 0.52198 | 0.87218 | 0.42393 | 0.35579 | 0.30591 | 0.58068 | 0.52576 | 0
Sep | 26 | 7 | Weekday | Tuesday | 0.59277 | 0.67929 | 0.75952 | 0.60689 | 0.0044583 | 0.60689 | 0.60689 | 0.58327 | 0.60689 | 0.59277 | 0.59277 | 0.83578 | 0.98076 | 0.87113 | 0.95045 | 0.92992 | 0.60321 | 0.90901 | 0.79652 | 0.71871 | 0.71202 | 0.79519 | 0.89143 | 0.58327 | 0.56115 | 0.87447 | 0.79558 | 0.86271 | 0.97337 | 0.82295 | 0.94883 | 0.93142 | 0.56061 | 0.8701 | 0.79115 | 0.70835 | 0.69533 | 0.77957 | 0.89159 | 0.56731 | 0.52233 | 0.82073 | 0.7953 | 0
Sep | 26 | 8 | Weekday | Tuesday | 0.6529 | 0.72055 | 0.78485 | 0.64963 | 0.0044583 | 0.64963 | 0.64963 | 0.83782 | 0.64963 | 0.6529 | 0.6529 | 0.68434 | 0.99631 | 0.77413 | 0.96461 | 0.89455 | 0.55673 | 0.97597 | 0.83737 | 0.72094 | 0.77464 | 0.77118 | 0.92579 | 0.83782 | 0.80211 | 0.94385 | 0.96385 | 0.72278 | 0.99403 | 0.7632 | 0.96409 | 0.89507 | 0.52155 | 0.95336 | 0.82858 | 0.71854 | 0.76539 | 0.75781 | 0.92553 | 0.83609 | 0.79755 | 0.9205 | 0.96385 | 0
Sep | 26 | 9 | Weekday | Tuesday | 0.73647 | 0.77034 | 0.80214 | 0.66476 | 0.0044583 | 0.66476 | 0.66476 | 0.90478 | 0.66476 | 0.73647 | 0.73647 | 0.87837 | 1 | 0.65989 | 0.93849 | 0.90308 | 0.51859 | 0.98632 | 0.89025 | 0.89226 | 0.83299 | 0.60632 | 0.94997 | 0.90478 | 0.87166 | 0.92256 | 0.96751 | 0.89808 | 1 | 0.66067 | 0.93824 | 0.90384 | 0.48786 | 0.97085 | 0.88575 | 0.90099 | 0.82828 | 0.58935 | 0.94993 | 0.90474 | 0.87134 | 0.91164 | 0.96751 | 0
Sep | 26 | 10 | Weekday | Tuesday | 0.80697 | 0.81669 | 0.81696 | 0.69668 | 0.0044583 | 0.69668 | 0.69668 | 0.94211 | 0.69668 | 0.80697 | 0.80697 | 0.92194 | 0.99867 | 0.63662 | 0.95921 | 0.94457 | 0.53369 | 0.99689 | 0.94451 | 0.9574 | 0.88663 | 0.61367 | 0.96858 | 0.94211 | 0.91243 | 1 | 0.97216 | 0.95382 | 0.99963 | 0.66315 | 0.95868 | 0.94492 | 0.51753 | 0.98588 | 0.94017 | 0.96528 | 0.885 | 0.60036 | 0.96788 | 0.94211 | 0.91243 | 1 | 0.97216 | 0
Sep | 26 | 11 | Weekday | Tuesday | 0.84157 | 0.85886 | 0.82483 | 0.7142 | 0.0044583 | 0.7142 | 0.7142 | 0.96399 | 0.7142 | 0.84157 | 0.84157 | 0.94025 | 0.96743 | 0.63226 | 0.94681 | 0.95949 | 0.54569 | 0.95982 | 0.98518 | 0.95917 | 0.94377 | 0.62416 | 0.93151 | 0.96399 | 0.94193 | 0.96341 | 0.88734 | 0.98559 | 0.9689 | 0.66147 | 0.9456 | 0.95941 | 0.53756 | 0.94878 | 0.98023 | 0.97077 | 0.94288 | 0.61672 | 0.93005 | 0.96399 | 0.94193 | 0.96977 | 0.88734 | 0
Sep | 26 | 12 | Weekday | Tuesday | 0.84072 | 0.88021 | 0.82677 | 0.74309 | 0.0044583 | 0.74309 | 0.74309 | 0.98017 | 0.74309 | 0.84072 | 0.84072 | 0.77766 | 0.98278 | 0.61338 | 0.9861 | 1 | 0.55235 | 0.99893 | 0.98961 | 0.95275 | 0.98455 | 0.63574 | 0.99397 | 0.98017 | 0.96894 | 0.96277 | 0.98754 | 0.81879 | 0.98619 | 0.63952 | 0.98533 | 1 | 0.55006 | 0.99557 | 0.98276 | 0.96721 | 0.98401 | 0.62803 | 0.99308 | 0.98017 | 0.96894 | 0.97182 | 0.98754 | 0
Sep | 26 | 13 | Weekday | Tuesday | 0.82615 | 0.89425 | 0.83285 | 0.76409 | 0.0044583 | 0.76409 | 0.76409 | 0.9903 | 0.76409 | 0.82615 | 0.82615 | 0.71672 | 0.9799 | 0.61242 | 0.98222 | 0.96935 | 0.55424 | 1 | 1 | 0.76415 | 0.99371 | 0.64169 | 0.9975 | 0.9903 | 0.98727 | 0.94193 | 0.99576 | 0.79064 | 0.98529 | 0.63993 | 0.98278 | 0.97063 | 0.55743 | 1 | 1 | 0.77442 | 0.99409 | 0.63172 | 0.99872 | 0.9903 | 0.98727 | 0.95195 | 0.99576 | 0
Sep | 26 | 14 | Weekday | Tuesday | 0.8179 | 0.90322 | 0.82663 | 0.77973 | 0.0044583 | 0.77973 | 0.77973 | 1 | 0.77973 | 0.8179 | 0.8179 | 0.74098 | 0.97956 | 0.61407 | 0.96864 | 0.96711 | 0.59163 | 0.96346 | 0.99862 | 0.75271 | 1 | 0.63682 | 1 | 1 | 1 | 0.92854 | 1 | 0.77544 | 0.98658 | 0.64048 | 0.96912 | 0.96858 | 0.59228 | 0.97806 | 0.99735 | 0.76224 | 1 | 0.62703 | 1 | 1 | 1 | 0.93878 | 1 | 0
Sep | 26 | 15 | Weekday | Tuesday | 0.78845 | 0.90568 | 0.81188 | 0.809 | 0.0044583 | 0.809 | 0.809 | 0.99463 | 0.809 | 0.78845 | 0.78845 | 0.93689 | 0.98285 | 0.65041 | 1 | 0.98408 | 0.75413 | 0.95933 | 0.9223 | 0.74849 | 0.97957 | 0.62972 | 0.99474 | 0.99463 | 0.98595 | 0.9266 | 0.99787 | 0.94606 | 0.99086 | 0.70604 | 1 | 0.98472 | 0.7598 | 0.97127 | 0.93521 | 0.75759 | 0.9794 | 0.65948 | 0.99469 | 0.99463 | 0.98595 | 0.93618 | 0.99787 | 0
Sep | 26 | 16 | Weekday | Tuesday | 0.75565 | 0.88166 | 0.79722 | 0.88278 | 0.0044583 | 0.88278 | 0.88278 | 0.97694 | 0.88278 | 0.75565 | 0.75565 | 0.958 | 0.98375 | 0.74294 | 0.9243 | 0.89125 | 0.88913 | 0.93955 | 0.68259 | 0.92765 | 0.853 | 0.73541 | 0.63701 | 0.97694 | 0.95649 | 0.91805 | 0.28921 | 0.96158 | 0.99265 | 0.78134 | 0.92509 | 0.89287 | 0.88885 | 0.94953 | 0.69174 | 0.93794 | 0.85165 | 0.76528 | 0.63661 | 0.97694 | 0.95649 | 0.92543 | 0.28921 | 0
Sep | 26 | 17 | Weekday | Tuesday | 0.72394 | 0.83789 | 0.7804 | 0.94515 | 0.50223 | 0.94515 | 0.94515 | 0.77502 | 0.94515 | 0.72394 | 0.72394 | 1 | 0.82802 | 0.91449 | 0.79863 | 0.62367 | 0.96663 | 0.61849 | 0.66665 | 0.95118 | 0.79252 | 0.82526 | 0.53184 | 0.77502 | 0.75394 | 0.91655 | 0.12814 | 1 | 0.82463 | 0.90594 | 0.7989 | 0.62444 | 0.96058 | 0.60244 | 0.67125 | 0.95306 | 0.78958 | 0.84911 | 0.52882 | 0.77502 | 0.75394 | 0.91878 | 0.12814 | 0
Sep | 26 | 18 | Weekday | Tuesday | 0.70464 | 0.79953 | 0.75845 | 0.94196 | 1 | 0.94196 | 0.94196 | 0.79878 | 0.94196 | 0.70464 | 0.70464 | 0.83854 | 0.83843 | 0.91288 | 0.7964 | 0.66824 | 1 | 0.65588 | 0.67319 | 1 | 0.75365 | 0.88536 | 0.62908 | 0.79878 | 0.82355 | 0.89885 | 0.22167 | 0.8703 | 0.832 | 0.94686 | 0.79624 | 0.66963 | 1 | 0.63598 | 0.67492 | 1 | 0.7552 | 0.91929 | 0.62809 | 0.79878 | 0.82355 | 0.89467 | 0.22167 | 0
Sep | 26 | 19 | Weekday | Tuesday | 0.71596 | 0.79564 | 0.74269 | 0.94969 | 1 | 0.94969 | 0.94969 | 0.72434 | 0.94969 | 0.71596 | 0.71596 | 0.81531 | 0.76471 | 0.95744 | 0.69274 | 0.55818 | 0.96815 | 0.58053 | 0.64996 | 0.81553 | 0.71118 | 0.95898 | 0.58174 | 0.72434 | 0.74641 | 0.81425 | 0.22372 | 0.85142 | 0.74342 | 1 | 0.68943 | 0.55898 | 0.972 | 0.53594 | 0.65088 | 0.81537 | 0.7105 | 1 | 0.58051 | 0.72434 | 0.74639 | 0.80191 | 0.22372 | 0
Sep | 26 | 20 | Weekday | Tuesday | 0.70072 | 0.75111 | 0.71995 | 0.91047 | 1 | 0.91047 | 0.91047 | 0.34159 | 0.91047 | 0.70072 | 0.70072 | 0.7635 | 0.7439 | 0.96324 | 0.66325 | 0.54641 | 0.8268 | 0.39691 | 0.25512 | 0.80974 | 0.12376 | 0.92105 | 0.57448 | 0.34159 | 0.4006 | 0.58678 | 0.22372 | 0.82056 | 0.71884 | 0.94498 | 0.65776 | 0.54769 | 0.83256 | 0.37412 | 0.25269 | 0.80525 | 0.12248 | 0.9466 | 0.57309 | 0.34158 | 0.39952 | 0.58284 | 0.22372 | 0
Sep | 26 | 21 | Weekday | Tuesday | 0.64228 | 0.68251 | 0.69351 | 0.8342 | 1 | 0.8342 | 0.8342 | 0.19 | 0.8342 | 0.64228 | 0.64228 | 0.70908 | 0.70889 | 0.80448 | 0.23572 | 0.28559 | 0.65266 | 0.38523 | 0.25203 | 0.79445 | 0.12128 | 0.67836 | 0.35945 | 0.19 | 0.25847 | 0.38499 | 0.22372 | 0.8013 | 0.67672 | 0.79837 | 0.23602 | 0.28618 | 0.65252 | 0.33966 | 0.25233 | 0.79526 | 0.12066 | 0.69324 | 0.35569 | 0.19 | 0.25847 | 0.38923 | 0.22372 | 0
Sep | 26 | 22 | Weekday | Tuesday | 0.62503 | 0.65191 | 0.66338 | 0.72234 | 1 | 0.72234 | 0.72234 | 0.19 | 0.72234 | 0.62503 | 0.62503 | 0.66437 | 0.71132 | 0.61477 | 0.20297 | 0.26816 | 0.4897 | 0.33199 | 0.2542 | 0.81722 | 0.11928 | 0.4611 | 0.33898 | 0.19 | 0.25847 | 0.4865 | 0.22372 | 0.80442 | 0.6782 | 0.63695 | 0.20314 | 0.26847 | 0.49875 | 0.298 | 0.2556 | 0.82837 | 0.11951 | 0.47748 | 0.33711 | 0.19 | 0.25847 | 0.49202 | 0.22372 | 0
Sep | 26 | 23 | Weekday | Tuesday | 0.5794 | 0.646 | 0.63715 | 0.62271 | 1 | 0.62271 | 0.62271 | 0.19174 | 0.62271 | 0.5794 | 0.5794 | 0.40275 | 0.70023 | 0.43402 | 0.18815 | 0.2609 | 0.3751 | 0.40636 | 0.24874 | 0.48243 | 0.11684 | 0.40552 | 0.33244 | 0.19174 | 0.25994 | 0.40388 | 0.22372 | 0.45906 | 0.66319 | 0.44525 | 0.18832 | 0.26138 | 0.3943 | 0.34971 | 0.25233 | 0.47122 | 0.11685 | 0.4163 | 0.32968 | 0.19174 | 0.25994 | 0.40855 | 0.22372 | 0
Sep | 27 | 24 | Weekday | Wednesday | 0.55569 | 0.62732 | 0.62273 | 0.56024 | 1 | 0.56024 | 0.56024 | 0.19 | 0.56024 | 0.55569 | 0.55569 | 0.23802 | 0.69974 | 0.3667 | 0.19465 | 0.26846 | 0.3483 | 0.31816 | 0.2506 | 0.31765 | 0.11664 | 0.37907 | 0.34022 | 0.19 | 0.25847 | 0.37125 | 0.22372 | 0.30281 | 0.66251 | 0.38089 | 0.1948 | 0.26847 | 0.36905 | 0.2842 | 0.25229 | 0.32832 | 0.11684 | 0.38776 | 0.33711 | 0.19 | 0.25847 | 0.37533 | 0.22372 | 0
Sep | 27 | 1 | Weekday | Wednesday | 0.55042 | 0.59292 | 0.61319 | 0.52456 | 1 | 0.52456 | 0.52456 | 0.19 | 0.52456 | 0.55042 | 0.55042 | 0.23826 | 0.70077 | 0.38096 | 0.19463 | 0.26795 | 0.33226 | 0.40585 | 0.24882 | 0.31838 | 0.11633 | 0.34982 | 0.34063 | 0.19 | 0.25847 | 0.36619 | 0.22372 | 0.3033 | 0.66194 | 0.39635 | 0.1948 | 0.26847 | 0.35448 | 0.34518 | 0.25223 | 0.32909 | 0.11682 | 0.35892 | 0.33711 | 0.19 | 0.25847 | 0.37015 | 0.22372 | 0
Sep | 27 | 2 | Weekday | Wednesday | 0.54486 | 0.5811 | 0.60752 | 0.4996 | 1 | 0.4996 | 0.4996 | 0.19 | 0.4996 | 0.54486 | 0.54486 | 0.23848 | 0.70018 | 0.38412 | 0.19463 | 0.26805 | 0.32346 | 0.31285 | 0.25015 | 0.3188 | 0.11629 | 0.34879 | 0.33898 | 0.19 | 0.25847 | 0.36109 | 0.22372 | 0.30344 | 0.66106 | 0.39878 | 0.1948 | 0.26847 | 0.345 | 0.27969 | 0.25218 | 0.32927 | 0.1168 | 0.35176 | 0.33711 | 0.19 | 0.25847 | 0.36535 | 0.22372 | 0
Sep | 27 | 3 | Weekday | Wednesday | 0.53696 | 0.58077 | 0.60742 | 0.47728 | 1 | 0.47728 | 0.47728 | 0.19 | 0.47728 | 0.53696 | 0.53696 | 0.24437 | 0.75511 | 0.39983 | 0.20291 | 0.26826 | 0.36413 | 0.53162 | 0.25209 | 0.33124 | 0.11799 | 0.35685 | 0.34022 | 0.19 | 0.25847 | 0.40619 | 0.22372 | 0.31161 | 0.72282 | 0.40001 | 0.20314 | 0.26847 | 0.38583 | 0.46405 | 0.25504 | 0.34274 | 0.11806 | 0.36142 | 0.33711 | 0.19 | 0.25847 | 0.41068 | 0.22372 | 0
Sep | 27 | 4 | Weekday | Wednesday | 0.53953 | 0.58316 | 0.61984 | 0.46167 | 1 | 0.46167 | 0.46167 | 0.19 | 0.46167 | 0.53953 | 0.53953 | 0.44184 | 0.79393 | 0.49669 | 0.23602 | 0.28589 | 0.47455 | 0.61476 | 0.25218 | 0.49722 | 0.1178 | 0.42989 | 0.35986 | 0.19 | 0.25847 | 0.40158 | 0.22372 | 0.46615 | 0.72523 | 0.46784 | 0.23602 | 0.28618 | 0.48376 | 0.49562 | 0.25461 | 0.47563 | 0.11787 | 0.43052 | 0.35569 | 0.19 | 0.25847 | 0.40612 | 0.22372 | 0
Sep | 27 | 5 | Weekday | Wednesday | 0.52766 | 0.60553 | 0.65995 | 0.52419 | 1 | 0.52419 | 0.52419 | 0.37049 | 0.52419 | 0.52766 | 0.52766 | 0.67307 | 0.89714 | 0.7875 | 0.49062 | 0.36789 | 0.57993 | 0.74082 | 0.33864 | 0.89809 | 0.40984 | 0.6866 | 0.42506 | 0.37049 | 0.39998 | 0.61828 | 0.29876 | 0.73212 | 0.87089 | 0.73391 | 0.47989 | 0.36857 | 0.53713 | 0.67622 | 0.30128 | 0.90262 | 0.35516 | 0.69159 | 0.42377 | 0.30035 | 0.27911 | 0.55171 | 0.29395 | 0
Sep | 27 | 6 | Weekday | Wednesday | 0.54748 | 0.63712 | 0.71869 | 0.59078 | 0.0044583 | 0.59078 | 0.59078 | 0.40231 | 0.59078 | 0.54748 | 0.54748 | 0.80774 | 0.95885 | 0.99055 | 0.56878 | 0.47102 | 0.61147 | 0.86098 | 0.57523 | 0.88041 | 0.56667 | 0.86468 | 0.43296 | 0.40231 | 0.39098 | 0.66249 | 0.5274 | 0.85197 | 0.94474 | 0.90722 | 0.55958 | 0.47127 | 0.56581 | 0.81277 | 0.55857 | 0.87072 | 0.52198 | 0.87218 | 0.42393 | 0.35579 | 0.30591 | 0.58068 | 0.52576 | 0
Sep | 27 | 7 | Weekday | Wednesday | 0.59277 | 0.67929 | 0.75952 | 0.60689 | 0.0044583 | 0.60689 | 0.60689 | 0.58327 | 0.60689 | 0.59277 | 0.59277 | 0.83578 | 0.98076 | 0.87113 | 0.95045 | 0.92992 | 0.60321 | 0.90901 | 0.79652 | 0.71871 | 0.71202 | 0.79519 | 0.89143 | 0.58327 | 0.56115 | 0.87447 | 0.79558 | 0.86271 | 0.97337 | 0.82295 | 0.94883 | 0.93142 | 0.56061 | 0.8701 | 0.79115 | 0.70835 | 0.69533 | 0.77957 | 0.89159 | 0.56731 | 0.52233 | 0.82073 | 0.7953 | 0
Sep | 27 | 8 | Weekday | Wednesday | 0.6529 | 0.72055 | 0.78485 | 0.64963 | 0.0044583 | 0.64963 | 0.64963 | 0.83782 | 0.64963 | 0.6529 | 0.6529 | 0.68434 | 0.99631 | 0.77413 | 0.96461 | 0.89455 | 0.55673 | 0.97597 | 0.83737 | 0.72094 | 0.77464 | 0.77118 | 0.92579 | 0.83782 | 0.80211 | 0.94385 | 0.96385 | 0.72278 | 0.99403 | 0.7632 | 0.96409 | 0.89507 | 0.52155 | 0.95336 | 0.82858 | 0.71854 | 0.76539 | 0.75781 | 0.92553 | 0.83609 | 0.79755 | 0.9205 | 0.96385 | 0
Sep | 27 | 9 | Weekday | Wednesday | 0.73647 | 0.77034 | 0.80214 | 0.66476 | 0.0044583 | 0.66476 | 0.66476 | 0.90478 | 0.66476 | 0.73647 | 0.73647 | 0.87837 | 1 | 0.65989 | 0.93849 | 0.90308 | 0.51859 | 0.98632 | 0.89025 | 0.89226 | 0.83299 | 0.60632 | 0.94997 | 0.90478 | 0.87166 | 0.92256 | 0.96751 | 0.89808 | 1 | 0.66067 | 0.93824 | 0.90384 | 0.48786 | 0.97085 | 0.88575 | 0.90099 | 0.82828 | 0.58935 | 0.94993 | 0.90474 | 0.87134 | 0.91164 | 0.96751 | 0
Sep | 27 | 10 | Weekday | Wednesday | 0.80697 | 0.81669 | 0.81696 | 0.69668 | 0.0044583 | 0.69668 | 0.69668 | 0.94211 | 0.69668 | 0.80697 | 0.80697 | 0.92194 | 0.99867 | 0.63662 | 0.95921 | 0.94457 | 0.53369 | 0.99689 | 0.94451 | 0.9574 | 0.88663 | 0.61367 | 0.96858 | 0.94211 | 0.91243 | 1 | 0.97216 | 0.95382 | 0.99963 | 0.66315 | 0.95868 | 0.94492 | 0.51753 | 0.98588 | 0.94017 | 0.96528 | 0.885 | 0.60036 | 0.96788 | 0.94211 | 0.91243 | 1 | 0.97216 | 0
Sep | 27 | 11 | Weekday | Wednesday | 0.84157 | 0.85886 | 0.82483 | 0.7142 | 0.0044583 | 0.7142 | 0.7142 | 0.96399 | 0.7142 | 0.84157 | 0.84157 | 0.94025 | 0.96743 | 0.63226 | 0.94681 | 0.95949 | 0.54569 | 0.95982 | 0.98518 | 0.95917 | 0.94377 | 0.62416 | 0.93151 | 0.96399 | 0.94193 | 0.96341 | 0.88734 | 0.98559 | 0.9689 | 0.66147 | 0.9456 | 0.95941 | 0.53756 | 0.94878 | 0.98023 | 0.97077 | 0.94288 | 0.61672 | 0.93005 | 0.96399 | 0.94193 | 0.96977 | 0.88734 | 0
Sep | 27 | 12 | Weekday | Wednesday | 0.84072 | 0.88021 | 0.82677 | 0.74309 | 0.0044583 | 0.74309 | 0.74309 | 0.98017 | 0.74309 | 0.84072 | 0.84072 | 0.77766 | 0.98278 | 0.61338 | 0.9861 | 1 | 0.55235 | 0.99893 | 0.98961 | 0.95275 | 0.98455 | 0.63574 | 0.99397 | 0.98017 | 0.96894 | 0.96277 | 0.98754 | 0.81879 | 0.98619 | 0.63952 | 0.98533 | 1 | 0.55006 | 0.99557 | 0.98276 | 0.96721 | 0.98401 | 0.62803 | 0.99308 | 0.98017 | 0.96894 | 0.97182 | 0.98754 | 0
Sep | 27 | 13 | Weekday | Wednesday | 0.82615 | 0.89425 | 0.83285 | 0.76409 | 0.0044583 | 0.76409 | 0.76409 | 0.9903 | 0.76409 | 0.82615 | 0.82615 | 0.71672 | 0.9799 | 0.61242 | 0.98222 | 0.96935 | 0.55424 | 1 | 1 | 0.76415 | 0.99371 | 0.64169 | 0.9975 | 0.9903 | 0.98727 | 0.94193 | 0.99576 | 0.79064 | 0.98529 | 0.63993 | 0.98278 | 0.97063 | 0.55743 | 1 | 1 | 0.77442 | 0.99409 | 0.63172 | 0.99872 | 0.9903 | 0.98727 | 0.95195 | 0.99576 | 0
Sep | 27 | 14 | Weekday | Wednesday | 0.8179 | 0.90322 | 0.82663 | 0.77973 | 0.0044583 | 0.77973 | 0.77973 | 1 | 0.77973 | 0.8179 | 0.8179 | 0.74098 | 0.97956 | 0.61407 | 0.96864 | 0.96711 | 0.59163 | 0.96346 | 0.99862 | 0.75271 | 1 | 0.63682 | 1 | 1 | 1 | 0.92854 | 1 | 0.77544 | 0.98658 | 0.64048 | 0.96912 | 0.96858 | 0.59228 | 0.97806 | 0.99735 | 0.76224 | 1 | 0.62703 | 1 | 1 | 1 | 0.93878 | 1 | 0
Sep | 27 | 15 | Weekday | Wednesday | 0.78845 | 0.90568 | 0.81188 | 0.809 | 0.0044583 | 0.809 | 0.809 | 0.99463 | 0.809 | 0.78845 | 0.78845 | 0.93689 | 0.98285 | 0.65041 | 1 | 0.98408 | 0.75413 | 0.95933 | 0.9223 | 0.74849 | 0.97957 | 0.62972 | 0.99474 | 0.99463 | 0.98595 | 0.9266 | 0.99787 | 0.94606 | 0.99086 | 0.70604 | 1 | 0.98472 | 0.7598 | 0.97127 | 0.93521 | 0.75759 | 0.9794 | 0.65948 | 0.99469 | 0.99463 | 0.98595 | 0.93618 | 0.99787 | 0
Sep | 27 | 16 | Weekday | Wednesday | 0.75565 | 0.88166 | 0.79722 | 0.88278 | 0.0044583 | 0.88278 | 0.88278 | 0.97694 | 0.88278 | 0.75565 | 0.75565 | 0.958 | 0.98375 | 0.74294 | 0.9243 | 0.89125 | 0.88913 | 0.93955 | 0.68259 | 0.92765 | 0.853 | 0.73541 | 0.63701 | 0.97694 | 0.95649 | 0.91805 | 0.28921 | 0.96158 | 0.99265 | 0.78134 | 0.92509 | 0.89287 | 0.88885 | 0.94953 | 0.69174 | 0.93794 | 0.85165 | 0.76528 | 0.63661 | 0.97694 | 0.95649 | 0.92543 | 0.28921 | 0
Sep | 27 | 17 | Weekday | Wednesday | 0.72394 | 0.83789 | 0.7804 | 0.94515 | 0.50223 | 0.94515 | 0.94515 | 0.77502 | 0.94515 | 0.72394 | 0.72394 | 1 | 0.82802 | 0.91449 | 0.79863 | 0.62367 | 0.96663 | 0.61849 | 0.66665 | 0.95118 | 0.79252 | 0.82526 | 0.53184 | 0.77502 | 0.75394 | 0.91655 | 0.12814 | 1 | 0.82463 | 0.90594 | 0.7989 | 0.62444 | 0.96058 | 0.60244 | 0.67125 | 0.95306 | 0.78958 | 0.84911 | 0.52882 | 0.77502 | 0.75394 | 0.91878 | 0.12814 | 0
Sep | 27 | 18 | Weekday | Wednesday | 0.70464 | 0.79953 | 0.75845 | 0.94196 | 1 | 0.94196 | 0.94196 | 0.79878 | 0.94196 | 0.70464 | 0.70464 | 0.83854 | 0.83843 | 0.91288 | 0.7964 | 0.66824 | 1 | 0.65588 | 0.67319 | 1 | 0.75365 | 0.88536 | 0.62908 | 0.79878 | 0.82355 | 0.89885 | 0.22167 | 0.8703 | 0.832 | 0.94686 | 0.79624 | 0.66963 | 1 | 0.63598 | 0.67492 | 1 | 0.7552 | 0.91929 | 0.62809 | 0.79878 | 0.82355 | 0.89467 | 0.22167 | 0
Sep | 27 | 19 | Weekday | Wednesday | 0.71596 | 0.79564 | 0.74269 | 0.94969 | 1 | 0.94969 | 0.94969 | 0.72434 | 0.94969 | 0.71596 | 0.71596 | 0.81531 | 0.76471 | 0.95744 | 0.69274 | 0.55818 | 0.96815 | 0.58053 | 0.64996 | 0.81553 | 0.71118 | 0.95898 | 0.58174 | 0.72434 | 0.74641 | 0.81425 | 0.22372 | 0.85142 | 0.74342 | 1 | 0.68943 | 0.55898 | 0.972 | 0.53594 | 0.65088 | 0.81537 | 0.7105 | 1 | 0.58051 | 0.72434 | 0.74639 | 0.80191 | 0.22372 | 0
Sep | 27 | 20 | Weekday | Wednesday | 0.70072 | 0.75111 | 0.71995 | 0.91047 | 1 | 0.91047 | 0.91047 | 0.34159 | 0.91047 | 0.70072 | 0.70072 | 0.7635 | 0.7439 | 0.96324 | 0.66325 | 0.54641 | 0.8268 | 0.39691 | 0.25512 | 0.80974 | 0.12376 | 0.92105 | 0.57448 | 0.34159 | 0.4006 | 0.58678 | 0.22372 | 0.82056 | 0.71884 | 0.94498 | 0.65776 | 0.54769 | 0.83256 | 0.37412 | 0.25269 | 0.80525 | 0.12248 | 0.9466 | 0.57309 | 0.34158 | 0.39952 | 0.58284 | 0.22372 | 0
Sep | 27 | 21 | Weekday | Wednesday | 0.64228 | 0.68251 | 0.69351 | 0.8342 | 1 | 0.8342 | 0.8342 | 0.19 | 0.8342 | 0.64228 | 0.64228 | 0.70908 | 0.70889 | 0.80448 | 0.23572 | 0.28559 | 0.65266 | 0.38523 | 0.25203 | 0.79445 | 0.12128 | 0.67836 | 0.35945 | 0.19 | 0.25847 | 0.38499 | 0.22372 | 0.8013 | 0.67672 | 0.79837 | 0.23602 | 0.28618 | 0.65252 | 0.33966 | 0.25233 | 0.79526 | 0.12066 | 0.69324 | 0.35569 | 0.19 | 0.25847 | 0.38923 | 0.22372 | 0
Sep | 27 | 22 | Weekday | Wednesday | 0.62503 | 0.65191 | 0.66338 | 0.72234 | 1 | 0.72234 | 0.72234 | 0.19 | 0.72234 | 0.62503 | 0.62503 | 0.66437 | 0.71132 | 0.61477 | 0.20297 | 0.26816 | 0.4897 | 0.33199 | 0.2542 | 0.81722 | 0.11928 | 0.4611 | 0.33898 | 0.19 | 0.25847 | 0.4865 | 0.22372 | 0.80442 | 0.6782 | 0.63695 | 0.20314 | 0.26847 | 0.49875 | 0.298 | 0.2556 | 0.82837 | 0.11951 | 0.47748 | 0.33711 | 0.19 | 0.25847 | 0.49202 | 0.22372 | 0
Sep | 27 | 23 | Weekday | Wednesday | 0.5794 | 0.646 | 0.63715 | 0.62271 | 1 | 0.62271 | 0.62271 | 0.19174 | 0.62271 | 0.5794 | 0.5794 | 0.40275 | 0.70023 | 0.43402 | 0.18815 | 0.2609 | 0.3751 | 0.40636 | 0.24874 | 0.48243 | 0.11684 | 0.40552 | 0.33244 | 0.19174 | 0.25994 | 0.40388 | 0.22372 | 0.45906 | 0.66319 | 0.44525 | 0.18832 | 0.26138 | 0.3943 | 0.34971 | 0.25233 | 0.47122 | 0.11685 | 0.4163 | 0.32968 | 0.19174 | 0.25994 | 0.40855 | 0.22372 | 0
Sep | 28 | 24 | Weekday | Thursday | 0.55569 | 0.62732 | 0.62273 | 0.56024 | 1 | 0.56024 | 0.56024 | 0.19 | 0.56024 | 0.55569 | 0.55569 | 0.23802 | 0.69974 | 0.3667 | 0.19465 | 0.26846 | 0.3483 | 0.31816 | 0.2506 | 0.31765 | 0.11664 | 0.37907 | 0.34022 | 0.19 | 0.25847 | 0.37125 | 0.22372 | 0.30281 | 0.66251 | 0.38089 | 0.1948 | 0.26847 | 0.36905 | 0.2842 | 0.25229 | 0.32832 | 0.11684 | 0.38776 | 0.33711 | 0.19 | 0.25847 | 0.37533 | 0.22372 | 0
Sep | 28 | 1 | Weekday | Thursday | 0.55042 | 0.59292 | 0.61319 | 0.52456 | 1 | 0.52456 | 0.52456 | 0.19 | 0.52456 | 0.55042 | 0.55042 | 0.23826 | 0.70077 | 0.38096 | 0.19463 | 0.26795 | 0.33226 | 0.40585 | 0.24882 | 0.31838 | 0.11633 | 0.34982 | 0.34063 | 0.19 | 0.25847 | 0.36619 | 0.22372 | 0.3033 | 0.66194 | 0.39635 | 0.1948 | 0.26847 | 0.35448 | 0.34518 | 0.25223 | 0.32909 | 0.11682 | 0.35892 | 0.33711 | 0.19 | 0.25847 | 0.37015 | 0.22372 | 0
Sep | 28 | 2 | Weekday | Thursday | 0.54486 | 0.5811 | 0.60752 | 0.4996 | 1 | 0.4996 | 0.4996 | 0.19 | 0.4996 | 0.54486 | 0.54486 | 0.23848 | 0.70018 | 0.38412 | 0.19463 | 0.26805 | 0.32346 | 0.31285 | 0.25015 | 0.3188 | 0.11629 | 0.34879 | 0.33898 | 0.19 | 0.25847 | 0.36109 | 0.22372 | 0.30344 | 0.66106 | 0.39878 | 0.1948 | 0.26847 | 0.345 | 0.27969 | 0.25218 | 0.32927 | 0.1168 | 0.35176 | 0.33711 | 0.19 | 0.25847 | 0.36535 | 0.22372 | 0
Sep | 28 | 3 | Weekday | Thursday | 0.53696 | 0.58077 | 0.60742 | 0.47728 | 1 | 0.47728 | 0.47728 | 0.19 | 0.47728 | 0.53696 | 0.53696 | 0.24437 | 0.75511 | 0.39983 | 0.20291 | 0.26826 | 0.36413 | 0.53162 | 0.25209 | 0.33124 | 0.11799 | 0.35685 | 0.34022 | 0.19 | 0.25847 | 0.40619 | 0.22372 | 0.31161 | 0.72282 | 0.40001 | 0.20314 | 0.26847 | 0.38583 | 0.46405 | 0.25504 | 0.34274 | 0.11806 | 0.36142 | 0.33711 | 0.19 | 0.25847 | 0.41068 | 0.22372 | 0
Sep | 28 | 4 | Weekday | Thursday | 0.53953 | 0.58316 | 0.61984 | 0.46167 | 1 | 0.46167 | 0.46167 | 0.19 | 0.46167 | 0.53953 | 0.53953 | 0.44184 | 0.79393 | 0.49669 | 0.23602 | 0.28589 | 0.47455 | 0.61476 | 0.25218 | 0.49722 | 0.1178 | 0.42989 | 0.35986 | 0.19 | 0.25847 | 0.40158 | 0.22372 | 0.46615 | 0.72523 | 0.46784 | 0.23602 | 0.28618 | 0.48376 | 0.49562 | 0.25461 | 0.47563 | 0.11787 | 0.43052 | 0.35569 | 0.19 | 0.25847 | 0.40612 | 0.22372 | 0
Sep | 28 | 5 | Weekday | Thursday | 0.52766 | 0.60553 | 0.65995 | 0.52419 | 1 | 0.52419 | 0.52419 | 0.37049 | 0.52419 | 0.52766 | 0.52766 | 0.67307 | 0.89714 | 0.7875 | 0.49062 | 0.36789 | 0.57993 | 0.74082 | 0.33864 | 0.89809 | 0.40984 | 0.6866 | 0.42506 | 0.37049 | 0.39998 | 0.61828 | 0.29876 | 0.73212 | 0.87089 | 0.73391 | 0.47989 | 0.36857 | 0.53713 | 0.67622 | 0.30128 | 0.90262 | 0.35516 | 0.69159 | 0.42377 | 0.30035 | 0.27911 | 0.55171 | 0.29395 | 0
Sep | 28 | 6 | Weekday | Thursday | 0.54748 | 0.63712 | 0.71869 | 0.59078 | 0.0044583 | 0.59078 | 0.59078 | 0.40231 | 0.59078 | 0.54748 | 0.54748 | 0.80774 | 0.95885 | 0.99055 | 0.56878 | 0.47102 | 0.61147 | 0.86098 | 0.57523 | 0.88041 | 0.56667 | 0.86468 | 0.43296 | 0.40231 | 0.39098 | 0.66249 | 0.5274 | 0.85197 | 0.94474 | 0.90722 | 0.55958 | 0.47127 | 0.56581 | 0.81277 | 0.55857 | 0.87072 | 0.52198 | 0.87218 | 0.42393 | 0.35579 | 0.30591 | 0.58068 | 0.52576 | 0
Sep | 28 | 7 | Weekday | Thursday | 0.59277 | 0.67929 | 0.75952 | 0.60689 | 0.0044583 | 0.60689 | 0.60689 | 0.58327 | 0.60689 | 0.59277 | 0.59277 | 0.83578 | 0.98076 | 0.87113 | 0.95045 | 0.92992 | 0.60321 | 0.90901 | 0.79652 | 0.71871 | 0.71202 | 0.79519 | 0.89143 | 0.58327 | 0.56115 | 0.87447 | 0.79558 | 0.86271 | 0.97337 | 0.82295 | 0.94883 | 0.93142 | 0.56061 | 0.8701 | 0.79115 | 0.70835 | 0.69533 | 0.77957 | 0.89159 | 0.56731 | 0.52233 | 0.82073 | 0.7953 | 0
Sep | 28 | 8 | Weekday | Thursday | 0.6529 | 0.72055 | 0.78485 | 0.64963 | 0.0044583 | 0.64963 | 0.64963 | 0.83782 | 0.64963 | 0.6529 | 0.6529 | 0.68434 | 0.99631 | 0.77413 | 0.96461 | 0.89455 | 0.55673 | 0.97597 | 0.83737 | 0.72094 | 0.77464 | 0.77118 | 0.92579 | 0.83782 | 0.80211 | 0.94385 | 0.96385 | 0.72278 | 0.99403 | 0.7632 | 0.96409 | 0.89507 | 0.52155 | 0.95336 | 0.82858 | 0.71854 | 0.76539 | 0.75781 | 0.92553 | 0.83609 | 0.79755 | 0.9205 | 0.96385 | 0
Sep | 28 | 9 | Weekday | Thursday | 0.73647 | 0.77034 | 0.80214 | 0.66476 | 0.0044583 | 0.66476 | 0.66476 | 0.90478 | 0.66476 | 0.73647 | 0.73647 | 0.87837 | 1 | 0.65989 | 0.93849 | 0.90308 | 0.51859 | 0.98632 | 0.89025 | 0.89226 | 0.83299 | 0.60632 | 0.94997 | 0.90478 | 0.87166 | 0.92256 | 0.96751 | 0.89808 | 1 | 0.66067 | 0.93824 | 0.90384 | 0.48786 | 0.97085 | 0.88575 | 0.90099 | 0.82828 | 0.58935 | 0.94993 | 0.90474 | 0.87134 | 0.91164 | 0.96751 | 0
Sep | 28 | 10 | Weekday | Thursday | 0.80697 | 0.81669 | 0.81696 | 0.69668 | 0.0044583 | 0.69668 | 0.69668 | 0.94211 | 0.69668 | 0.80697 | 0.80697 | 0.92194 | 0.99867 | 0.63662 | 0.95921 | 0.94457 | 0.53369 | 0.99689 | 0.94451 | 0.9574 | 0.88663 | 0.61367 | 0.96858 | 0.94211 | 0.91243 | 1 | 0.97216 | 0.95382 | 0.99963 | 0.66315 | 0.95868 | 0.94492 | 0.51753 | 0.98588 | 0.94017 | 0.96528 | 0.885 | 0.60036 | 0.96788 | 0.94211 | 0.91243 | 1 | 0.97216 | 0
Sep | 28 | 11 | Weekday | Thursday | 0.84157 | 0.85886 | 0.82483 | 0.7142 | 0.0044583 | 0.7142 | 0.7142 | 0.96399 | 0.7142 | 0.84157 | 0.84157 | 0.94025 | 0.96743 | 0.63226 | 0.94681 | 0.95949 | 0.54569 | 0.95982 | 0.98518 | 0.95917 | 0.94377 | 0.62416 | 0.93151 | 0.96399 | 0.94193 | 0.96341 | 0.88734 | 0.98559 | 0.9689 | 0.66147 | 0.9456 | 0.95941 | 0.53756 | 0.94878 | 0.98023 | 0.97077 | 0.94288 | 0.61672 | 0.93005 | 0.96399 | 0.94193 | 0.96977 | 0.88734 | 0
Sep | 28 | 12 | Weekday | Thursday | 0.84072 | 0.88021 | 0.82677 | 0.74309 | 0.0044583 | 0.74309 | 0.74309 | 0.98017 | 0.74309 | 0.84072 | 0.84072 | 0.77766 | 0.98278 | 0.61338 | 0.9861 | 1 | 0.55235 | 0.99893 | 0.98961 | 0.95275 | 0.98455 | 0.63574 | 0.99397 | 0.98017 | 0.96894 | 0.96277 | 0.98754 | 0.81879 | 0.98619 | 0.63952 | 0.98533 | 1 | 0.55006 | 0.99557 | 0.98276 | 0.96721 | 0.98401 | 0.62803 | 0.99308 | 0.98017 | 0.96894 | 0.97182 | 0.98754 | 0
Sep | 28 | 13 | Weekday | Thursday | 0.82615 | 0.89425 | 0.83285 | 0.76409 | 0.0044583 | 0.76409 | 0.76409 | 0.9903 | 0.76409 | 0.82615 | 0.82615 | 0.71672 | 0.9799 | 0.61242 | 0.98222 | 0.96935 | 0.55424 | 1 | 1 | 0.76415 | 0.99371 | 0.64169 | 0.9975 | 0.9903 | 0.98727 | 0.94193 | 0.99576 | 0.79064 | 0.98529 | 0.63993 | 0.98278 | 0.97063 | 0.55743 | 1 | 1 | 0.77442 | 0.99409 | 0.63172 | 0.99872 | 0.9903 | 0.98727 | 0.95195 | 0.99576 | 0
Sep | 28 | 14 | Weekday | Thursday | 0.8179 | 0.90322 | 0.82663 | 0.77973 | 0.0044583 | 0.77973 | 0.77973 | 1 | 0.77973 | 0.8179 | 0.8179 | 0.74098 | 0.97956 | 0.61407 | 0.96864 | 0.96711 | 0.59163 | 0.96346 | 0.99862 | 0.75271 | 1 | 0.63682 | 1 | 1 | 1 | 0.92854 | 1 | 0.77544 | 0.98658 | 0.64048 | 0.96912 | 0.96858 | 0.59228 | 0.97806 | 0.99735 | 0.76224 | 1 | 0.62703 | 1 | 1 | 1 | 0.93878 | 1 | 0
Sep | 28 | 15 | Weekday | Thursday | 0.78845 | 0.90568 | 0.81188 | 0.809 | 0.0044583 | 0.809 | 0.809 | 0.99463 | 0.809 | 0.78845 | 0.78845 | 0.93689 | 0.98285 | 0.65041 | 1 | 0.98408 | 0.75413 | 0.95933 | 0.9223 | 0.74849 | 0.97957 | 0.62972 | 0.99474 | 0.99463 | 0.98595 | 0.9266 | 0.99787 | 0.94606 | 0.99086 | 0.70604 | 1 | 0.98472 | 0.7598 | 0.97127 | 0.93521 | 0.75759 | 0.9794 | 0.65948 | 0.99469 | 0.99463 | 0.98595 | 0.93618 | 0.99787 | 0
Sep | 28 | 16 | Weekday | Thursday | 0.75565 | 0.88166 | 0.79722 | 0.88278 | 0.0044583 | 0.88278 | 0.88278 | 0.97694 | 0.88278 | 0.75565 | 0.75565 | 0.958 | 0.98375 | 0.74294 | 0.9243 | 0.89125 | 0.88913 | 0.93955 | 0.68259 | 0.92765 | 0.853 | 0.73541 | 0.63701 | 0.97694 | 0.95649 | 0.91805 | 0.28921 | 0.96158 | 0.99265 | 0.78134 | 0.92509 | 0.89287 | 0.88885 | 0.94953 | 0.69174 | 0.93794 | 0.85165 | 0.76528 | 0.63661 | 0.97694 | 0.95649 | 0.92543 | 0.28921 | 0
Sep | 28 | 17 | Weekday | Thursday | 0.72394 | 0.83789 | 0.7804 | 0.94515 | 0.50223 | 0.94515 | 0.94515 | 0.77502 | 0.94515 | 0.72394 | 0.72394 | 1 | 0.82802 | 0.91449 | 0.79863 | 0.62367 | 0.96663 | 0.61849 | 0.66665 | 0.95118 | 0.79252 | 0.82526 | 0.53184 | 0.77502 | 0.75394 | 0.91655 | 0.12814 | 1 | 0.82463 | 0.90594 | 0.7989 | 0.62444 | 0.96058 | 0.60244 | 0.67125 | 0.95306 | 0.78958 | 0.84911 | 0.52882 | 0.77502 | 0.75394 | 0.91878 | 0.12814 | 0
Sep | 28 | 18 | Weekday | Thursday | 0.70464 | 0.79953 | 0.75845 | 0.94196 | 1 | 0.94196 | 0.94196 | 0.79878 | 0.94196 | 0.70464 | 0.70464 | 0.83854 | 0.83843 | 0.91288 | 0.7964 | 0.66824 | 1 | 0.65588 | 0.67319 | 1 | 0.75365 | 0.88536 | 0.62908 | 0.79878 | 0.82355 | 0.89885 | 0.22167 | 0.8703 | 0.832 | 0.94686 | 0.79624 | 0.66963 | 1 | 0.63598 | 0.67492 | 1 | 0.7552 | 0.91929 | 0.62809 | 0.79878 | 0.82355 | 0.89467 | 0.22167 | 0
Sep | 28 | 19 | Weekday | Thursday | 0.71596 | 0.79564 | 0.74269 | 0.94969 | 1 | 0.94969 | 0.94969 | 0.72434 | 0.94969 | 0.71596 | 0.71596 | 0.81531 | 0.76471 | 0.95744 | 0.69274 | 0.55818 | 0.96815 | 0.58053 | 0.64996 | 0.81553 | 0.71118 | 0.95898 | 0.58174 | 0.72434 | 0.74641 | 0.81425 | 0.22372 | 0.85142 | 0.74342 | 1 | 0.68943 | 0.55898 | 0.972 | 0.53594 | 0.65088 | 0.81537 | 0.7105 | 1 | 0.58051 | 0.72434 | 0.74639 | 0.80191 | 0.22372 | 0
Sep | 28 | 20 | Weekday | Thursday | 0.70072 | 0.75111 | 0.71995 | 0.91047 | 1 | 0.91047 | 0.91047 | 0.34159 | 0.91047 | 0.70072 | 0.70072 | 0.7635 | 0.7439 | 0.96324 | 0.66325 | 0.54641 | 0.8268 | 0.39691 | 0.25512 | 0.80974 | 0.12376 | 0.92105 | 0.57448 | 0.34159 | 0.4006 | 0.58678 | 0.22372 | 0.82056 | 0.71884 | 0.94498 | 0.65776 | 0.54769 | 0.83256 | 0.37412 | 0.25269 | 0.80525 | 0.12248 | 0.9466 | 0.57309 | 0.34158 | 0.39952 | 0.58284 | 0.22372 | 0
Sep | 28 | 21 | Weekday | Thursday | 0.64228 | 0.68251 | 0.69351 | 0.8342 | 1 | 0.8342 | 0.8342 | 0.19 | 0.8342 | 0.64228 | 0.64228 | 0.70908 | 0.70889 | 0.80448 | 0.23572 | 0.28559 | 0.65266 | 0.38523 | 0.25203 | 0.79445 | 0.12128 | 0.67836 | 0.35945 | 0.19 | 0.25847 | 0.38499 | 0.22372 | 0.8013 | 0.67672 | 0.79837 | 0.23602 | 0.28618 | 0.65252 | 0.33966 | 0.25233 | 0.79526 | 0.12066 | 0.69324 | 0.35569 | 0.19 | 0.25847 | 0.38923 | 0.22372 | 0
Sep | 28 | 22 | Weekday | Thursday | 0.62503 | 0.65191 | 0.66338 | 0.72234 | 1 | 0.72234 | 0.72234 | 0.19 | 0.72234 | 0.62503 | 0.62503 | 0.66437 | 0.71132 | 0.61477 | 0.20297 | 0.26816 | 0.4897 | 0.33199 | 0.2542 | 0.81722 | 0.11928 | 0.4611 | 0.33898 | 0.19 | 0.25847 | 0.4865 | 0.22372 | 0.80442 | 0.6782 | 0.63695 | 0.20314 | 0.26847 | 0.49875 | 0.298 | 0.2556 | 0.82837 | 0.11951 | 0.47748 | 0.33711 | 0.19 | 0.25847 | 0.49202 | 0.22372 | 0
Sep | 28 | 23 | Weekday | Thursday | 0.5794 | 0.646 | 0.63715 | 0.62271 | 1 | 0.62271 | 0.62271 | 0.19174 | 0.62271 | 0.5794 | 0.5794 | 0.40275 | 0.70023 | 0.43402 | 0.18815 | 0.2609 | 0.3751 | 0.40636 | 0.24874 | 0.48243 | 0.11684 | 0.40552 | 0.33244 | 0.19174 | 0.25994 | 0.40388 | 0.22372 | 0.45906 | 0.66319 | 0.44525 | 0.18832 | 0.26138 | 0.3943 | 0.34971 | 0.25233 | 0.47122 | 0.11685 | 0.4163 | 0.32968 | 0.19174 | 0.25994 | 0.40855 | 0.22372 | 0
Sep | 29 | 24 | Weekday | Friday | 0.55569 | 0.62732 | 0.62273 | 0.56024 | 1 | 0.56024 | 0.56024 | 0.19 | 0.56024 | 0.55569 | 0.55569 | 0.23802 | 0.69974 | 0.3667 | 0.19465 | 0.26846 | 0.3483 | 0.31816 | 0.2506 | 0.31765 | 0.11664 | 0.37907 | 0.34022 | 0.19 | 0.25847 | 0.37125 | 0.22372 | 0.30281 | 0.66251 | 0.38089 | 0.1948 | 0.26847 | 0.36905 | 0.2842 | 0.25229 | 0.32832 | 0.11684 | 0.38776 | 0.33711 | 0.19 | 0.25847 | 0.37533 | 0.22372 | 0
Sep | 29 | 1 | Weekday | Friday | 0.55042 | 0.59292 | 0.61319 | 0.52456 | 1 | 0.52456 | 0.52456 | 0.19 | 0.52456 | 0.55042 | 0.55042 | 0.23826 | 0.70077 | 0.38096 | 0.19463 | 0.26795 | 0.33226 | 0.40585 | 0.24882 | 0.31838 | 0.11633 | 0.34982 | 0.34063 | 0.19 | 0.25847 | 0.36619 | 0.22372 | 0.3033 | 0.66194 | 0.39635 | 0.1948 | 0.26847 | 0.35448 | 0.34518 | 0.25223 | 0.32909 | 0.11682 | 0.35892 | 0.33711 | 0.19 | 0.25847 | 0.37015 | 0.22372 | 0
Sep | 29 | 2 | Weekday | Friday | 0.54486 | 0.5811 | 0.60752 | 0.4996 | 1 | 0.4996 | 0.4996 | 0.19 | 0.4996 | 0.54486 | 0.54486 | 0.23848 | 0.70018 | 0.38412 | 0.19463 | 0.26805 | 0.32346 | 0.31285 | 0.25015 | 0.3188 | 0.11629 | 0.34879 | 0.33898 | 0.19 | 0.25847 | 0.36109 | 0.22372 | 0.30344 | 0.66106 | 0.39878 | 0.1948 | 0.26847 | 0.345 | 0.27969 | 0.25218 | 0.32927 | 0.1168 | 0.35176 | 0.33711 | 0.19 | 0.25847 | 0.36535 | 0.22372 | 0
Sep | 29 | 3 | Weekday | Friday | 0.53696 | 0.58077 | 0.60742 | 0.47728 | 1 | 0.47728 | 0.47728 | 0.19 | 0.47728 | 0.53696 | 0.53696 | 0.24437 | 0.75511 | 0.39983 | 0.20291 | 0.26826 | 0.36413 | 0.53162 | 0.25209 | 0.33124 | 0.11799 | 0.35685 | 0.34022 | 0.19 | 0.25847 | 0.40619 | 0.22372 | 0.31161 | 0.72282 | 0.40001 | 0.20314 | 0.26847 | 0.38583 | 0.46405 | 0.25504 | 0.34274 | 0.11806 | 0.36142 | 0.33711 | 0.19 | 0.25847 | 0.41068 | 0.22372 | 0
Sep | 29 | 4 | Weekday | Friday | 0.53953 | 0.58316 | 0.61984 | 0.46167 | 1 | 0.46167 | 0.46167 | 0.19 | 0.46167 | 0.53953 | 0.53953 | 0.44184 | 0.79393 | 0.49669 | 0.23602 | 0.28589 | 0.47455 | 0.61476 | 0.25218 | 0.49722 | 0.1178 | 0.42989 | 0.35986 | 0.19 | 0.25847 | 0.40158 | 0.22372 | 0.46615 | 0.72523 | 0.46784 | 0.23602 | 0.28618 | 0.48376 | 0.49562 | 0.25461 | 0.47563 | 0.11787 | 0.43052 | 0.35569 | 0.19 | 0.25847 | 0.40612 | 0.22372 | 0
Sep | 29 | 5 | Weekday | Friday | 0.52766 | 0.60553 | 0.65995 | 0.52419 | 1 | 0.52419 | 0.52419 | 0.37049 | 0.52419 | 0.52766 | 0.52766 | 0.67307 | 0.89714 | 0.7875 | 0.49062 | 0.36789 | 0.57993 | 0.74082 | 0.33864 | 0.89809 | 0.40984 | 0.6866 | 0.42506 | 0.37049 | 0.39998 | 0.61828 | 0.29876 | 0.73212 | 0.87089 | 0.73391 | 0.47989 | 0.36857 | 0.53713 | 0.67622 | 0.30128 | 0.90262 | 0.35516 | 0.69159 | 0.42377 | 0.30035 | 0.27911 | 0.55171 | 0.29395 | 0
Sep | 29 | 6 | Weekday | Friday | 0.54748 | 0.63712 | 0.71869 | 0.59078 | 0.0044583 | 0.59078 | 0.59078 | 0.40231 | 0.59078 | 0.54748 | 0.54748 | 0.80774 | 0.95885 | 0.99055 | 0.56878 | 0.47102 | 0.61147 | 0.86098 | 0.57523 | 0.88041 | 0.56667 | 0.86468 | 0.43296 | 0.40231 | 0.39098 | 0.66249 | 0.5274 | 0.85197 | 0.94474 | 0.90722 | 0.55958 | 0.47127 | 0.56581 | 0.81277 | 0.55857 | 0.87072 | 0.52198 | 0.87218 | 0.42393 | 0.35579 | 0.30591 | 0.58068 | 0.52576 | 0
Sep | 29 | 7 | Weekday | Friday | 0.59277 | 0.67929 | 0.75952 | 0.60689 | 0.0044583 | 0.60689 | 0.60689 | 0.58327 | 0.60689 | 0.59277 | 0.59277 | 0.83578 | 0.98076 | 0.87113 | 0.95045 | 0.92992 | 0.60321 | 0.90901 | 0.79652 | 0.71871 | 0.71202 | 0.79519 | 0.89143 | 0.58327 | 0.56115 | 0.87447 | 0.79558 | 0.86271 | 0.97337 | 0.82295 | 0.94883 | 0.93142 | 0.56061 | 0.8701 | 0.79115 | 0.70835 | 0.69533 | 0.77957 | 0.89159 | 0.56731 | 0.52233 | 0.82073 | 0.7953 | 0
Sep | 29 | 8 | Weekday | Friday | 0.6529 | 0.72055 | 0.78485 | 0.64963 | 0.0044583 | 0.64963 | 0.64963 | 0.83782 | 0.64963 | 0.6529 | 0.6529 | 0.68434 | 0.99631 | 0.77413 | 0.96461 | 0.89455 | 0.55673 | 0.97597 | 0.83737 | 0.72094 | 0.77464 | 0.77118 | 0.92579 | 0.83782 | 0.80211 | 0.94385 | 0.96385 | 0.72278 | 0.99403 | 0.7632 | 0.96409 | 0.89507 | 0.52155 | 0.95336 | 0.82858 | 0.71854 | 0.76539 | 0.75781 | 0.92553 | 0.83609 | 0.79755 | 0.9205 | 0.96385 | 0
Sep | 29 | 9 | Weekday | Friday | 0.73647 | 0.77034 | 0.80214 | 0.66476 | 0.0044583 | 0.66476 | 0.66476 | 0.90478 | 0.66476 | 0.73647 | 0.73647 | 0.87837 | 1 | 0.65989 | 0.93849 | 0.90308 | 0.51859 | 0.98632 | 0.89025 | 0.89226 | 0.83299 | 0.60632 | 0.94997 | 0.90478 | 0.87166 | 0.92256 | 0.96751 | 0.89808 | 1 | 0.66067 | 0.93824 | 0.90384 | 0.48786 | 0.97085 | 0.88575 | 0.90099 | 0.82828 | 0.58935 | 0.94993 | 0.90474 | 0.87134 | 0.91164 | 0.96751 | 0
Sep | 29 | 10 | Weekday | Friday | 0.80697 | 0.81669 | 0.81696 | 0.69668 | 0.0044583 | 0.69668 | 0.69668 | 0.94211 | 0.69668 | 0.80697 | 0.80697 | 0.92194 | 0.99867 | 0.63662 | 0.95921 | 0.94457 | 0.53369 | 0.99689 | 0.94451 | 0.9574 | 0.88663 | 0.61367 | 0.96858 | 0.94211 | 0.91243 | 1 | 0.97216 | 0.95382 | 0.99963 | 0.66315 | 0.95868 | 0.94492 | 0.51753 | 0.98588 | 0.94017 | 0.96528 | 0.885 | 0.60036 | 0.96788 | 0.94211 | 0.91243 | 1 | 0.97216 | 0
Sep | 29 | 11 | Weekday | Friday | 0.84157 | 0.85886 | 0.82483 | 0.7142 | 0.0044583 | 0.7142 | 0.7142 | 0.96399 | 0.7142 | 0.84157 | 0.84157 | 0.94025 | 0.96743 | 0.63226 | 0.94681 | 0.95949 | 0.54569 | 0.95982 | 0.98518 | 0.95917 | 0.94377 | 0.62416 | 0.93151 | 0.96399 | 0.94193 | 0.96341 | 0.88734 | 0.98559 | 0.9689 | 0.66147 | 0.9456 | 0.95941 | 0.53756 | 0.94878 | 0.98023 | 0.97077 | 0.94288 | 0.61672 | 0.93005 | 0.96399 | 0.94193 | 0.96977 | 0.88734 | 0
Sep | 29 | 12 | Weekday | Friday | 0.84072 | 0.88021 | 0.82677 | 0.74309 | 0.0044583 | 0.74309 | 0.74309 | 0.98017 | 0.74309 | 0.84072 | 0.84072 | 0.77766 | 0.98278 | 0.61338 | 0.9861 | 1 | 0.55235 | 0.99893 | 0.98961 | 0.95275 | 0.98455 | 0.63574 | 0.99397 | 0.98017 | 0.96894 | 0.96277 | 0.98754 | 0.81879 | 0.98619 | 0.63952 | 0.98533 | 1 | 0.55006 | 0.99557 | 0.98276 | 0.96721 | 0.98401 | 0.62803 | 0.99308 | 0.98017 | 0.96894 | 0.97182 | 0.98754 | 0
Sep | 29 | 13 | Weekday | Friday | 0.82615 | 0.89425 | 0.83285 | 0.76409 | 0.0044583 | 0.76409 | 0.76409 | 0.9903 | 0.76409 | 0.82615 | 0.82615 | 0.71672 | 0.9799 | 0.61242 | 0.98222 | 0.96935 | 0.55424 | 1 | 1 | 0.76415 | 0.99371 | 0.64169 | 0.9975 | 0.9903 | 0.98727 | 0.94193 | 0.99576 | 0.79064 | 0.98529 | 0.63993 | 0.98278 | 0.97063 | 0.55743 | 1 | 1 | 0.77442 | 0.99409 | 0.63172 | 0.99872 | 0.9903 | 0.98727 | 0.95195 | 0.99576 | 0
Sep | 29 | 14 | Weekday | Friday | 0.8179 | 0.90322 | 0.82663 | 0.77973 | 0.0044583 | 0.77973 | 0.77973 | 1 | 0.77973 | 0.8179 | 0.8179 | 0.74098 | 0.97956 | 0.61407 | 0.96864 | 0.96711 | 0.59163 | 0.96346 | 0.99862 | 0.75271 | 1 | 0.63682 | 1 | 1 | 1 | 0.92854 | 1 | 0.77544 | 0.98658 | 0.64048 | 0.96912 | 0.96858 | 0.59228 | 0.97806 | 0.99735 | 0.76224 | 1 | 0.62703 | 1 | 1 | 1 | 0.93878 | 1 | 0
Sep | 29 | 15 | Weekday | Friday | 0.78845 | 0.90568 | 0.81188 | 0.809 | 0.0044583 | 0.809 | 0.809 | 0.99463 | 0.809 | 0.78845 | 0.78845 | 0.93689 | 0.98285 | 0.65041 | 1 | 0.98408 | 0.75413 | 0.95933 | 0.9223 | 0.74849 | 0.97957 | 0.62972 | 0.99474 | 0.99463 | 0.98595 | 0.9266 | 0.99787 | 0.94606 | 0.99086 | 0.70604 | 1 | 0.98472 | 0.7598 | 0.97127 | 0.93521 | 0.75759 | 0.9794 | 0.65948 | 0.99469 | 0.99463 | 0.98595 | 0.93618 | 0.99787 | 0
Sep | 29 | 16 | Weekday | Friday | 0.75565 | 0.88166 | 0.79722 | 0.88278 | 0.0044583 | 0.88278 | 0.88278 | 0.97694 | 0.88278 | 0.75565 | 0.75565 | 0.958 | 0.98375 | 0.74294 | 0.9243 | 0.89125 | 0.88913 | 0.93955 | 0.68259 | 0.92765 | 0.853 | 0.73541 | 0.63701 | 0.97694 | 0.95649 | 0.91805 | 0.28921 | 0.96158 | 0.99265 | 0.78134 | 0.92509 | 0.89287 | 0.88885 | 0.94953 | 0.69174 | 0.93794 | 0.85165 | 0.76528 | 0.63661 | 0.97694 | 0.95649 | 0.92543 | 0.28921 | 0
Sep | 29 | 17 | Weekday | Friday | 0.72394 | 0.83789 | 0.7804 | 0.94515 | 0.50223 | 0.94515 | 0.94515 | 0.77502 | 0.94515 | 0.72394 | 0.72394 | 1 | 0.82802 | 0.91449 | 0.79863 | 0.62367 | 0.96663 | 0.61849 | 0.66665 | 0.95118 | 0.79252 | 0.82526 | 0.53184 | 0.77502 | 0.75394 | 0.91655 | 0.12814 | 1 | 0.82463 | 0.90594 | 0.7989 | 0.62444 | 0.96058 | 0.60244 | 0.67125 | 0.95306 | 0.78958 | 0.84911 | 0.52882 | 0.77502 | 0.75394 | 0.91878 | 0.12814 | 0
Sep | 29 | 18 | Weekday | Friday | 0.70464 | 0.79953 | 0.75845 | 0.94196 | 1 | 0.94196 | 0.94196 | 0.79878 | 0.94196 | 0.70464 | 0.70464 | 0.83854 | 0.83843 | 0.91288 | 0.7964 | 0.66824 | 1 | 0.65588 | 0.67319 | 1 | 0.75365 | 0.88536 | 0.62908 | 0.79878 | 0.82355 | 0.89885 | 0.22167 | 0.8703 | 0.832 | 0.94686 | 0.79624 | 0.66963 | 1 | 0.63598 | 0.67492 | 1 | 0.7552 | 0.91929 | 0.62809 | 0.79878 | 0.82355 | 0.89467 | 0.22167 | 0
Sep | 29 | 19 | Weekday | Friday | 0.71596 | 0.79564 | 0.74269 | 0.94969 | 1 | 0.94969 | 0.94969 | 0.72434 | 0.94969 | 0.71596 | 0.71596 | 0.81531 | 0.76471 | 0.95744 | 0.69274 | 0.55818 | 0.96815 | 0.58053 | 0.64996 | 0.81553 | 0.71118 | 0.95898 | 0.58174 | 0.72434 | 0.74641 | 0.81425 | 0.22372 | 0.85142 | 0.74342 | 1 | 0.68943 | 0.55898 | 0.972 | 0.53594 | 0.65088 | 0.81537 | 0.7105 | 1 | 0.58051 | 0.72434 | 0.74639 | 0.80191 | 0.22372 | 0
Sep | 29 | 20 | Weekday | Friday | 0.70072 | 0.75111 | 0.71995 | 0.91047 | 1 | 0.91047 | 0.91047 | 0.34159 | 0.91047 | 0.70072 | 0.70072 | 0.7635 | 0.7439 | 0.96324 | 0.66325 | 0.54641 | 0.8268 | 0.39691 | 0.25512 | 0.80974 | 0.12376 | 0.92105 | 0.57448 | 0.34159 | 0.4006 | 0.58678 | 0.22372 | 0.82056 | 0.71884 | 0.94498 | 0.65776 | 0.54769 | 0.83256 | 0.37412 | 0.25269 | 0.80525 | 0.12248 | 0.9466 | 0.57309 | 0.34158 | 0.39952 | 0.58284 | 0.22372 | 0
Sep | 29 | 21 | Weekday | Friday | 0.64228 | 0.68251 | 0.69351 | 0.8342 | 1 | 0.8342 | 0.8342 | 0.19 | 0.8342 | 0.64228 | 0.64228 | 0.70908 | 0.70889 | 0.80448 | 0.23572 | 0.28559 | 0.65266 | 0.38523 | 0.25203 | 0.79445 | 0.12128 | 0.67836 | 0.35945 | 0.19 | 0.25847 | 0.38499 | 0.22372 | 0.8013 | 0.67672 | 0.79837 | 0.23602 | 0.28618 | 0.65252 | 0.33966 | 0.25233 | 0.79526 | 0.12066 | 0.69324 | 0.35569 | 0.19 | 0.25847 | 0.38923 | 0.22372 | 0
Sep | 29 | 22 | Weekday | Friday | 0.62503 | 0.65191 | 0.66338 | 0.72234 | 1 | 0.72234 | 0.72234 | 0.19 | 0.72234 | 0.62503 | 0.62503 | 0.66437 | 0.71132 | 0.61477 | 0.20297 | 0.26816 | 0.4897 | 0.33199 | 0.2542 | 0.81722 | 0.11928 | 0.4611 | 0.33898 | 0.19 | 0.25847 | 0.4865 | 0.22372 | 0.80442 | 0.6782 | 0.63695 | 0.20314 | 0.26847 | 0.49875 | 0.298 | 0.2556 | 0.82837 | 0.11951 | 0.47748 | 0.33711 | 0.19 | 0.25847 | 0.49202 | 0.22372 | 0
Sep | 29 | 23 | Weekday | Friday | 0.5794 | 0.646 | 0.63715 | 0.62271 | 1 | 0.62271 | 0.62271 | 0.18303 | 0.62271 | 0.5794 | 0.5794 | 0.41186 | 0.70431 | 0.4162 | 0.18121 | 0.25279 | 0.36737 | 0.3555 | 0.24734 | 0.48698 | 0.11619 | 0.40909 | 0.32391 | 0.18303 | 0.25257 | 0.40036 | 0.22372 | 0.45884 | 0.66861 | 0.42256 | 0.1813 | 0.2537 | 0.38601 | 0.30681 | 0.25015 | 0.47034 | 0.11598 | 0.41368 | 0.32163 | 0.18303 | 0.25257 | 0.40484 | 0.22372 | 0
Sep | 30 | 24 | Weekend | Saturday | 0.56334 | 0.64627 | 0.68467 | 0.60114 | 1 | 0.60114 | 0.60114 | 0.18608 | 0.60114 | 0.56334 | 0.56334 | 0.23786 | 0.70113 | 0.38974 | 0.16217 | 0.23339 | 0.34487 | 0.319 | 0.2505 | 0.31745 | 0.11711 | 0.40519 | 0.30339 | 0.18608 | 0.25515 | 0.36399 | 0.22372 | 0.3027 | 0.66473 | 0.40603 | 0.1624 | 0.23303 | 0.36537 | 0.28062 | 0.25378 | 0.32803 | 0.11744 | 0.41194 | 0.29995 | 0.18608 | 0.25515 | 0.36815 | 0.22372 | 0
Sep | 30 | 1 | Weekend | Saturday | 0.56122 | 0.61244 | 0.67051 | 0.56583 | 1 | 0.56583 | 0.56583 | 0.18608 | 0.56583 | 0.56122 | 0.56122 | 0.23831 | 0.7023 | 0.39351 | 0.16231 | 0.23245 | 0.33164 | 0.36339 | 0.25088 | 0.31897 | 0.11657 | 0.34796 | 0.30339 | 0.18608 | 0.25515 | 0.36116 | 0.22372 | 0.30331 | 0.66454 | 0.41026 | 0.1624 | 0.23303 | 0.35381 | 0.3136 | 0.25375 | 0.32901 | 0.11744 | 0.35891 | 0.29995 | 0.18608 | 0.25515 | 0.36504 | 0.22372 | 0
Sep | 30 | 2 | Weekend | Saturday | 0.55806 | 0.60294 | 0.66149 | 0.53882 | 1 | 0.53882 | 0.53882 | 0.18608 | 0.53882 | 0.55806 | 0.55806 | 0.23791 | 0.70312 | 0.35942 | 0.16227 | 0.23339 | 0.324 | 0.37325 | 0.25004 | 0.3175 | 0.11709 | 0.35027 | 0.30339 | 0.18608 | 0.25515 | 0.35763 | 0.22372 | 0.30351 | 0.66514 | 0.36964 | 0.1624 | 0.23303 | 0.34561 | 0.32144 | 0.25372 | 0.32929 | 0.11742 | 0.35195 | 0.29995 | 0.18608 | 0.25515 | 0.36159 | 0.22372 | 0
Sep | 30 | 3 | Weekend | Saturday | 0.55087 | 0.60382 | 0.66064 | 0.51296 | 1 | 0.51296 | 0.51296 | 0.18608 | 0.51296 | 0.55087 | 0.55087 | 0.24137 | 0.71307 | 0.40805 | 0.17068 | 0.23268 | 0.36454 | 0.42643 | 0.25146 | 0.32492 | 0.11728 | 0.3528 | 0.30339 | 0.18608 | 0.25515 | 0.37777 | 0.22372 | 0.30674 | 0.67645 | 0.40907 | 0.17074 | 0.23303 | 0.38642 | 0.36712 | 0.25475 | 0.3346 | 0.11788 | 0.36094 | 0.29995 | 0.18608 | 0.25515 | 0.38209 | 0.22372 | 0
Sep | 30 | 4 | Weekend | Saturday | 0.55607 | 0.61348 | 0.67874 | 0.50517 | 1 | 0.50517 | 0.50517 | 0.18608 | 0.50517 | 0.55607 | 0.55607 | 0.44847 | 0.70329 | 0.42971 | 0.18746 | 0.23268 | 0.47515 | 0.47168 | 0.25214 | 0.49167 | 0.11696 | 0.39769 | 0.30339 | 0.18608 | 0.25515 | 0.37164 | 0.22372 | 0.46125 | 0.66665 | 0.41555 | 0.18743 | 0.23303 | 0.48473 | 0.39257 | 0.25462 | 0.46741 | 0.11782 | 0.39614 | 0.29995 | 0.18608 | 0.25515 | 0.37565 | 0.22372 | 0
Sep | 30 | 5 | Weekend | Saturday | 0.54771 | 0.65121 | 0.73973 | 0.59066 | 1 | 0.59066 | 0.59066 | 0.20487 | 0.59066 | 0.54771 | 0.54771 | 0.67776 | 0.72719 | 0.63187 | 0.3345 | 0.28925 | 0.57576 | 0.52927 | 0.22637 | 0.89196 | 0.10689 | 0.53606 | 0.332 | 0.20487 | 0.23666 | 0.55322 | 0.14219 | 0.72282 | 0.70367 | 0.62119 | 0.32664 | 0.28916 | 0.53333 | 0.45978 | 0.23002 | 0.89185 | 0.1066 | 0.54334 | 0.3295 | 0.17077 | 0.17983 | 0.47432 | 0.14219 | 0
Sep | 30 | 6 | Weekend | Saturday | 0.58588 | 0.70079 | 0.83175 | 0.6864 | 0.0044583 | 0.6864 | 0.6864 | 0.18687 | 0.6864 | 0.58588 | 0.58588 | 0.76617 | 0.78724 | 0.85517 | 0.35406 | 0.26409 | 0.60352 | 0.53825 | 0.21271 | 0.85514 | 0.099421 | 0.7019 | 0.26874 | 0.18687 | 0.1837 | 0.60937 | 0.18526 | 0.85097 | 0.75387 | 0.80656 | 0.34741 | 0.26458 | 0.55796 | 0.47675 | 0.2153 | 0.86904 | 0.099888 | 0.70699 | 0.26052 | 0.1627 | 0.14463 | 0.51453 | 0.18075 | 0
Sep | 30 | 7 | Weekend | Saturday | 0.66309 | 0.76519 | 0.90024 | 0.67497 | 0.0044583 | 0.67497 | 0.67497 | 0.43927 | 0.67497 | 0.66309 | 0.66309 | 0.79162 | 0.80839 | 1 | 0.47761 | 0.35926 | 0.55556 | 0.63641 | 0.21363 | 0.68906 | 0.09947 | 1 | 0.33727 | 0.43927 | 0.42523 | 0.76011 | 0.19002 | 0.85557 | 0.78477 | 0.90098 | 0.47452 | 0.35902 | 0.51 | 0.59325 | 0.21542 | 0.70192 | 0.099936 | 0.98132 | 0.33317 | 0.39948 | 0.35068 | 0.68524 | 0.18891 | 0
Sep | 30 | 8 | Weekend | Saturday | 0.74724 | 0.82093 | 0.9395 | 0.64725 | 0.0044583 | 0.64725 | 0.64725 | 0.50624 | 0.64725 | 0.74724 | 0.74724 | 0.66569 | 0.84399 | 0.83849 | 0.4919 | 0.37321 | 0.497 | 0.65436 | 0.21299 | 0.70235 | 0.099806 | 0.86241 | 0.34025 | 0.50624 | 0.47596 | 0.75576 | 0.2671 | 0.7049 | 0.82601 | 0.79194 | 0.4894 | 0.37398 | 0.45775 | 0.61889 | 0.21558 | 0.70698 | 0.10001 | 0.84966 | 0.33715 | 0.49074 | 0.44484 | 0.70149 | 0.2671 | 0
Sep | 30 | 9 | Weekend | Saturday | 0.85467 | 0.8711 | 0.96346 | 0.61353 | 0.0044583 | 0.61353 | 0.61353 | 0.65296 | 0.61353 | 0.85467 | 0.85467 | 0.86228 | 0.84447 | 0.70728 | 0.49422 | 0.37544 | 0.44745 | 0.66047 | 0.21423 | 0.87566 | 0.10334 | 0.62588 | 0.34582 | 0.65296 | 0.61685 | 0.83679 | 0.26771 | 0.86796 | 0.82967 | 0.68517 | 0.49256 | 0.37622 | 0.41161 | 0.62729 | 0.21561 | 0.88032 | 0.10003 | 0.60848 | 0.34276 | 0.65067 | 0.60988 | 0.80342 | 0.26771 | 0
Sep | 30 | 10 | Weekend | Saturday | 0.94823 | 0.91764 | 0.98432 | 0.63283 | 0.0044583 | 0.63283 | 0.63283 | 0.67058 | 0.63283 | 0.94823 | 0.94823 | 0.88693 | 0.84284 | 0.67044 | 0.4821 | 0.38743 | 0.44878 | 0.6586 | 0.21646 | 0.92597 | 0.12718 | 0.60818 | 0.34976 | 0.67058 | 0.63132 | 0.91406 | 0.26812 | 0.89931 | 0.82935 | 0.67282 | 0.4806 | 0.38685 | 0.42637 | 0.62934 | 0.2187 | 0.92907 | 0.12704 | 0.58838 | 0.34674 | 0.67053 | 0.63088 | 0.89536 | 0.26812 | 0
Sep | 30 | 11 | Weekend | Saturday | 0.99556 | 0.95641 | 0.99303 | 0.66037 | 0.0044583 | 0.66037 | 0.66037 | 0.78997 | 0.66037 | 0.99556 | 0.99556 | 0.88102 | 0.82836 | 0.6413 | 0.49949 | 0.38165 | 0.44364 | 0.65043 | 0.21422 | 0.90686 | 0.12912 | 0.60069 | 0.2785 | 0.78997 | 0.75454 | 0.90124 | 0.1813 | 0.89796 | 0.81499 | 0.67209 | 0.49819 | 0.38246 | 0.42796 | 0.62529 | 0.2156 | 0.91192 | 0.12846 | 0.59067 | 0.27287 | 0.78997 | 0.75454 | 0.89397 | 0.1813 | 0
Sep | 30 | 12 | Weekend | Saturday | 1 | 0.97578 | 0.99229 | 0.70031 | 0.0044583 | 0.70031 | 0.70031 | 0.8008 | 0.70031 | 1 | 1 | 0.72308 | 0.8201 | 0.61821 | 0.51372 | 0.37269 | 0.43792 | 0.67666 | 0.2128 | 0.8987 | 0.162 | 0.60625 | 0.27656 | 0.8008 | 0.77634 | 0.8924 | 0.18152 | 0.73491 | 0.80693 | 0.64321 | 0.5128 | 0.37227 | 0.42715 | 0.65178 | 0.21581 | 0.90581 | 0.16159 | 0.59661 | 0.27191 | 0.8008 | 0.77634 | 0.89137 | 0.18152 | 0
Sep | 30 | 13 | Weekend | Saturday | 0.99414 | 0.99172 | 1 | 0.7242 | 0.0044583 | 0.7242 | 0.7242 | 0.80536 | 0.7242 | 0.99414 | 0.99414 | 0.66871 | 0.81796 | 0.61794 | 0.42282 | 0.26445 | 0.43646 | 0.67319 | 0.21768 | 0.72009 | 0.18096 | 0.61281 | 0.27619 | 0.80536 | 0.78232 | 0.87111 | 0.18193 | 0.71846 | 0.80572 | 0.64318 | 0.42171 | 0.26448 | 0.43091 | 0.65223 | 0.21995 | 0.72555 | 0.18096 | 0.59851 | 0.27347 | 0.80536 | 0.78232 | 0.87269 | 0.18193 | 0
Sep | 30 | 14 | Weekend | Saturday | 0.98964 | 1 | 0.98657 | 0.75022 | 0.0044583 | 0.75022 | 0.75022 | 0.8077 | 0.75022 | 0.98964 | 0.98964 | 0.70322 | 0.78646 | 0.61842 | 0.4191 | 0.25957 | 0.47328 | 0.67076 | 0.22011 | 0.71742 | 0.19363 | 0.60219 | 0.27849 | 0.8077 | 0.78865 | 0.85821 | 0.18203 | 0.71545 | 0.77979 | 0.64443 | 0.41766 | 0.25862 | 0.46514 | 0.64645 | 0.22283 | 0.72158 | 0.19372 | 0.59386 | 0.27289 | 0.8077 | 0.78865 | 0.86006 | 0.18203 | 0
Sep | 30 | 15 | Weekend | Saturday | 0.94706 | 0.99559 | 0.95784 | 0.79362 | 0.0044583 | 0.79362 | 0.79362 | 0.80414 | 0.79362 | 0.94706 | 0.94706 | 0.88919 | 0.78457 | 0.65568 | 0.45783 | 0.26808 | 0.63541 | 0.62566 | 0.22114 | 0.70826 | 0.17866 | 0.59906 | 0.27109 | 0.80414 | 0.78312 | 0.85625 | 0.094226 | 0.87716 | 0.77712 | 0.70992 | 0.45543 | 0.26835 | 0.63228 | 0.59818 | 0.22388 | 0.71326 | 0.17945 | 0.62297 | 0.26929 | 0.80414 | 0.78312 | 0.85753 | 0.094226 | 0
Sep | 30 | 16 | Weekend | Saturday | 0.87609 | 0.95729 | 0.92701 | 0.88656 | 0.0044583 | 0.88656 | 0.88656 | 0.68531 | 0.88656 | 0.87609 | 0.87609 | 0.89683 | 0.75941 | 0.7226 | 0.43534 | 0.23755 | 0.80844 | 0.56978 | 0.22202 | 0.87341 | 0.14936 | 0.6634 | 0.23469 | 0.68531 | 0.65201 | 0.81843 | 0.094226 | 0.87845 | 0.74916 | 0.77022 | 0.42996 | 0.23839 | 0.80224 | 0.53758 | 0.22437 | 0.88162 | 0.14993 | 0.69415 | 0.23062 | 0.68531 | 0.65201 | 0.81085 | 0.094226 | 0
Sep | 30 | 17 | Weekend | Saturday | 0.80692 | 0.90375 | 0.89487 | 0.9711 | 0.50223 | 0.9711 | 0.9711 | 0.53587 | 0.9711 | 0.80692 | 0.80692 | 0.93147 | 0.74565 | 0.86247 | 0.24949 | 0.1663 | 0.89589 | 0.4273 | 0.22607 | 0.90348 | 0.12506 | 0.8183 | 0.18538 | 0.53587 | 0.51057 | 0.81344 | 0.1278 | 0.90889 | 0.72682 | 0.91877 | 0.24982 | 0.16492 | 0.88467 | 0.39496 | 0.2289 | 0.90564 | 0.12599 | 0.85333 | 0.17892 | 0.53587 | 0.51057 | 0.78981 | 0.1278 | 0
Sep | 30 | 18 | Weekend | Saturday | 0.7768 | 0.86134 | 0.85624 | 0.97755 | 1 | 0.97755 | 0.97755 | 0.39966 | 0.97755 | 0.7768 | 0.7768 | 0.78816 | 0.75504 | 0.90755 | 0.2193 | 0.22819 | 0.93736 | 0.47192 | 0.25057 | 0.9671 | 0.11954 | 0.88588 | 0.29548 | 0.39966 | 0.45244 | 0.76273 | 0.21892 | 0.81069 | 0.73516 | 0.93964 | 0.2195 | 0.22923 | 0.93279 | 0.43512 | 0.25395 | 0.97069 | 0.12043 | 0.91783 | 0.2939 | 0.39966 | 0.45244 | 0.72681 | 0.21892 | 0
Sep | 30 | 19 | Weekend | Saturday | 0.77091 | 0.85552 | 0.83177 | 1 | 1 | 1 | 1 | 0.37549 | 1 | 0.77091 | 0.77091 | 0.77826 | 0.71627 | 0.93479 | 0.22059 | 0.23363 | 0.91782 | 0.42474 | 0.2521 | 0.79626 | 0.118 | 0.94178 | 0.30339 | 0.37549 | 0.42925 | 0.72723 | 0.22372 | 0.80615 | 0.68431 | 0.97248 | 0.22079 | 0.23303 | 0.91802 | 0.38459 | 0.25528 | 0.79699 | 0.11807 | 0.97962 | 0.29995 | 0.37549 | 0.42925 | 0.68402 | 0.22372 | 0
Sep | 30 | 20 | Weekend | Saturday | 0.73948 | 0.80259 | 0.80249 | 0.96951 | 1 | 0.96951 | 0.96951 | 0.22748 | 0.96951 | 0.73948 | 0.73948 | 0.7455 | 0.71688 | 0.90124 | 0.20414 | 0.23245 | 0.78533 | 0.37509 | 0.25134 | 0.79532 | 0.12321 | 0.92303 | 0.30435 | 0.22748 | 0.29691 | 0.57567 | 0.22372 | 0.79454 | 0.68442 | 0.93089 | 0.20411 | 0.23303 | 0.78807 | 0.33595 | 0.25463 | 0.79299 | 0.11781 | 0.95703 | 0.29995 | 0.22748 | 0.29691 | 0.55931 | 0.22372 | 0
Sep | 30 | 21 | Weekend | Saturday | 0.66743 | 0.71772 | 0.7683 | 0.88549 | 1 | 0.88549 | 0.88549 | 0.18608 | 0.88549 | 0.66743 | 0.66743 | 0.69278 | 0.71254 | 0.85452 | 0.18727 | 0.23316 | 0.62055 | 0.37117 | 0.25053 | 0.78301 | 0.11684 | 0.71746 | 0.30243 | 0.18608 | 0.25515 | 0.37961 | 0.22372 | 0.78528 | 0.67542 | 0.81238 | 0.18742 | 0.23303 | 0.61809 | 0.32131 | 0.2538 | 0.78643 | 0.11744 | 0.7298 | 0.29995 | 0.18608 | 0.25515 | 0.3836 | 0.22372 | 0
Sep | 30 | 22 | Weekend | Saturday | 0.64412 | 0.67711 | 0.72834 | 0.75843 | 1 | 0.75843 | 0.75843 | 0.18608 | 0.75843 | 0.64412 | 0.64412 | 0.65861 | 0.7111 | 0.65435 | 0.17063 | 0.23292 | 0.46458 | 0.35388 | 0.25358 | 0.81128 | 0.11767 | 0.4826 | 0.30339 | 0.18608 | 0.25515 | 0.48187 | 0.22372 | 0.79881 | 0.67342 | 0.65262 | 0.17074 | 0.23303 | 0.4718 | 0.30728 | 0.25691 | 0.82255 | 0.11828 | 0.49157 | 0.29995 | 0.18608 | 0.25515 | 0.48734 | 0.22372 | 0
Sep | 30 | 23 | Weekend | Saturday | 0.59463 | 0.66531 | 0.71393 | 0.65003 | 1 | 0.65003 | 0.65003 | 0.1863 | 0.65003 | 0.59463 | 0.59463 | 0.48709 | 0.67383 | 0.39657 | 0.22182 | 0.27193 | 0.38519 | 0.38099 | 0.30086 | 0.53731 | 0.18298 | 0.39651 | 0.3748 | 0.1863 | 0.25319 | 0.35871 | 0.25634 | 0.47447 | 0.63372 | 0.39809 | 0.22315 | 0.27241 | 0.38951 | 0.32668 | 0.32098 | 0.48334 | 0.20364 | 0.39733 | 0.37024 | 0.20404 | 0.28728 | 0.39452 | 0.23687 | 0
Oct | 1 | 24 | Weekend | Sunday | 0.59045 | 0.72764 | 0.70779 | 0.51624 | 1 | 0.51624 | 0.51624 | 0.19044 | 0.51624 | 0.59045 | 0.59045 | 0.23705 | 0.66575 | 0.38667 | 0.20298 | 0.25398 | 0.3723 | 0.39539 | 0.30082 | 0.30256 | 0.18464 | 0.38893 | 0.35141 | 0.19044 | 0.25664 | 0.32729 | 0.26274 | 0.31236 | 0.62346 | 0.40623 | 0.20415 | 0.25436 | 0.37352 | 0.33729 | 0.32094 | 0.33633 | 0.20362 | 0.39693 | 0.35 | 0.20858 | 0.2912 | 0.35941 | 0.23791 | 0
Oct | 1 | 1 | Weekend | Sunday | 0.58495 | 0.6956 | 0.69455 | 0.48757 | 1 | 0.48757 | 0.48757 | 0.19044 | 0.48757 | 0.58495 | 0.58495 | 0.23769 | 0.66115 | 0.35361 | 0.20286 | 0.25398 | 0.3669 | 0.38419 | 0.30029 | 0.30395 | 0.18336 | 0.35326 | 0.35477 | 0.19044 | 0.25664 | 0.32287 | 0.26599 | 0.31289 | 0.61867 | 0.3662 | 0.20415 | 0.25436 | 0.36588 | 0.32805 | 0.3209 | 0.33726 | 0.2036 | 0.34493 | 0.35 | 0.20858 | 0.2912 | 0.35521 | 0.23841 | 0
Oct | 1 | 2 | Weekend | Sunday | 0.58631 | 0.68493 | 0.68659 | 0.47189 | 1 | 0.47189 | 0.47189 | 0.19044 | 0.47189 | 0.58631 | 0.58631 | 0.23756 | 0.65575 | 0.35731 | 0.20292 | 0.25398 | 0.3683 | 0.40993 | 0.30025 | 0.30312 | 0.18334 | 0.34626 | 0.35365 | 0.19044 | 0.25664 | 0.31952 | 0.27596 | 0.31308 | 0.61158 | 0.3716 | 0.20415 | 0.25436 | 0.363 | 0.34714 | 0.32086 | 0.33758 | 0.20358 | 0.34153 | 0.35 | 0.20858 | 0.2912 | 0.35138 | 0.23996 | 0
Oct | 1 | 3 | Weekend | Sunday | 0.58404 | 0.68559 | 0.68701 | 0.45558 | 1 | 0.45558 | 0.45558 | 0.19044 | 0.45558 | 0.58404 | 0.58404 | 0.23992 | 0.66121 | 0.3938 | 0.21332 | 0.25373 | 0.42044 | 0.48125 | 0.30194 | 0.30911 | 0.18446 | 0.36287 | 0.35141 | 0.19044 | 0.25664 | 0.34108 | 0.27631 | 0.31641 | 0.61897 | 0.40016 | 0.21463 | 0.25436 | 0.41427 | 0.41299 | 0.32214 | 0.34305 | 0.20436 | 0.35659 | 0.35 | 0.20858 | 0.2912 | 0.37471 | 0.23997 | 0
Oct | 1 | 4 | Weekend | Sunday | 0.59177 | 0.69589 | 0.7072 | 0.47036 | 1 | 0.47036 | 0.47036 | 0.19044 | 0.47036 | 0.59177 | 0.59177 | 0.53905 | 0.66152 | 0.42707 | 0.23447 | 0.25424 | 0.54335 | 0.56652 | 0.30135 | 0.56814 | 0.18398 | 0.40535 | 0.35477 | 0.19044 | 0.25664 | 0.33752 | 0.28322 | 0.48289 | 0.61979 | 0.42425 | 0.23561 | 0.25436 | 0.52477 | 0.46728 | 0.32204 | 0.48583 | 0.2043 | 0.39695 | 0.35 | 0.20858 | 0.2912 | 0.3712 | 0.24107 | 0
Oct | 1 | 5 | Weekend | Sunday | 0.57938 | 0.73318 | 0.77038 | 0.59438 | 1 | 0.59438 | 0.59438 | 0.38023 | 0.59438 | 0.57938 | 0.57938 | 0.80334 | 0.69423 | 0.61489 | 0.39417 | 0.44366 | 0.71389 | 0.62784 | 0.29761 | 0.97891 | 0.18102 | 0.58409 | 0.45993 | 0.38023 | 0.4552 | 0.65087 | 0.2629 | 0.80829 | 0.66588 | 0.62314 | 0.36075 | 0.44512 | 0.64293 | 0.56119 | 0.31749 | 0.97883 | 0.20146 | 0.59153 | 0.44363 | 0.29179 | 0.34372 | 0.51199 | 0.22733 | 0
Oct | 1 | 6 | Weekend | Sunday | 0.62615 | 0.79095 | 0.8706 | 0.73053 | 0.55754 | 0.73053 | 0.73053 | 0.28836 | 0.73053 | 0.62615 | 0.62615 | 0.85456 | 0.74662 | 0.80946 | 0.3833 | 0.34343 | 0.6793 | 0.63074 | 0.25619 | 0.88739 | 0.15829 | 0.71091 | 0.31583 | 0.28836 | 0.29721 | 0.65126 | 0.23811 | 0.90259 | 0.70231 | 0.76829 | 0.3531 | 0.34115 | 0.60207 | 0.57361 | 0.27405 | 0.90895 | 0.17429 | 0.71735 | 0.27667 | 0.22986 | 0.21113 | 0.52177 | 0.178 | 0
Oct | 1 | 7 | Weekend | Sunday | 0.69928 | 0.83983 | 0.94348 | 0.72611 | 0.0044583 | 0.72611 | 0.72611 | 0.66091 | 0.72611 | 0.69928 | 0.69928 | 0.86785 | 0.78166 | 1 | 0.50808 | 0.39851 | 0.62387 | 0.69962 | 0.25605 | 0.71795 | 0.15648 | 1 | 0.35144 | 0.66091 | 0.66612 | 0.77861 | 0.21278 | 0.901 | 0.75307 | 0.91543 | 0.49096 | 0.3985 | 0.54799 | 0.66532 | 0.27234 | 0.7306 | 0.17321 | 0.99835 | 0.33043 | 0.48718 | 0.4385 | 0.69198 | 0.17834 | 0
Oct | 1 | 8 | Weekend | Sunday | 0.77234 | 0.88714 | 0.97543 | 0.68405 | 0.0044583 | 0.68405 | 0.68405 | 0.67213 | 0.68405 | 0.77234 | 0.77234 | 0.72928 | 0.82258 | 0.83098 | 0.46146 | 0.37577 | 0.55017 | 0.73206 | 0.25576 | 0.70807 | 0.15659 | 0.85759 | 0.34223 | 0.67213 | 0.65091 | 0.74315 | 0.25652 | 0.73743 | 0.80213 | 0.79927 | 0.44955 | 0.37603 | 0.48757 | 0.70159 | 0.27256 | 0.73156 | 0.17334 | 0.86019 | 0.33032 | 0.61666 | 0.58129 | 0.68123 | 0.24196 | 0
Oct | 1 | 9 | Weekend | Sunday | 0.86879 | 0.92223 | 0.98716 | 0.62331 | 0.0044583 | 0.62331 | 0.62331 | 0.74898 | 0.62331 | 0.86879 | 0.86879 | 0.90781 | 0.83203 | 0.70071 | 0.47933 | 0.36441 | 0.48241 | 0.72777 | 0.25776 | 0.85608 | 0.21234 | 0.61609 | 0.3387 | 0.74898 | 0.70881 | 0.81923 | 0.24694 | 0.89846 | 0.81464 | 0.69553 | 0.47073 | 0.36516 | 0.4302 | 0.70634 | 0.27262 | 0.90821 | 0.2297 | 0.60769 | 0.33034 | 0.75903 | 0.72984 | 0.79565 | 0.24154 | 0
Oct | 1 | 10 | Weekend | Sunday | 0.95798 | 0.9565 | 0.99713 | 0.60425 | 0.0044583 | 0.60425 | 0.60425 | 0.71975 | 0.60425 | 0.95798 | 0.95798 | 0.89166 | 0.83721 | 0.65855 | 0.57178 | 0.39573 | 0.47452 | 0.74498 | 0.26001 | 0.88591 | 0.23503 | 0.59407 | 0.33694 | 0.71975 | 0.66261 | 0.89843 | 0.24338 | 0.9142 | 0.82249 | 0.68386 | 0.56526 | 0.39562 | 0.44402 | 0.72589 | 0.27816 | 0.94996 | 0.25939 | 0.58861 | 0.33058 | 0.76185 | 0.72984 | 0.90707 | 0.24154 | 0
Oct | 1 | 11 | Weekend | Sunday | 1 | 0.98006 | 1 | 0.60595 | 0.0044583 | 0.60595 | 0.60595 | 0.7903 | 0.60595 | 1 | 1 | 0.87364 | 0.82854 | 0.63199 | 0.62124 | 0.41633 | 0.46729 | 0.72528 | 0.26434 | 0.86088 | 0.23338 | 0.59205 | 0.27602 | 0.7903 | 0.73245 | 0.88427 | 0.17203 | 0.90532 | 0.81497 | 0.68789 | 0.61575 | 0.41737 | 0.44847 | 0.70873 | 0.28021 | 0.9291 | 0.25629 | 0.59486 | 0.27043 | 0.86155 | 0.83008 | 0.91199 | 0.16979 | 0
Oct | 1 | 12 | Weekend | Sunday | 0.9882 | 0.98779 | 0.99315 | 0.61407 | 0.0044583 | 0.61407 | 0.61407 | 0.79557 | 0.61407 | 0.9882 | 0.9882 | 0.7247 | 0.81817 | 0.6035 | 0.60806 | 0.41932 | 0.45692 | 0.7581 | 0.26148 | 0.85884 | 0.25656 | 0.59725 | 0.27805 | 0.79557 | 0.73974 | 0.87163 | 0.17032 | 0.74702 | 0.8055 | 0.65247 | 0.60322 | 0.4196 | 0.44505 | 0.74721 | 0.28026 | 0.92872 | 0.28178 | 0.6023 | 0.27075 | 0.86711 | 0.83857 | 0.91059 | 0.16979 | 0
Oct | 1 | 13 | Weekend | Sunday | 0.9717 | 0.99423 | 0.99629 | 0.6031 | 0.0044583 | 0.6031 | 0.6031 | 0.79907 | 0.6031 | 0.9717 | 0.9717 | 0.67752 | 0.81429 | 0.6124 | 0.54327 | 0.33919 | 0.45331 | 0.75625 | 0.27072 | 0.69317 | 0.27398 | 0.60725 | 0.27758 | 0.79907 | 0.74733 | 0.84781 | 0.16912 | 0.74304 | 0.80389 | 0.66556 | 0.53628 | 0.33979 | 0.44881 | 0.74485 | 0.28706 | 0.74882 | 0.30351 | 0.60823 | 0.27081 | 0.87399 | 0.84781 | 0.89454 | 0.16979 | 0
Oct | 1 | 14 | Weekend | Sunday | 0.96094 | 1 | 0.98107 | 0.60306 | 0.0044583 | 0.60306 | 0.60306 | 0.80075 | 0.60306 | 0.96094 | 0.96094 | 0.71315 | 0.78518 | 0.61346 | 0.53757 | 0.31839 | 0.49178 | 0.76242 | 0.26762 | 0.69226 | 0.28285 | 0.59795 | 0.27474 | 0.80075 | 0.74987 | 0.83178 | 0.16868 | 0.74333 | 0.78097 | 0.66811 | 0.53052 | 0.31888 | 0.48508 | 0.75515 | 0.28686 | 0.74859 | 0.31151 | 0.60498 | 0.27045 | 0.87699 | 0.85082 | 0.87975 | 0.16979 | 0
Oct | 1 | 15 | Weekend | Sunday | 0.92364 | 0.98793 | 0.95281 | 0.65895 | 0.0044583 | 0.65895 | 0.65895 | 0.79484 | 0.65895 | 0.92364 | 0.92364 | 0.90341 | 0.7831 | 0.64548 | 0.56016 | 0.30292 | 0.66101 | 0.71548 | 0.26472 | 0.6893 | 0.2608 | 0.59109 | 0.27622 | 0.79484 | 0.74553 | 0.83121 | 0.096035 | 0.91549 | 0.77776 | 0.73066 | 0.55258 | 0.30331 | 0.66209 | 0.69976 | 0.28218 | 0.74487 | 0.29025 | 0.63612 | 0.26979 | 0.87051 | 0.8459 | 0.87688 | 0.097885 | 0
Oct | 1 | 16 | Weekend | Sunday | 0.84585 | 0.94712 | 0.92556 | 0.76254 | 0.55754 | 0.76254 | 0.76254 | 0.73084 | 0.76254 | 0.84585 | 0.84585 | 0.92196 | 0.76353 | 0.70587 | 0.47289 | 0.3066 | 0.85631 | 0.67099 | 0.26819 | 0.85915 | 0.22693 | 0.67106 | 0.28036 | 0.73084 | 0.69561 | 0.79205 | 0.12048 | 0.92759 | 0.75406 | 0.78532 | 0.45958 | 0.30727 | 0.85672 | 0.65221 | 0.28539 | 0.93025 | 0.25162 | 0.72034 | 0.27456 | 0.79348 | 0.78243 | 0.81721 | 0.1228 | 0
Oct | 1 | 17 | Weekend | Sunday | 0.80111 | 0.91389 | 0.89989 | 0.89436 | 1 | 0.89436 | 0.89436 | 0.65626 | 0.89436 | 0.80111 | 0.80111 | 0.98397 | 0.76032 | 0.85138 | 0.29334 | 0.24598 | 1 | 0.51102 | 0.29637 | 0.92463 | 0.21773 | 0.8573 | 0.33855 | 0.65626 | 0.6714 | 0.82666 | 0.21824 | 1 | 0.74288 | 0.94764 | 0.29527 | 0.24605 | 1 | 0.4868 | 0.31825 | 0.99523 | 0.24092 | 0.92297 | 0.33588 | 0.7011 | 0.74022 | 0.83007 | 0.22244 | 0
Oct | 1 | 18 | Weekend | Sunday | 0.80623 | 0.91878 | 0.87336 | 0.98466 | 1 | 0.98466 | 0.98466 | 0.48289 | 0.98466 | 0.80623 | 0.80623 | 0.79953 | 0.75637 | 0.88672 | 0.27583 | 0.25373 | 0.97628 | 0.51942 | 0.30391 | 0.9312 | 0.19443 | 0.8777 | 0.35365 | 0.48289 | 0.53178 | 0.74435 | 0.22801 | 0.83698 | 0.73602 | 0.95474 | 0.27756 | 0.25436 | 0.97831 | 0.49008 | 0.32322 | 1 | 0.21592 | 0.93645 | 0.35 | 0.51299 | 0.58217 | 0.7247 | 0.23241 | 0
Oct | 1 | 19 | Weekend | Sunday | 0.79386 | 0.9073 | 0.84849 | 1 | 1 | 1 | 1 | 0.45758 | 1 | 0.79386 | 0.79386 | 0.78861 | 0.7178 | 0.92308 | 0.27583 | 0.25424 | 0.95312 | 0.48646 | 0.3023 | 0.77068 | 0.19239 | 0.93719 | 0.35365 | 0.45758 | 0.51185 | 0.71095 | 0.22801 | 0.82862 | 0.68714 | 1 | 0.27756 | 0.25436 | 0.96044 | 0.44041 | 0.32306 | 0.82176 | 0.21318 | 1 | 0.35 | 0.47507 | 0.54256 | 0.6804 | 0.23241 | 0
Oct | 1 | 20 | Weekend | Sunday | 0.76248 | 0.86588 | 0.8224 | 0.91272 | 1 | 0.91272 | 0.91272 | 0.24663 | 0.91272 | 0.76248 | 0.76248 | 0.76688 | 0.71186 | 0.89094 | 0.25521 | 0.25424 | 0.81335 | 0.40967 | 0.30056 | 0.772 | 0.19405 | 0.919 | 0.35365 | 0.24663 | 0.31246 | 0.57609 | 0.23086 | 0.81894 | 0.67799 | 0.95613 | 0.25658 | 0.25436 | 0.82235 | 0.37001 | 0.32223 | 0.81625 | 0.20439 | 0.97513 | 0.35 | 0.27012 | 0.35453 | 0.56388 | 0.23286 | 0
Oct | 1 | 21 | Weekend | Sunday | 0.68946 | 0.78566 | 0.79046 | 0.81842 | 1 | 0.81842 | 0.81842 | 0.19044 | 0.81842 | 0.68946 | 0.68946 | 0.73157 | 0.70347 | 0.84359 | 0.23417 | 0.25373 | 0.64363 | 0.41504 | 0.30199 | 0.76608 | 0.18378 | 0.71019 | 0.35365 | 0.19044 | 0.25664 | 0.33249 | 0.23357 | 0.81244 | 0.66579 | 0.82226 | 0.23561 | 0.25436 | 0.64422 | 0.35709 | 0.32117 | 0.80934 | 0.20372 | 0.73618 | 0.35 | 0.20858 | 0.2912 | 0.36566 | 0.23329 | 0
Oct | 1 | 22 | Weekend | Sunday | 0.66086 | 0.75281 | 0.75221 | 0.7037 | 1 | 0.7037 | 0.7037 | 0.19044 | 0.7037 | 0.66086 | 0.66086 | 0.70633 | 0.70268 | 0.61465 | 0.21332 | 0.25398 | 0.48358 | 0.38644 | 0.3037 | 0.80308 | 0.18478 | 0.47489 | 0.35365 | 0.19044 | 0.25664 | 0.442 | 0.23578 | 0.82686 | 0.66392 | 0.61928 | 0.21463 | 0.25436 | 0.49274 | 0.33391 | 0.32507 | 0.84763 | 0.20517 | 0.48661 | 0.35 | 0.20858 | 0.2912 | 0.48566 | 0.23363 | 0
Oct | 1 | 23 | Weekend | Sunday | 0.61896 | 0.75232 | 0.73656 | 0.58953 | 1 | 0.58953 | 0.58953 | 0.19519 | 0.58953 | 0.61896 | 0.61896 | 0.52485 | 0.66802 | 0.40429 | 0.23382 | 0.28306 | 0.38437 | 0.42105 | 0.30037 | 0.56594 | 0.18359 | 0.39126 | 0.38612 | 0.19519 | 0.2606 | 0.33694 | 0.2589 | 0.4737 | 0.62573 | 0.40144 | 0.23525 | 0.28389 | 0.38655 | 0.36291 | 0.32084 | 0.48164 | 0.20355 | 0.3863 | 0.38312 | 0.21378 | 0.29569 | 0.3706 | 0.23729 | 0
Oct | 2 | 24 | Weekday | Monday | 0.58761 | 0.71656 | 0.655 | 0.51481 | 1 | 0.51481 | 0.51481 | 0.19392 | 0.51481 | 0.58761 | 0.58761 | 0.23658 | 0.66502 | 0.36688 | 0.24343 | 0.29287 | 0.36994 | 0.37382 | 0.30153 | 0.30102 | 0.18375 | 0.36742 | 0.39545 | 0.19392 | 0.25955 | 0.31262 | 0.26687 | 0.31167 | 0.62151 | 0.37633 | 0.24497 | 0.29312 | 0.36998 | 0.32725 | 0.32081 | 0.33506 | 0.20354 | 0.36105 | 0.39346 | 0.21239 | 0.29449 | 0.34373 | 0.23856 | 0
Oct | 2 | 1 | Weekday | Monday | 0.57978 | 0.68296 | 0.64549 | 0.48202 | 1 | 0.48202 | 0.48202 | 0.19392 | 0.48202 | 0.57978 | 0.57978 | 0.23671 | 0.66054 | 0.34702 | 0.24344 | 0.29234 | 0.3642 | 0.42772 | 0.30069 | 0.30279 | 0.18408 | 0.34519 | 0.39774 | 0.19392 | 0.25955 | 0.30965 | 0.27268 | 0.31217 | 0.61577 | 0.35481 | 0.24497 | 0.29312 | 0.3614 | 0.36702 | 0.32076 | 0.33601 | 0.20352 | 0.33568 | 0.39346 | 0.21239 | 0.29449 | 0.34035 | 0.23942 | 0
Oct | 2 | 2 | Weekday | Monday | 0.57819 | 0.66979 | 0.64066 | 0.46463 | 1 | 0.46463 | 0.46463 | 0.19392 | 0.46463 | 0.57819 | 0.57819 | 0.2372 | 0.65914 | 0.3441 | 0.24341 | 0.29255 | 0.36561 | 0.38257 | 0.30105 | 0.30243 | 0.18371 | 0.34647 | 0.39682 | 0.19392 | 0.25955 | 0.3075 | 0.28109 | 0.31239 | 0.61359 | 0.35261 | 0.24497 | 0.29312 | 0.35727 | 0.33413 | 0.32071 | 0.33638 | 0.2035 | 0.33214 | 0.39346 | 0.21239 | 0.29449 | 0.33798 | 0.24075 | 0
Oct | 2 | 3 | Weekday | Monday | 0.57421 | 0.66871 | 0.64181 | 0.44863 | 1 | 0.44863 | 0.44863 | 0.19392 | 0.44863 | 0.57421 | 0.57421 | 0.24255 | 0.71057 | 0.37073 | 0.25386 | 0.29255 | 0.41647 | 0.55246 | 0.30428 | 0.31377 | 0.18547 | 0.36097 | 0.395 | 0.19392 | 0.25955 | 0.34992 | 0.28445 | 0.32008 | 0.6725 | 0.3716 | 0.25546 | 0.29312 | 0.40615 | 0.48375 | 0.32398 | 0.34909 | 0.20546 | 0.34539 | 0.39346 | 0.21239 | 0.29449 | 0.38495 | 0.24124 | 0
Oct | 2 | 4 | Weekday | Monday | 0.57817 | 0.67215 | 0.65701 | 0.45225 | 1 | 0.45225 | 0.45225 | 0.19392 | 0.45225 | 0.57817 | 0.57817 | 0.55925 | 0.76278 | 0.46363 | 0.29516 | 0.31203 | 0.5381 | 0.68864 | 0.30364 | 0.59762 | 0.1854 | 0.43235 | 0.41925 | 0.19392 | 0.25955 | 0.34774 | 0.28925 | 0.48052 | 0.67306 | 0.43748 | 0.29684 | 0.31251 | 0.51404 | 0.56677 | 0.3235 | 0.48702 | 0.20518 | 0.41843 | 0.41519 | 0.21239 | 0.29449 | 0.38227 | 0.24202 | 0
Oct | 2 | 5 | Weekday | Monday | 0.56391 | 0.69692 | 0.70225 | 0.55013 | 1 | 0.55013 | 0.55013 | 0.82052 | 0.55013 | 0.56391 | 0.56391 | 0.82365 | 0.85982 | 0.77617 | 0.47966 | 0.65364 | 0.70673 | 0.84549 | 0.61604 | 1 | 0.66765 | 0.7191 | 0.59469 | 0.82052 | 0.92158 | 0.71807 | 0.46926 | 0.80392 | 0.82348 | 0.74022 | 0.40715 | 0.65617 | 0.62857 | 0.7896 | 0.36833 | 0.97586 | 0.35843 | 0.72026 | 0.56872 | 0.41586 | 0.428 | 0.56697 | 0.37258 | 0
Oct | 2 | 6 | Weekday | Monday | 0.59647 | 0.74031 | 0.77401 | 0.65469 | 0.50223 | 0.65469 | 0.65469 | 0.70667 | 0.65469 | 0.59647 | 0.59647 | 0.91721 | 0.92076 | 0.98295 | 0.54041 | 0.66517 | 0.67873 | 0.92915 | 0.82204 | 0.92424 | 0.8613 | 0.85563 | 0.56534 | 0.70667 | 0.73856 | 0.70159 | 0.61436 | 0.88233 | 0.89664 | 0.90743 | 0.47794 | 0.66044 | 0.59324 | 0.89198 | 0.68352 | 0.89546 | 0.62905 | 0.86407 | 0.49319 | 0.41853 | 0.36661 | 0.56045 | 0.55432 | 0
Oct | 2 | 7 | Weekday | Monday | 0.64563 | 0.76864 | 0.82393 | 0.67995 | 0.0044583 | 0.67995 | 0.67995 | 0.84006 | 0.67995 | 0.64563 | 0.64563 | 0.92722 | 0.95153 | 0.83951 | 0.95548 | 1 | 0.65241 | 0.95096 | 0.99893 | 0.75645 | 0.92987 | 0.77401 | 0.96904 | 0.84006 | 0.85528 | 0.90609 | 0.85333 | 0.88042 | 0.9344 | 0.78907 | 0.93833 | 1 | 0.56961 | 0.92383 | 0.93419 | 0.72006 | 0.79384 | 0.7583 | 0.96421 | 0.64789 | 0.60415 | 0.81886 | 0.8275 | 0
Oct | 2 | 8 | Weekday | Monday | 0.70062 | 0.80348 | 0.84561 | 0.71054 | 0.0044583 | 0.71054 | 0.71054 | 1 | 0.71054 | 0.70062 | 0.70062 | 0.75372 | 0.98015 | 0.73911 | 0.93366 | 0.90676 | 0.57895 | 0.99774 | 0.98643 | 0.73493 | 0.9156 | 0.73347 | 0.96879 | 1 | 1 | 0.95637 | 1 | 0.72314 | 0.96863 | 0.7252 | 0.92468 | 0.90761 | 0.50829 | 0.98578 | 0.94168 | 0.72103 | 0.81828 | 0.72771 | 0.96759 | 0.93671 | 0.91563 | 0.9131 | 0.99981 | 0
Oct | 2 | 9 | Weekday | Monday | 0.77832 | 0.84061 | 0.85431 | 0.69797 | 0.0044583 | 0.69797 | 0.69797 | 0.98976 | 0.69797 | 0.77832 | 0.77832 | 0.92637 | 0.99196 | 0.61403 | 0.92552 | 0.88874 | 0.50844 | 0.99887 | 1 | 0.86791 | 0.93293 | 0.56095 | 0.97659 | 0.98976 | 0.97278 | 0.91968 | 0.99137 | 0.88191 | 0.98391 | 0.6103 | 0.91951 | 0.88964 | 0.44641 | 0.98875 | 0.97469 | 0.89642 | 0.87099 | 0.54517 | 0.97589 | 0.97443 | 0.95784 | 0.8925 | 0.99981 | 0
Oct | 2 | 10 | Weekday | Monday | 0.85029 | 0.87594 | 0.863 | 0.69531 | 0.0044583 | 0.69531 | 0.69531 | 0.95086 | 0.69531 | 0.85029 | 0.85029 | 0.91484 | 0.99954 | 0.58103 | 0.9503 | 0.90636 | 0.49855 | 1 | 0.99101 | 0.88953 | 0.93909 | 0.55602 | 0.98536 | 0.95086 | 0.91703 | 1 | 0.98744 | 0.90233 | 0.99457 | 0.60678 | 0.94538 | 0.90684 | 0.45687 | 0.99691 | 0.99261 | 0.93972 | 0.90963 | 0.54769 | 0.98475 | 0.97466 | 0.95802 | 1 | 0.99981 | 0
Oct | 2 | 11 | Weekday | Monday | 0.88246 | 0.90481 | 0.86582 | 0.69084 | 0.0044583 | 0.69084 | 0.69084 | 0.93518 | 0.69084 | 0.88246 | 0.88246 | 0.88251 | 0.97708 | 0.58427 | 0.9219 | 0.91324 | 0.48465 | 0.95817 | 0.992 | 0.85465 | 0.96482 | 0.56151 | 0.94574 | 0.93518 | 0.89436 | 0.93969 | 0.89457 | 0.8992 | 0.97283 | 0.61426 | 0.9148 | 0.91281 | 0.45443 | 0.95134 | 1 | 0.91611 | 0.95212 | 0.55253 | 0.94091 | 0.97541 | 0.95952 | 0.94527 | 0.90637 | 0
Oct | 2 | 12 | Weekday | Monday | 0.86406 | 0.91547 | 0.8627 | 0.6906 | 0.0044583 | 0.6906 | 0.6906 | 0.92553 | 0.6906 | 0.86406 | 0.86406 | 0.73085 | 1 | 0.56573 | 0.96737 | 0.91966 | 0.47476 | 0.99513 | 0.99309 | 0.84425 | 0.98668 | 0.56082 | 0.99897 | 0.92553 | 0.88095 | 0.92911 | 0.98391 | 0.73848 | 0.99781 | 0.59345 | 0.96508 | 0.91916 | 0.45336 | 0.99788 | 0.98681 | 0.9097 | 0.97616 | 0.55795 | 0.99711 | 0.97748 | 0.96182 | 0.9412 | 0.99981 | 0
Oct | 2 | 13 | Weekday | Monday | 0.83775 | 0.92108 | 0.8642 | 0.67884 | 0.0044583 | 0.67884 | 0.67884 | 0.92302 | 0.67884 | 0.83775 | 0.83775 | 0.70314 | 0.9981 | 0.57204 | 0.9758 | 0.88196 | 0.46489 | 0.99725 | 0.99278 | 0.69055 | 1 | 0.56187 | 0.99936 | 0.92302 | 0.87845 | 0.91058 | 0.98317 | 0.73594 | 0.99842 | 0.6008 | 0.97728 | 0.88326 | 0.45102 | 1 | 0.99528 | 0.73182 | 1 | 0.55913 | 0.99935 | 0.98022 | 0.96505 | 0.92492 | 0.99985 | 0
Oct | 2 | 14 | Weekday | Monday | 0.824 | 0.92741 | 0.85395 | 0.67052 | 0.0044583 | 0.67052 | 0.67052 | 0.91915 | 0.67052 | 0.824 | 0.824 | 0.75126 | 0.99634 | 0.5664 | 0.97159 | 0.8766 | 0.49921 | 0.96098 | 0.98983 | 0.69683 | 0.98885 | 0.56139 | 1 | 0.91915 | 0.87609 | 0.89496 | 0.98327 | 0.73355 | 0.99788 | 0.59287 | 0.97315 | 0.87808 | 0.48368 | 0.97607 | 0.98385 | 0.72987 | 0.99766 | 0.55592 | 1 | 0.98192 | 0.96801 | 0.91077 | 1 | 0
Oct | 2 | 15 | Weekday | Monday | 0.79898 | 0.92212 | 0.83728 | 0.71385 | 0.0044583 | 0.71385 | 0.71385 | 0.9204 | 0.71385 | 0.79898 | 0.79898 | 0.93145 | 0.998 | 0.58998 | 1 | 0.89395 | 0.66558 | 0.9574 | 0.93598 | 0.69571 | 0.91361 | 0.55364 | 0.99703 | 0.9204 | 0.88231 | 0.89601 | 0.98368 | 0.89096 | 1 | 0.64594 | 1 | 0.89458 | 0.65928 | 0.97278 | 0.95324 | 0.7255 | 0.94725 | 0.58984 | 0.99608 | 0.98041 | 0.96736 | 0.90833 | 0.99987 | 0
Oct | 2 | 16 | Weekday | Monday | 0.75396 | 0.8946 | 0.82184 | 0.8 | 0.50223 | 0.8 | 0.8 | 0.95149 | 0.8 | 0.75396 | 0.75396 | 0.94457 | 0.99433 | 0.68743 | 0.89295 | 0.84243 | 0.82343 | 0.95902 | 0.71365 | 0.86523 | 0.77319 | 0.67283 | 0.65407 | 0.95149 | 0.93057 | 0.90469 | 0.31465 | 0.90668 | 0.99647 | 0.72721 | 0.88897 | 0.84392 | 0.81464 | 0.97145 | 0.70646 | 0.91569 | 0.75823 | 0.71356 | 0.65076 | 1 | 1 | 0.90711 | 0.32071 | 0
Oct | 2 | 17 | Weekday | Monday | 0.73534 | 0.86787 | 0.80756 | 0.91017 | 1 | 0.91017 | 0.91017 | 0.8636 | 0.91017 | 0.73534 | 0.73534 | 1 | 0.82576 | 0.8953 | 0.75895 | 0.69099 | 0.97183 | 0.65721 | 0.76009 | 0.93776 | 0.77325 | 0.80857 | 0.67027 | 0.8636 | 0.89332 | 0.94162 | 0.2258 | 0.97396 | 0.81433 | 0.89335 | 0.74371 | 0.69225 | 0.96365 | 0.64772 | 0.74008 | 0.98047 | 0.73713 | 0.84255 | 0.66669 | 0.87966 | 0.92654 | 0.93204 | 0.22689 | 0
Oct | 2 | 18 | Weekday | Monday | 0.74724 | 0.87349 | 0.79249 | 0.98508 | 1 | 0.98508 | 0.98508 | 0.86851 | 0.98508 | 0.74724 | 0.74724 | 0.83341 | 0.81735 | 0.87115 | 0.73063 | 0.69455 | 0.94886 | 0.667 | 0.77343 | 0.95129 | 0.7599 | 0.83426 | 0.68153 | 0.86851 | 0.91198 | 0.89716 | 0.23723 | 0.8164 | 0.80349 | 0.90819 | 0.71062 | 0.69658 | 0.94159 | 0.65145 | 0.74006 | 0.98564 | 0.71715 | 0.87585 | 0.67437 | 0.85439 | 0.90218 | 0.86938 | 0.23386 | 0
Oct | 2 | 19 | Weekday | Monday | 0.74968 | 0.86216 | 0.77298 | 0.98392 | 1 | 0.98392 | 0.98392 | 0.823 | 0.98392 | 0.74968 | 0.74968 | 0.82684 | 0.74105 | 0.92848 | 0.61414 | 0.61507 | 0.92935 | 0.59202 | 0.77926 | 0.79778 | 0.7663 | 0.91983 | 0.64406 | 0.823 | 0.87386 | 0.82145 | 0.24442 | 0.8139 | 0.71261 | 0.97842 | 0.58313 | 0.61649 | 0.92613 | 0.54648 | 0.73841 | 0.80962 | 0.70821 | 0.96688 | 0.63031 | 0.78495 | 0.82925 | 0.77505 | 0.235 | 0
Oct | 2 | 20 | Weekday | Monday | 0.73188 | 0.82712 | 0.75179 | 0.88721 | 1 | 0.88721 | 0.88721 | 0.35435 | 0.88721 | 0.73188 | 0.73188 | 0.82384 | 0.7165 | 0.95629 | 0.58979 | 0.62252 | 0.79504 | 0.41747 | 0.30813 | 0.80836 | 0.18664 | 0.8876 | 0.64654 | 0.35435 | 0.41348 | 0.60293 | 0.24628 | 0.81113 | 0.68517 | 0.93879 | 0.55456 | 0.62454 | 0.79148 | 0.39362 | 0.32104 | 0.807 | 0.20368 | 0.91546 | 0.63025 | 0.37452 | 0.45069 | 0.56082 | 0.2353 | 0
Oct | 2 | 21 | Weekday | Monday | 0.67052 | 0.75854 | 0.72748 | 0.79582 | 1 | 0.79582 | 0.79582 | 0.19392 | 0.79582 | 0.67052 | 0.67052 | 0.79862 | 0.67206 | 0.77453 | 0.2949 | 0.31203 | 0.63509 | 0.40383 | 0.3036 | 0.81431 | 0.18454 | 0.64577 | 0.41559 | 0.19392 | 0.25955 | 0.32353 | 0.25913 | 0.80944 | 0.63306 | 0.75239 | 0.29684 | 0.31251 | 0.61929 | 0.35431 | 0.32067 | 0.80432 | 0.20346 | 0.65541 | 0.41519 | 0.21239 | 0.29449 | 0.35557 | 0.23733 | 0
Oct | 2 | 22 | Weekday | Monday | 0.64612 | 0.73349 | 0.69832 | 0.69204 | 1 | 0.69204 | 0.69204 | 0.19392 | 0.69204 | 0.64612 | 0.64612 | 0.77796 | 0.6675 | 0.55314 | 0.25386 | 0.29224 | 0.48537 | 0.37966 | 0.30675 | 0.85872 | 0.18621 | 0.4398 | 0.39865 | 0.19392 | 0.25955 | 0.43318 | 0.26357 | 0.82538 | 0.6269 | 0.54153 | 0.25546 | 0.29312 | 0.47353 | 0.33574 | 0.32492 | 0.84404 | 0.20513 | 0.43615 | 0.39346 | 0.21239 | 0.29449 | 0.47632 | 0.23804 | 0
Oct | 2 | 23 | Weekday | Monday | 0.60649 | 0.7379 | 0.67501 | 0.58216 | 1 | 0.58216 | 0.58216 | 0.19519 | 0.58216 | 0.60649 | 0.60649 | 0.52485 | 0.66802 | 0.40429 | 0.23382 | 0.28306 | 0.38437 | 0.42105 | 0.30037 | 0.56594 | 0.18359 | 0.39126 | 0.38612 | 0.19519 | 0.2606 | 0.33694 | 0.2589 | 0.4737 | 0.62573 | 0.40144 | 0.23525 | 0.28389 | 0.38655 | 0.36291 | 0.32084 | 0.48164 | 0.20355 | 0.3863 | 0.38312 | 0.21378 | 0.29569 | 0.3706 | 0.23729 | 0
Oct | 3 | 24 | Weekday | Tuesday | 0.58761 | 0.71656 | 0.655 | 0.51481 | 1 | 0.51481 | 0.51481 | 0.19392 | 0.51481 | 0.58761 | 0.58761 | 0.23658 | 0.66502 | 0.36688 | 0.24343 | 0.29287 | 0.36994 | 0.37382 | 0.30153 | 0.30102 | 0.18375 | 0.36742 | 0.39545 | 0.19392 | 0.25955 | 0.31262 | 0.26687 | 0.31167 | 0.62151 | 0.37633 | 0.24497 | 0.29312 | 0.36998 | 0.32725 | 0.32081 | 0.33506 | 0.20354 | 0.36105 | 0.39346 | 0.21239 | 0.29449 | 0.34373 | 0.23856 | 0
Oct | 3 | 1 | Weekday | Tuesday | 0.57978 | 0.68296 | 0.64549 | 0.48202 | 1 | 0.48202 | 0.48202 | 0.19392 | 0.48202 | 0.57978 | 0.57978 | 0.23671 | 0.66054 | 0.34702 | 0.24344 | 0.29234 | 0.3642 | 0.42772 | 0.30069 | 0.30279 | 0.18408 | 0.34519 | 0.39774 | 0.19392 | 0.25955 | 0.30965 | 0.27268 | 0.31217 | 0.61577 | 0.35481 | 0.24497 | 0.29312 | 0.3614 | 0.36702 | 0.32076 | 0.33601 | 0.20352 | 0.33568 | 0.39346 | 0.21239 | 0.29449 | 0.34035 | 0.23942 | 0
Oct | 3 | 2 | Weekday | Tuesday | 0.57819 | 0.66979 | 0.64066 | 0.46463 | 1 | 0.46463 | 0.46463 | 0.19392 | 0.46463 | 0.57819 | 0.57819 | 0.2372 | 0.65914 | 0.3441 | 0.24341 | 0.29255 | 0.36561 | 0.38257 | 0.30105 | 0.30243 | 0.18371 | 0.34647 | 0.39682 | 0.19392 | 0.25955 | 0.3075 | 0.28109 | 0.31239 | 0.61359 | 0.35261 | 0.24497 | 0.29312 | 0.35727 | 0.33413 | 0.32071 | 0.33638 | 0.2035 | 0.33214 | 0.39346 | 0.21239 | 0.29449 | 0.33798 | 0.24075 | 0
Oct | 3 | 3 | Weekday | Tuesday | 0.57421 | 0.66871 | 0.64181 | 0.44863 | 1 | 0.44863 | 0.44863 | 0.19392 | 0.44863 | 0.57421 | 0.57421 | 0.24255 | 0.71057 | 0.37073 | 0.25386 | 0.29255 | 0.41647 | 0.55246 | 0.30428 | 0.31377 | 0.18547 | 0.36097 | 0.395 | 0.19392 | 0.25955 | 0.34992 | 0.28445 | 0.32008 | 0.6725 | 0.3716 | 0.25546 | 0.29312 | 0.40615 | 0.48375 | 0.32398 | 0.34909 | 0.20546 | 0.34539 | 0.39346 | 0.21239 | 0.29449 | 0.38495 | 0.24124 | 0
Oct | 3 | 4 | Weekday | Tuesday | 0.57817 | 0.67215 | 0.65701 | 0.45225 | 1 | 0.45225 | 0.45225 | 0.19392 | 0.45225 | 0.57817 | 0.57817 | 0.55925 | 0.76278 | 0.46363 | 0.29516 | 0.31203 | 0.5381 | 0.68864 | 0.30364 | 0.59762 | 0.1854 | 0.43235 | 0.41925 | 0.19392 | 0.25955 | 0.34774 | 0.28925 | 0.48052 | 0.67306 | 0.43748 | 0.29684 | 0.31251 | 0.51404 | 0.56677 | 0.3235 | 0.48702 | 0.20518 | 0.41843 | 0.41519 | 0.21239 | 0.29449 | 0.38227 | 0.24202 | 0
Oct | 3 | 5 | Weekday | Tuesday | 0.56391 | 0.69692 | 0.70225 | 0.55013 | 1 | 0.55013 | 0.55013 | 0.82052 | 0.55013 | 0.56391 | 0.56391 | 0.82365 | 0.85982 | 0.77617 | 0.47966 | 0.65364 | 0.70673 | 0.84549 | 0.61604 | 1 | 0.66765 | 0.7191 | 0.59469 | 0.82052 | 0.92158 | 0.71807 | 0.46926 | 0.80392 | 0.82348 | 0.74022 | 0.40715 | 0.65617 | 0.62857 | 0.7896 | 0.36833 | 0.97586 | 0.35843 | 0.72026 | 0.56872 | 0.41586 | 0.428 | 0.56697 | 0.37258 | 0
Oct | 3 | 6 | Weekday | Tuesday | 0.59647 | 0.74031 | 0.77401 | 0.65469 | 0.50223 | 0.65469 | 0.65469 | 0.70667 | 0.65469 | 0.59647 | 0.59647 | 0.91721 | 0.92076 | 0.98295 | 0.54041 | 0.66517 | 0.67873 | 0.92915 | 0.82204 | 0.92424 | 0.8613 | 0.85563 | 0.56534 | 0.70667 | 0.73856 | 0.70159 | 0.61436 | 0.88233 | 0.89664 | 0.90743 | 0.47794 | 0.66044 | 0.59324 | 0.89198 | 0.68352 | 0.89546 | 0.62905 | 0.86407 | 0.49319 | 0.41853 | 0.36661 | 0.56045 | 0.55432 | 0
Oct | 3 | 7 | Weekday | Tuesday | 0.64563 | 0.76864 | 0.82393 | 0.67995 | 0.0044583 | 0.67995 | 0.67995 | 0.84006 | 0.67995 | 0.64563 | 0.64563 | 0.92722 | 0.95153 | 0.83951 | 0.95548 | 1 | 0.65241 | 0.95096 | 0.99893 | 0.75645 | 0.92987 | 0.77401 | 0.96904 | 0.84006 | 0.85528 | 0.90609 | 0.85333 | 0.88042 | 0.9344 | 0.78907 | 0.93833 | 1 | 0.56961 | 0.92383 | 0.93419 | 0.72006 | 0.79384 | 0.7583 | 0.96421 | 0.64789 | 0.60415 | 0.81886 | 0.8275 | 0
Oct | 3 | 8 | Weekday | Tuesday | 0.70062 | 0.80348 | 0.84561 | 0.71054 | 0.0044583 | 0.71054 | 0.71054 | 1 | 0.71054 | 0.70062 | 0.70062 | 0.75372 | 0.98015 | 0.73911 | 0.93366 | 0.90676 | 0.57895 | 0.99774 | 0.98643 | 0.73493 | 0.9156 | 0.73347 | 0.96879 | 1 | 1 | 0.95637 | 1 | 0.72314 | 0.96863 | 0.7252 | 0.92468 | 0.90761 | 0.50829 | 0.98578 | 0.94168 | 0.72103 | 0.81828 | 0.72771 | 0.96759 | 0.93671 | 0.91563 | 0.9131 | 0.99981 | 0
Oct | 3 | 9 | Weekday | Tuesday | 0.77832 | 0.84061 | 0.85431 | 0.69797 | 0.0044583 | 0.69797 | 0.69797 | 0.98976 | 0.69797 | 0.77832 | 0.77832 | 0.92637 | 0.99196 | 0.61403 | 0.92552 | 0.88874 | 0.50844 | 0.99887 | 1 | 0.86791 | 0.93293 | 0.56095 | 0.97659 | 0.98976 | 0.97278 | 0.91968 | 0.99137 | 0.88191 | 0.98391 | 0.6103 | 0.91951 | 0.88964 | 0.44641 | 0.98875 | 0.97469 | 0.89642 | 0.87099 | 0.54517 | 0.97589 | 0.97443 | 0.95784 | 0.8925 | 0.99981 | 0
Oct | 3 | 10 | Weekday | Tuesday | 0.85029 | 0.87594 | 0.863 | 0.69531 | 0.0044583 | 0.69531 | 0.69531 | 0.95086 | 0.69531 | 0.85029 | 0.85029 | 0.91484 | 0.99954 | 0.58103 | 0.9503 | 0.90636 | 0.49855 | 1 | 0.99101 | 0.88953 | 0.93909 | 0.55602 | 0.98536 | 0.95086 | 0.91703 | 1 | 0.98744 | 0.90233 | 0.99457 | 0.60678 | 0.94538 | 0.90684 | 0.45687 | 0.99691 | 0.99261 | 0.93972 | 0.90963 | 0.54769 | 0.98475 | 0.97466 | 0.95802 | 1 | 0.99981 | 0
Oct | 3 | 11 | Weekday | Tuesday | 0.88246 | 0.90481 | 0.86582 | 0.69084 | 0.0044583 | 0.69084 | 0.69084 | 0.93518 | 0.69084 | 0.88246 | 0.88246 | 0.88251 | 0.97708 | 0.58427 | 0.9219 | 0.91324 | 0.48465 | 0.95817 | 0.992 | 0.85465 | 0.96482 | 0.56151 | 0.94574 | 0.93518 | 0.89436 | 0.93969 | 0.89457 | 0.8992 | 0.97283 | 0.61426 | 0.9148 | 0.91281 | 0.45443 | 0.95134 | 1 | 0.91611 | 0.95212 | 0.55253 | 0.94091 | 0.97541 | 0.95952 | 0.94527 | 0.90637 | 0
Oct | 3 | 12 | Weekday | Tuesday | 0.86406 | 0.91547 | 0.8627 | 0.6906 | 0.0044583 | 0.6906 | 0.6906 | 0.92553 | 0.6906 | 0.86406 | 0.86406 | 0.73085 | 1 | 0.56573 | 0.96737 | 0.91966 | 0.47476 | 0.99513 | 0.99309 | 0.84425 | 0.98668 | 0.56082 | 0.99897 | 0.92553 | 0.88095 | 0.92911 | 0.98391 | 0.73848 | 0.99781 | 0.59345 | 0.96508 | 0.91916 | 0.45336 | 0.99788 | 0.98681 | 0.9097 | 0.97616 | 0.55795 | 0.99711 | 0.97748 | 0.96182 | 0.9412 | 0.99981 | 0
Oct | 3 | 13 | Weekday | Tuesday | 0.83775 | 0.92108 | 0.8642 | 0.67884 | 0.0044583 | 0.67884 | 0.67884 | 0.92302 | 0.67884 | 0.83775 | 0.83775 | 0.70314 | 0.9981 | 0.57204 | 0.9758 | 0.88196 | 0.46489 | 0.99725 | 0.99278 | 0.69055 | 1 | 0.56187 | 0.99936 | 0.92302 | 0.87845 | 0.91058 | 0.98317 | 0.73594 | 0.99842 | 0.6008 | 0.97728 | 0.88326 | 0.45102 | 1 | 0.99528 | 0.73182 | 1 | 0.55913 | 0.99935 | 0.98022 | 0.96505 | 0.92492 | 0.99985 | 0
Oct | 3 | 14 | Weekday | Tuesday | 0.824 | 0.92741 | 0.85395 | 0.67052 | 0.0044583 | 0.67052 | 0.67052 | 0.91915 | 0.67052 | 0.824 | 0.824 | 0.75126 | 0.99634 | 0.5664 | 0.97159 | 0.8766 | 0.49921 | 0.96098 | 0.98983 | 0.69683 | 0.98885 | 0.56139 | 1 | 0.91915 | 0.87609 | 0.89496 | 0.98327 | 0.73355 | 0.99788 | 0.59287 | 0.97315 | 0.87808 | 0.48368 | 0.97607 | 0.98385 | 0.72987 | 0.99766 | 0.55592 | 1 | 0.98192 | 0.96801 | 0.91077 | 1 | 0
Oct | 3 | 15 | Weekday | Tuesday | 0.79898 | 0.92212 | 0.83728 | 0.71385 | 0.0044583 | 0.71385 | 0.71385 | 0.9204 | 0.71385 | 0.79898 | 0.79898 | 0.93145 | 0.998 | 0.58998 | 1 | 0.89395 | 0.66558 | 0.9574 | 0.93598 | 0.69571 | 0.91361 | 0.55364 | 0.99703 | 0.9204 | 0.88231 | 0.89601 | 0.98368 | 0.89096 | 1 | 0.64594 | 1 | 0.89458 | 0.65928 | 0.97278 | 0.95324 | 0.7255 | 0.94725 | 0.58984 | 0.99608 | 0.98041 | 0.96736 | 0.90833 | 0.99987 | 0
Oct | 3 | 16 | Weekday | Tuesday | 0.75396 | 0.8946 | 0.82184 | 0.8 | 0.50223 | 0.8 | 0.8 | 0.95149 | 0.8 | 0.75396 | 0.75396 | 0.94457 | 0.99433 | 0.68743 | 0.89295 | 0.84243 | 0.82343 | 0.95902 | 0.71365 | 0.86523 | 0.77319 | 0.67283 | 0.65407 | 0.95149 | 0.93057 | 0.90469 | 0.31465 | 0.90668 | 0.99647 | 0.72721 | 0.88897 | 0.84392 | 0.81464 | 0.97145 | 0.70646 | 0.91569 | 0.75823 | 0.71356 | 0.65076 | 1 | 1 | 0.90711 | 0.32071 | 0
Oct | 3 | 17 | Weekday | Tuesday | 0.73534 | 0.86787 | 0.80756 | 0.91017 | 1 | 0.91017 | 0.91017 | 0.8636 | 0.91017 | 0.73534 | 0.73534 | 1 | 0.82576 | 0.8953 | 0.75895 | 0.69099 | 0.97183 | 0.65721 | 0.76009 | 0.93776 | 0.77325 | 0.80857 | 0.67027 | 0.8636 | 0.89332 | 0.94162 | 0.2258 | 0.97396 | 0.81433 | 0.89335 | 0.74371 | 0.69225 | 0.96365 | 0.64772 | 0.74008 | 0.98047 | 0.73713 | 0.84255 | 0.66669 | 0.87966 | 0.92654 | 0.93204 | 0.22689 | 0
Oct | 3 | 18 | Weekday | Tuesday | 0.74724 | 0.87349 | 0.79249 | 0.98508 | 1 | 0.98508 | 0.98508 | 0.86851 | 0.98508 | 0.74724 | 0.74724 | 0.83341 | 0.81735 | 0.87115 | 0.73063 | 0.69455 | 0.94886 | 0.667 | 0.77343 | 0.95129 | 0.7599 | 0.83426 | 0.68153 | 0.86851 | 0.91198 | 0.89716 | 0.23723 | 0.8164 | 0.80349 | 0.90819 | 0.71062 | 0.69658 | 0.94159 | 0.65145 | 0.74006 | 0.98564 | 0.71715 | 0.87585 | 0.67437 | 0.85439 | 0.90218 | 0.86938 | 0.23386 | 0
Oct | 3 | 19 | Weekday | Tuesday | 0.74968 | 0.86216 | 0.77298 | 0.98392 | 1 | 0.98392 | 0.98392 | 0.823 | 0.98392 | 0.74968 | 0.74968 | 0.82684 | 0.74105 | 0.92848 | 0.61414 | 0.61507 | 0.92935 | 0.59202 | 0.77926 | 0.79778 | 0.7663 | 0.91983 | 0.64406 | 0.823 | 0.87386 | 0.82145 | 0.24442 | 0.8139 | 0.71261 | 0.97842 | 0.58313 | 0.61649 | 0.92613 | 0.54648 | 0.73841 | 0.80962 | 0.70821 | 0.96688 | 0.63031 | 0.78495 | 0.82925 | 0.77505 | 0.235 | 0
Oct | 3 | 20 | Weekday | Tuesday | 0.73188 | 0.82712 | 0.75179 | 0.88721 | 1 | 0.88721 | 0.88721 | 0.35435 | 0.88721 | 0.73188 | 0.73188 | 0.82384 | 0.7165 | 0.95629 | 0.58979 | 0.62252 | 0.79504 | 0.41747 | 0.30813 | 0.80836 | 0.18664 | 0.8876 | 0.64654 | 0.35435 | 0.41348 | 0.60293 | 0.24628 | 0.81113 | 0.68517 | 0.93879 | 0.55456 | 0.62454 | 0.79148 | 0.39362 | 0.32104 | 0.807 | 0.20368 | 0.91546 | 0.63025 | 0.37452 | 0.45069 | 0.56082 | 0.2353 | 0
Oct | 3 | 21 | Weekday | Tuesday | 0.67052 | 0.75854 | 0.72748 | 0.79582 | 1 | 0.79582 | 0.79582 | 0.19392 | 0.79582 | 0.67052 | 0.67052 | 0.79862 | 0.67206 | 0.77453 | 0.2949 | 0.31203 | 0.63509 | 0.40383 | 0.3036 | 0.81431 | 0.18454 | 0.64577 | 0.41559 | 0.19392 | 0.25955 | 0.32353 | 0.25913 | 0.80944 | 0.63306 | 0.75239 | 0.29684 | 0.31251 | 0.61929 | 0.35431 | 0.32067 | 0.80432 | 0.20346 | 0.65541 | 0.41519 | 0.21239 | 0.29449 | 0.35557 | 0.23733 | 0
Oct | 3 | 22 | Weekday | Tuesday | 0.64612 | 0.73349 | 0.69832 | 0.69204 | 1 | 0.69204 | 0.69204 | 0.19392 | 0.69204 | 0.64612 | 0.64612 | 0.77796 | 0.6675 | 0.55314 | 0.25386 | 0.29224 | 0.48537 | 0.37966 | 0.30675 | 0.85872 | 0.18621 | 0.4398 | 0.39865 | 0.19392 | 0.25955 | 0.43318 | 0.26357 | 0.82538 | 0.6269 | 0.54153 | 0.25546 | 0.29312 | 0.47353 | 0.33574 | 0.32492 | 0.84404 | 0.20513 | 0.43615 | 0.39346 | 0.21239 | 0.29449 | 0.47632 | 0.23804 | 0
Oct | 3 | 23 | Weekday | Tuesday | 0.60649 | 0.7379 | 0.67501 | 0.58216 | 1 | 0.58216 | 0.58216 | 0.19519 | 0.58216 | 0.60649 | 0.60649 | 0.52485 | 0.66802 | 0.40429 | 0.23382 | 0.28306 | 0.38437 | 0.42105 | 0.30037 | 0.56594 | 0.18359 | 0.39126 | 0.38612 | 0.19519 | 0.2606 | 0.33694 | 0.2589 | 0.4737 | 0.62573 | 0.40144 | 0.23525 | 0.28389 | 0.38655 | 0.36291 | 0.32084 | 0.48164 | 0.20355 | 0.3863 | 0.38312 | 0.21378 | 0.29569 | 0.3706 | 0.23729 | 0
Oct | 4 | 24 | Weekday | Wednesday | 0.58761 | 0.71656 | 0.655 | 0.51481 | 1 | 0.51481 | 0.51481 | 0.19392 | 0.51481 | 0.58761 | 0.58761 | 0.23658 | 0.66502 | 0.36688 | 0.24343 | 0.29287 | 0.36994 | 0.37382 | 0.30153 | 0.30102 | 0.18375 | 0.36742 | 0.39545 | 0.19392 | 0.25955 | 0.31262 | 0.26687 | 0.31167 | 0.62151 | 0.37633 | 0.24497 | 0.29312 | 0.36998 | 0.32725 | 0.32081 | 0.33506 | 0.20354 | 0.36105 | 0.39346 | 0.21239 | 0.29449 | 0.34373 | 0.23856 | 0
Oct | 4 | 1 | Weekday | Wednesday | 0.57978 | 0.68296 | 0.64549 | 0.48202 | 1 | 0.48202 | 0.48202 | 0.19392 | 0.48202 | 0.57978 | 0.57978 | 0.23671 | 0.66054 | 0.34702 | 0.24344 | 0.29234 | 0.3642 | 0.42772 | 0.30069 | 0.30279 | 0.18408 | 0.34519 | 0.39774 | 0.19392 | 0.25955 | 0.30965 | 0.27268 | 0.31217 | 0.61577 | 0.35481 | 0.24497 | 0.29312 | 0.3614 | 0.36702 | 0.32076 | 0.33601 | 0.20352 | 0.33568 | 0.39346 | 0.21239 | 0.29449 | 0.34035 | 0.23942 | 0
Oct | 4 | 2 | Weekday | Wednesday | 0.57819 | 0.66979 | 0.64066 | 0.46463 | 1 | 0.46463 | 0.46463 | 0.19392 | 0.46463 | 0.57819 | 0.57819 | 0.2372 | 0.65914 | 0.3441 | 0.24341 | 0.29255 | 0.36561 | 0.38257 | 0.30105 | 0.30243 | 0.18371 | 0.34647 | 0.39682 | 0.19392 | 0.25955 | 0.3075 | 0.28109 | 0.31239 | 0.61359 | 0.35261 | 0.24497 | 0.29312 | 0.35727 | 0.33413 | 0.32071 | 0.33638 | 0.2035 | 0.33214 | 0.39346 | 0.21239 | 0.29449 | 0.33798 | 0.24075 | 0
Oct | 4 | 3 | Weekday | Wednesday | 0.57421 | 0.66871 | 0.64181 | 0.44863 | 1 | 0.44863 | 0.44863 | 0.19392 | 0.44863 | 0.57421 | 0.57421 | 0.24255 | 0.71057 | 0.37073 | 0.25386 | 0.29255 | 0.41647 | 0.55246 | 0.30428 | 0.31377 | 0.18547 | 0.36097 | 0.395 | 0.19392 | 0.25955 | 0.34992 | 0.28445 | 0.32008 | 0.6725 | 0.3716 | 0.25546 | 0.29312 | 0.40615 | 0.48375 | 0.32398 | 0.34909 | 0.20546 | 0.34539 | 0.39346 | 0.21239 | 0.29449 | 0.38495 | 0.24124 | 0
Oct | 4 | 4 | Weekday | Wednesday | 0.57817 | 0.67215 | 0.65701 | 0.45225 | 1 | 0.45225 | 0.45225 | 0.19392 | 0.45225 | 0.57817 | 0.57817 | 0.55925 | 0.76278 | 0.46363 | 0.29516 | 0.31203 | 0.5381 | 0.68864 | 0.30364 | 0.59762 | 0.1854 | 0.43235 | 0.41925 | 0.19392 | 0.25955 | 0.34774 | 0.28925 | 0.48052 | 0.67306 | 0.43748 | 0.29684 | 0.31251 | 0.51404 | 0.56677 | 0.3235 | 0.48702 | 0.20518 | 0.41843 | 0.41519 | 0.21239 | 0.29449 | 0.38227 | 0.24202 | 0
Oct | 4 | 5 | Weekday | Wednesday | 0.56391 | 0.69692 | 0.70225 | 0.55013 | 1 | 0.55013 | 0.55013 | 0.82052 | 0.55013 | 0.56391 | 0.56391 | 0.82365 | 0.85982 | 0.77617 | 0.47966 | 0.65364 | 0.70673 | 0.84549 | 0.61604 | 1 | 0.66765 | 0.7191 | 0.59469 | 0.82052 | 0.92158 | 0.71807 | 0.46926 | 0.80392 | 0.82348 | 0.74022 | 0.40715 | 0.65617 | 0.62857 | 0.7896 | 0.36833 | 0.97586 | 0.35843 | 0.72026 | 0.56872 | 0.41586 | 0.428 | 0.56697 | 0.37258 | 0
Oct | 4 | 6 | Weekday | Wednesday | 0.59647 | 0.74031 | 0.77401 | 0.65469 | 0.50223 | 0.65469 | 0.65469 | 0.70667 | 0.65469 | 0.59647 | 0.59647 | 0.91721 | 0.92076 | 0.98295 | 0.54041 | 0.66517 | 0.67873 | 0.92915 | 0.82204 | 0.92424 | 0.8613 | 0.85563 | 0.56534 | 0.70667 | 0.73856 | 0.70159 | 0.61436 | 0.88233 | 0.89664 | 0.90743 | 0.47794 | 0.66044 | 0.59324 | 0.89198 | 0.68352 | 0.89546 | 0.62905 | 0.86407 | 0.49319 | 0.41853 | 0.36661 | 0.56045 | 0.55432 | 0
Oct | 4 | 7 | Weekday | Wednesday | 0.64563 | 0.76864 | 0.82393 | 0.67995 | 0.0044583 | 0.67995 | 0.67995 | 0.84006 | 0.67995 | 0.64563 | 0.64563 | 0.92722 | 0.95153 | 0.83951 | 0.95548 | 1 | 0.65241 | 0.95096 | 0.99893 | 0.75645 | 0.92987 | 0.77401 | 0.96904 | 0.84006 | 0.85528 | 0.90609 | 0.85333 | 0.88042 | 0.9344 | 0.78907 | 0.93833 | 1 | 0.56961 | 0.92383 | 0.93419 | 0.72006 | 0.79384 | 0.7583 | 0.96421 | 0.64789 | 0.60415 | 0.81886 | 0.8275 | 0
Oct | 4 | 8 | Weekday | Wednesday | 0.70062 | 0.80348 | 0.84561 | 0.71054 | 0.0044583 | 0.71054 | 0.71054 | 1 | 0.71054 | 0.70062 | 0.70062 | 0.75372 | 0.98015 | 0.73911 | 0.93366 | 0.90676 | 0.57895 | 0.99774 | 0.98643 | 0.73493 | 0.9156 | 0.73347 | 0.96879 | 1 | 1 | 0.95637 | 1 | 0.72314 | 0.96863 | 0.7252 | 0.92468 | 0.90761 | 0.50829 | 0.98578 | 0.94168 | 0.72103 | 0.81828 | 0.72771 | 0.96759 | 0.93671 | 0.91563 | 0.9131 | 0.99981 | 0
Oct | 4 | 9 | Weekday | Wednesday | 0.77832 | 0.84061 | 0.85431 | 0.69797 | 0.0044583 | 0.69797 | 0.69797 | 0.98976 | 0.69797 | 0.77832 | 0.77832 | 0.92637 | 0.99196 | 0.61403 | 0.92552 | 0.88874 | 0.50844 | 0.99887 | 1 | 0.86791 | 0.93293 | 0.56095 | 0.97659 | 0.98976 | 0.97278 | 0.91968 | 0.99137 | 0.88191 | 0.98391 | 0.6103 | 0.91951 | 0.88964 | 0.44641 | 0.98875 | 0.97469 | 0.89642 | 0.87099 | 0.54517 | 0.97589 | 0.97443 | 0.95784 | 0.8925 | 0.99981 | 0
Oct | 4 | 10 | Weekday | Wednesday | 0.85029 | 0.87594 | 0.863 | 0.69531 | 0.0044583 | 0.69531 | 0.69531 | 0.95086 | 0.69531 | 0.85029 | 0.85029 | 0.91484 | 0.99954 | 0.58103 | 0.9503 | 0.90636 | 0.49855 | 1 | 0.99101 | 0.88953 | 0.93909 | 0.55602 | 0.98536 | 0.95086 | 0.91703 | 1 | 0.98744 | 0.90233 | 0.99457 | 0.60678 | 0.94538 | 0.90684 | 0.45687 | 0.99691 | 0.99261 | 0.93972 | 0.90963 | 0.54769 | 0.98475 | 0.97466 | 0.95802 | 1 | 0.99981 | 0
Oct | 4 | 11 | Weekday | Wednesday | 0.88246 | 0.90481 | 0.86582 | 0.69084 | 0.0044583 | 0.69084 | 0.69084 | 0.93518 | 0.69084 | 0.88246 | 0.88246 | 0.88251 | 0.97708 | 0.58427 | 0.9219 | 0.91324 | 0.48465 | 0.95817 | 0.992 | 0.85465 | 0.96482 | 0.56151 | 0.94574 | 0.93518 | 0.89436 | 0.93969 | 0.89457 | 0.8992 | 0.97283 | 0.61426 | 0.9148 | 0.91281 | 0.45443 | 0.95134 | 1 | 0.91611 | 0.95212 | 0.55253 | 0.94091 | 0.97541 | 0.95952 | 0.94527 | 0.90637 | 0
Oct | 4 | 12 | Weekday | Wednesday | 0.86406 | 0.91547 | 0.8627 | 0.6906 | 0.0044583 | 0.6906 | 0.6906 | 0.92553 | 0.6906 | 0.86406 | 0.86406 | 0.73085 | 1 | 0.56573 | 0.96737 | 0.91966 | 0.47476 | 0.99513 | 0.99309 | 0.84425 | 0.98668 | 0.56082 | 0.99897 | 0.92553 | 0.88095 | 0.92911 | 0.98391 | 0.73848 | 0.99781 | 0.59345 | 0.96508 | 0.91916 | 0.45336 | 0.99788 | 0.98681 | 0.9097 | 0.97616 | 0.55795 | 0.99711 | 0.97748 | 0.96182 | 0.9412 | 0.99981 | 0
Oct | 4 | 13 | Weekday | Wednesday | 0.83775 | 0.92108 | 0.8642 | 0.67884 | 0.0044583 | 0.67884 | 0.67884 | 0.92302 | 0.67884 | 0.83775 | 0.83775 | 0.70314 | 0.9981 | 0.57204 | 0.9758 | 0.88196 | 0.46489 | 0.99725 | 0.99278 | 0.69055 | 1 | 0.56187 | 0.99936 | 0.92302 | 0.87845 | 0.91058 | 0.98317 | 0.73594 | 0.99842 | 0.6008 | 0.97728 | 0.88326 | 0.45102 | 1 | 0.99528 | 0.73182 | 1 | 0.55913 | 0.99935 | 0.98022 | 0.96505 | 0.92492 | 0.99985 | 0
Oct | 4 | 14 | Weekday | Wednesday | 0.824 | 0.92741 | 0.85395 | 0.67052 | 0.0044583 | 0.67052 | 0.67052 | 0.91915 | 0.67052 | 0.824 | 0.824 | 0.75126 | 0.99634 | 0.5664 | 0.97159 | 0.8766 | 0.49921 | 0.96098 | 0.98983 | 0.69683 | 0.98885 | 0.56139 | 1 | 0.91915 | 0.87609 | 0.89496 | 0.98327 | 0.73355 | 0.99788 | 0.59287 | 0.97315 | 0.87808 | 0.48368 | 0.97607 | 0.98385 | 0.72987 | 0.99766 | 0.55592 | 1 | 0.98192 | 0.96801 | 0.91077 | 1 | 0
Oct | 4 | 15 | Weekday | Wednesday | 0.79898 | 0.92212 | 0.83728 | 0.71385 | 0.0044583 | 0.71385 | 0.71385 | 0.9204 | 0.71385 | 0.79898 | 0.79898 | 0.93145 | 0.998 | 0.58998 | 1 | 0.89395 | 0.66558 | 0.9574 | 0.93598 | 0.69571 | 0.91361 | 0.55364 | 0.99703 | 0.9204 | 0.88231 | 0.89601 | 0.98368 | 0.89096 | 1 | 0.64594 | 1 | 0.89458 | 0.65928 | 0.97278 | 0.95324 | 0.7255 | 0.94725 | 0.58984 | 0.99608 | 0.98041 | 0.96736 | 0.90833 | 0.99987 | 0
Oct | 4 | 16 | Weekday | Wednesday | 0.75396 | 0.8946 | 0.82184 | 0.8 | 0.50223 | 0.8 | 0.8 | 0.95149 | 0.8 | 0.75396 | 0.75396 | 0.94457 | 0.99433 | 0.68743 | 0.89295 | 0.84243 | 0.82343 | 0.95902 | 0.71365 | 0.86523 | 0.77319 | 0.67283 | 0.65407 | 0.95149 | 0.93057 | 0.90469 | 0.31465 | 0.90668 | 0.99647 | 0.72721 | 0.88897 | 0.84392 | 0.81464 | 0.97145 | 0.70646 | 0.91569 | 0.75823 | 0.71356 | 0.65076 | 1 | 1 | 0.90711 | 0.32071 | 0
Oct | 4 | 17 | Weekday | Wednesday | 0.73534 | 0.86787 | 0.80756 | 0.91017 | 1 | 0.91017 | 0.91017 | 0.8636 | 0.91017 | 0.73534 | 0.73534 | 1 | 0.82576 | 0.8953 | 0.75895 | 0.69099 | 0.97183 | 0.65721 | 0.76009 | 0.93776 | 0.77325 | 0.80857 | 0.67027 | 0.8636 | 0.89332 | 0.94162 | 0.2258 | 0.97396 | 0.81433 | 0.89335 | 0.74371 | 0.69225 | 0.96365 | 0.64772 | 0.74008 | 0.98047 | 0.73713 | 0.84255 | 0.66669 | 0.87966 | 0.92654 | 0.93204 | 0.22689 | 0
Oct | 4 | 18 | Weekday | Wednesday | 0.74724 | 0.87349 | 0.79249 | 0.98508 | 1 | 0.98508 | 0.98508 | 0.86851 | 0.98508 | 0.74724 | 0.74724 | 0.83341 | 0.81735 | 0.87115 | 0.73063 | 0.69455 | 0.94886 | 0.667 | 0.77343 | 0.95129 | 0.7599 | 0.83426 | 0.68153 | 0.86851 | 0.91198 | 0.89716 | 0.23723 | 0.8164 | 0.80349 | 0.90819 | 0.71062 | 0.69658 | 0.94159 | 0.65145 | 0.74006 | 0.98564 | 0.71715 | 0.87585 | 0.67437 | 0.85439 | 0.90218 | 0.86938 | 0.23386 | 0
Oct | 4 | 19 | Weekday | Wednesday | 0.74968 | 0.86216 | 0.77298 | 0.98392 | 1 | 0.98392 | 0.98392 | 0.823 | 0.98392 | 0.74968 | 0.74968 | 0.82684 | 0.74105 | 0.92848 | 0.61414 | 0.61507 | 0.92935 | 0.59202 | 0.77926 | 0.79778 | 0.7663 | 0.91983 | 0.64406 | 0.823 | 0.87386 | 0.82145 | 0.24442 | 0.8139 | 0.71261 | 0.97842 | 0.58313 | 0.61649 | 0.92613 | 0.54648 | 0.73841 | 0.80962 | 0.70821 | 0.96688 | 0.63031 | 0.78495 | 0.82925 | 0.77505 | 0.235 | 0
Oct | 4 | 20 | Weekday | Wednesday | 0.73188 | 0.82712 | 0.75179 | 0.88721 | 1 | 0.88721 | 0.88721 | 0.35435 | 0.88721 | 0.73188 | 0.73188 | 0.82384 | 0.7165 | 0.95629 | 0.58979 | 0.62252 | 0.79504 | 0.41747 | 0.30813 | 0.80836 | 0.18664 | 0.8876 | 0.64654 | 0.35435 | 0.41348 | 0.60293 | 0.24628 | 0.81113 | 0.68517 | 0.93879 | 0.55456 | 0.62454 | 0.79148 | 0.39362 | 0.32104 | 0.807 | 0.20368 | 0.91546 | 0.63025 | 0.37452 | 0.45069 | 0.56082 | 0.2353 | 0
Oct | 4 | 21 | Weekday | Wednesday | 0.67052 | 0.75854 | 0.72748 | 0.79582 | 1 | 0.79582 | 0.79582 | 0.19392 | 0.79582 | 0.67052 | 0.67052 | 0.79862 | 0.67206 | 0.77453 | 0.2949 | 0.31203 | 0.63509 | 0.40383 | 0.3036 | 0.81431 | 0.18454 | 0.64577 | 0.41559 | 0.19392 | 0.25955 | 0.32353 | 0.25913 | 0.80944 | 0.63306 | 0.75239 | 0.29684 | 0.31251 | 0.61929 | 0.35431 | 0.32067 | 0.80432 | 0.20346 | 0.65541 | 0.41519 | 0.21239 | 0.29449 | 0.35557 | 0.23733 | 0
Oct | 4 | 22 | Weekday | Wednesday | 0.64612 | 0.73349 | 0.69832 | 0.69204 | 1 | 0.69204 | 0.69204 | 0.19392 | 0.69204 | 0.64612 | 0.64612 | 0.77796 | 0.6675 | 0.55314 | 0.25386 | 0.29224 | 0.48537 | 0.37966 | 0.30675 | 0.85872 | 0.18621 | 0.4398 | 0.39865 | 0.19392 | 0.25955 | 0.43318 | 0.26357 | 0.82538 | 0.6269 | 0.54153 | 0.25546 | 0.29312 | 0.47353 | 0.33574 | 0.32492 | 0.84404 | 0.20513 | 0.43615 | 0.39346 | 0.21239 | 0.29449 | 0.47632 | 0.23804 | 0
Oct | 4 | 23 | Weekday | Wednesday | 0.60649 | 0.7379 | 0.67501 | 0.58216 | 1 | 0.58216 | 0.58216 | 0.19519 | 0.58216 | 0.60649 | 0.60649 | 0.52485 | 0.66802 | 0.40429 | 0.23382 | 0.28306 | 0.38437 | 0.42105 | 0.30037 | 0.56594 | 0.18359 | 0.39126 | 0.38612 | 0.19519 | 0.2606 | 0.33694 | 0.2589 | 0.4737 | 0.62573 | 0.40144 | 0.23525 | 0.28389 | 0.38655 | 0.36291 | 0.32084 | 0.48164 | 0.20355 | 0.3863 | 0.38312 | 0.21378 | 0.29569 | 0.3706 | 0.23729 | 0
Oct | 5 | 24 | Weekday | Thursday | 0.58761 | 0.71656 | 0.655 | 0.51481 | 1 | 0.51481 | 0.51481 | 0.19392 | 0.51481 | 0.58761 | 0.58761 | 0.23658 | 0.66502 | 0.36688 | 0.24343 | 0.29287 | 0.36994 | 0.37382 | 0.30153 | 0.30102 | 0.18375 | 0.36742 | 0.39545 | 0.19392 | 0.25955 | 0.31262 | 0.26687 | 0.31167 | 0.62151 | 0.37633 | 0.24497 | 0.29312 | 0.36998 | 0.32725 | 0.32081 | 0.33506 | 0.20354 | 0.36105 | 0.39346 | 0.21239 | 0.29449 | 0.34373 | 0.23856 | 0
Oct | 5 | 1 | Weekday | Thursday | 0.57978 | 0.68296 | 0.64549 | 0.48202 | 1 | 0.48202 | 0.48202 | 0.19392 | 0.48202 | 0.57978 | 0.57978 | 0.23671 | 0.66054 | 0.34702 | 0.24344 | 0.29234 | 0.3642 | 0.42772 | 0.30069 | 0.30279 | 0.18408 | 0.34519 | 0.39774 | 0.19392 | 0.25955 | 0.30965 | 0.27268 | 0.31217 | 0.61577 | 0.35481 | 0.24497 | 0.29312 | 0.3614 | 0.36702 | 0.32076 | 0.33601 | 0.20352 | 0.33568 | 0.39346 | 0.21239 | 0.29449 | 0.34035 | 0.23942 | 0
Oct | 5 | 2 | Weekday | Thursday | 0.57819 | 0.66979 | 0.64066 | 0.46463 | 1 | 0.46463 | 0.46463 | 0.19392 | 0.46463 | 0.57819 | 0.57819 | 0.2372 | 0.65914 | 0.3441 | 0.24341 | 0.29255 | 0.36561 | 0.38257 | 0.30105 | 0.30243 | 0.18371 | 0.34647 | 0.39682 | 0.19392 | 0.25955 | 0.3075 | 0.28109 | 0.31239 | 0.61359 | 0.35261 | 0.24497 | 0.29312 | 0.35727 | 0.33413 | 0.32071 | 0.33638 | 0.2035 | 0.33214 | 0.39346 | 0.21239 | 0.29449 | 0.33798 | 0.24075 | 0
Oct | 5 | 3 | Weekday | Thursday | 0.57421 | 0.66871 | 0.64181 | 0.44863 | 1 | 0.44863 | 0.44863 | 0.19392 | 0.44863 | 0.57421 | 0.57421 | 0.24255 | 0.71057 | 0.37073 | 0.25386 | 0.29255 | 0.41647 | 0.55246 | 0.30428 | 0.31377 | 0.18547 | 0.36097 | 0.395 | 0.19392 | 0.25955 | 0.34992 | 0.28445 | 0.32008 | 0.6725 | 0.3716 | 0.25546 | 0.29312 | 0.40615 | 0.48375 | 0.32398 | 0.34909 | 0.20546 | 0.34539 | 0.39346 | 0.21239 | 0.29449 | 0.38495 | 0.24124 | 0
Oct | 5 | 4 | Weekday | Thursday | 0.57817 | 0.67215 | 0.65701 | 0.45225 | 1 | 0.45225 | 0.45225 | 0.19392 | 0.45225 | 0.57817 | 0.57817 | 0.55925 | 0.76278 | 0.46363 | 0.29516 | 0.31203 | 0.5381 | 0.68864 | 0.30364 | 0.59762 | 0.1854 | 0.43235 | 0.41925 | 0.19392 | 0.25955 | 0.34774 | 0.28925 | 0.48052 | 0.67306 | 0.43748 | 0.29684 | 0.31251 | 0.51404 | 0.56677 | 0.3235 | 0.48702 | 0.20518 | 0.41843 | 0.41519 | 0.21239 | 0.29449 | 0.38227 | 0.24202 | 0
Oct | 5 | 5 | Weekday | Thursday | 0.56391 | 0.69692 | 0.70225 | 0.55013 | 1 | 0.55013 | 0.55013 | 0.82052 | 0.55013 | 0.56391 | 0.56391 | 0.82365 | 0.85982 | 0.77617 | 0.47966 | 0.65364 | 0.70673 | 0.84549 | 0.61604 | 1 | 0.66765 | 0.7191 | 0.59469 | 0.82052 | 0.92158 | 0.71807 | 0.46926 | 0.80392 | 0.82348 | 0.74022 | 0.40715 | 0.65617 | 0.62857 | 0.7896 | 0.36833 | 0.97586 | 0.35843 | 0.72026 | 0.56872 | 0.41586 | 0.428 | 0.56697 | 0.37258 | 0
Oct | 5 | 6 | Weekday | Thursday | 0.59647 | 0.74031 | 0.77401 | 0.65469 | 0.50223 | 0.65469 | 0.65469 | 0.70667 | 0.65469 | 0.59647 | 0.59647 | 0.91721 | 0.92076 | 0.98295 | 0.54041 | 0.66517 | 0.67873 | 0.92915 | 0.82204 | 0.92424 | 0.8613 | 0.85563 | 0.56534 | 0.70667 | 0.73856 | 0.70159 | 0.61436 | 0.88233 | 0.89664 | 0.90743 | 0.47794 | 0.66044 | 0.59324 | 0.89198 | 0.68352 | 0.89546 | 0.62905 | 0.86407 | 0.49319 | 0.41853 | 0.36661 | 0.56045 | 0.55432 | 0
Oct | 5 | 7 | Weekday | Thursday | 0.64563 | 0.76864 | 0.82393 | 0.67995 | 0.0044583 | 0.67995 | 0.67995 | 0.84006 | 0.67995 | 0.64563 | 0.64563 | 0.92722 | 0.95153 | 0.83951 | 0.95548 | 1 | 0.65241 | 0.95096 | 0.99893 | 0.75645 | 0.92987 | 0.77401 | 0.96904 | 0.84006 | 0.85528 | 0.90609 | 0.85333 | 0.88042 | 0.9344 | 0.78907 | 0.93833 | 1 | 0.56961 | 0.92383 | 0.93419 | 0.72006 | 0.79384 | 0.7583 | 0.96421 | 0.64789 | 0.60415 | 0.81886 | 0.8275 | 0
Oct | 5 | 8 | Weekday | Thursday | 0.70062 | 0.80348 | 0.84561 | 0.71054 | 0.0044583 | 0.71054 | 0.71054 | 1 | 0.71054 | 0.70062 | 0.70062 | 0.75372 | 0.98015 | 0.73911 | 0.93366 | 0.90676 | 0.57895 | 0.99774 | 0.98643 | 0.73493 | 0.9156 | 0.73347 | 0.96879 | 1 | 1 | 0.95637 | 1 | 0.72314 | 0.96863 | 0.7252 | 0.92468 | 0.90761 | 0.50829 | 0.98578 | 0.94168 | 0.72103 | 0.81828 | 0.72771 | 0.96759 | 0.93671 | 0.91563 | 0.9131 | 0.99981 | 0
Oct | 5 | 9 | Weekday | Thursday | 0.77832 | 0.84061 | 0.85431 | 0.69797 | 0.0044583 | 0.69797 | 0.69797 | 0.98976 | 0.69797 | 0.77832 | 0.77832 | 0.92637 | 0.99196 | 0.61403 | 0.92552 | 0.88874 | 0.50844 | 0.99887 | 1 | 0.86791 | 0.93293 | 0.56095 | 0.97659 | 0.98976 | 0.97278 | 0.91968 | 0.99137 | 0.88191 | 0.98391 | 0.6103 | 0.91951 | 0.88964 | 0.44641 | 0.98875 | 0.97469 | 0.89642 | 0.87099 | 0.54517 | 0.97589 | 0.97443 | 0.95784 | 0.8925 | 0.99981 | 0
Oct | 5 | 10 | Weekday | Thursday | 0.85029 | 0.87594 | 0.863 | 0.69531 | 0.0044583 | 0.69531 | 0.69531 | 0.95086 | 0.69531 | 0.85029 | 0.85029 | 0.91484 | 0.99954 | 0.58103 | 0.9503 | 0.90636 | 0.49855 | 1 | 0.99101 | 0.88953 | 0.93909 | 0.55602 | 0.98536 | 0.95086 | 0.91703 | 1 | 0.98744 | 0.90233 | 0.99457 | 0.60678 | 0.94538 | 0.90684 | 0.45687 | 0.99691 | 0.99261 | 0.93972 | 0.90963 | 0.54769 | 0.98475 | 0.97466 | 0.95802 | 1 | 0.99981 | 0
Oct | 5 | 11 | Weekday | Thursday | 0.88246 | 0.90481 | 0.86582 | 0.69084 | 0.0044583 | 0.69084 | 0.69084 | 0.93518 | 0.69084 | 0.88246 | 0.88246 | 0.88251 | 0.97708 | 0.58427 | 0.9219 | 0.91324 | 0.48465 | 0.95817 | 0.992 | 0.85465 | 0.96482 | 0.56151 | 0.94574 | 0.93518 | 0.89436 | 0.93969 | 0.89457 | 0.8992 | 0.97283 | 0.61426 | 0.9148 | 0.91281 | 0.45443 | 0.95134 | 1 | 0.91611 | 0.95212 | 0.55253 | 0.94091 | 0.97541 | 0.95952 | 0.94527 | 0.90637 | 0
Oct | 5 | 12 | Weekday | Thursday | 0.86406 | 0.91547 | 0.8627 | 0.6906 | 0.0044583 | 0.6906 | 0.6906 | 0.92553 | 0.6906 | 0.86406 | 0.86406 | 0.73085 | 1 | 0.56573 | 0.96737 | 0.91966 | 0.47476 | 0.99513 | 0.99309 | 0.84425 | 0.98668 | 0.56082 | 0.99897 | 0.92553 | 0.88095 | 0.92911 | 0.98391 | 0.73848 | 0.99781 | 0.59345 | 0.96508 | 0.91916 | 0.45336 | 0.99788 | 0.98681 | 0.9097 | 0.97616 | 0.55795 | 0.99711 | 0.97748 | 0.96182 | 0.9412 | 0.99981 | 0
Oct | 5 | 13 | Weekday | Thursday | 0.83775 | 0.92108 | 0.8642 | 0.67884 | 0.0044583 | 0.67884 | 0.67884 | 0.92302 | 0.67884 | 0.83775 | 0.83775 | 0.70314 | 0.9981 | 0.57204 | 0.9758 | 0.88196 | 0.46489 | 0.99725 | 0.99278 | 0.69055 | 1 | 0.56187 | 0.99936 | 0.92302 | 0.87845 | 0.91058 | 0.98317 | 0.73594 | 0.99842 | 0.6008 | 0.97728 | 0.88326 | 0.45102 | 1 | 0.99528 | 0.73182 | 1 | 0.55913 | 0.99935 | 0.98022 | 0.96505 | 0.92492 | 0.99985 | 0
Oct | 5 | 14 | Weekday | Thursday | 0.824 | 0.92741 | 0.85395 | 0.67052 | 0.0044583 | 0.67052 | 0.67052 | 0.91915 | 0.67052 | 0.824 | 0.824 | 0.75126 | 0.99634 | 0.5664 | 0.97159 | 0.8766 | 0.49921 | 0.96098 | 0.98983 | 0.69683 | 0.98885 | 0.56139 | 1 | 0.91915 | 0.87609 | 0.89496 | 0.98327 | 0.73355 | 0.99788 | 0.59287 | 0.97315 | 0.87808 | 0.48368 | 0.97607 | 0.98385 | 0.72987 | 0.99766 | 0.55592 | 1 | 0.98192 | 0.96801 | 0.91077 | 1 | 0
Oct | 5 | 15 | Weekday | Thursday | 0.79898 | 0.92212 | 0.83728 | 0.71385 | 0.0044583 | 0.71385 | 0.71385 | 0.9204 | 0.71385 | 0.79898 | 0.79898 | 0.93145 | 0.998 | 0.58998 | 1 | 0.89395 | 0.66558 | 0.9574 | 0.93598 | 0.69571 | 0.91361 | 0.55364 | 0.99703 | 0.9204 | 0.88231 | 0.89601 | 0.98368 | 0.89096 | 1 | 0.64594 | 1 | 0.89458 | 0.65928 | 0.97278 | 0.95324 | 0.7255 | 0.94725 | 0.58984 | 0.99608 | 0.98041 | 0.96736 | 0.90833 | 0.99987 | 0
Oct | 5 | 16 | Weekday | Thursday | 0.75396 | 0.8946 | 0.82184 | 0.8 | 0.50223 | 0.8 | 0.8 | 0.95149 | 0.8 | 0.75396 | 0.75396 | 0.94457 | 0.99433 | 0.68743 | 0.89295 | 0.84243 | 0.82343 | 0.95902 | 0.71365 | 0.86523 | 0.77319 | 0.67283 | 0.65407 | 0.95149 | 0.93057 | 0.90469 | 0.31465 | 0.90668 | 0.99647 | 0.72721 | 0.88897 | 0.84392 | 0.81464 | 0.97145 | 0.70646 | 0.91569 | 0.75823 | 0.71356 | 0.65076 | 1 | 1 | 0.90711 | 0.32071 | 0
Oct | 5 | 17 | Weekday | Thursday | 0.73534 | 0.86787 | 0.80756 | 0.91017 | 1 | 0.91017 | 0.91017 | 0.8636 | 0.91017 | 0.73534 | 0.73534 | 1 | 0.82576 | 0.8953 | 0.75895 | 0.69099 | 0.97183 | 0.65721 | 0.76009 | 0.93776 | 0.77325 | 0.80857 | 0.67027 | 0.8636 | 0.89332 | 0.94162 | 0.2258 | 0.97396 | 0.81433 | 0.89335 | 0.74371 | 0.69225 | 0.96365 | 0.64772 | 0.74008 | 0.98047 | 0.73713 | 0.84255 | 0.66669 | 0.87966 | 0.92654 | 0.93204 | 0.22689 | 0
Oct | 5 | 18 | Weekday | Thursday | 0.74724 | 0.87349 | 0.79249 | 0.98508 | 1 | 0.98508 | 0.98508 | 0.86851 | 0.98508 | 0.74724 | 0.74724 | 0.83341 | 0.81735 | 0.87115 | 0.73063 | 0.69455 | 0.94886 | 0.667 | 0.77343 | 0.95129 | 0.7599 | 0.83426 | 0.68153 | 0.86851 | 0.91198 | 0.89716 | 0.23723 | 0.8164 | 0.80349 | 0.90819 | 0.71062 | 0.69658 | 0.94159 | 0.65145 | 0.74006 | 0.98564 | 0.71715 | 0.87585 | 0.67437 | 0.85439 | 0.90218 | 0.86938 | 0.23386 | 0
Oct | 5 | 19 | Weekday | Thursday | 0.74968 | 0.86216 | 0.77298 | 0.98392 | 1 | 0.98392 | 0.98392 | 0.823 | 0.98392 | 0.74968 | 0.74968 | 0.82684 | 0.74105 | 0.92848 | 0.61414 | 0.61507 | 0.92935 | 0.59202 | 0.77926 | 0.79778 | 0.7663 | 0.91983 | 0.64406 | 0.823 | 0.87386 | 0.82145 | 0.24442 | 0.8139 | 0.71261 | 0.97842 | 0.58313 | 0.61649 | 0.92613 | 0.54648 | 0.73841 | 0.80962 | 0.70821 | 0.96688 | 0.63031 | 0.78495 | 0.82925 | 0.77505 | 0.235 | 0
Oct | 5 | 20 | Weekday | Thursday | 0.73188 | 0.82712 | 0.75179 | 0.88721 | 1 | 0.88721 | 0.88721 | 0.35435 | 0.88721 | 0.73188 | 0.73188 | 0.82384 | 0.7165 | 0.95629 | 0.58979 | 0.62252 | 0.79504 | 0.41747 | 0.30813 | 0.80836 | 0.18664 | 0.8876 | 0.64654 | 0.35435 | 0.41348 | 0.60293 | 0.24628 | 0.81113 | 0.68517 | 0.93879 | 0.55456 | 0.62454 | 0.79148 | 0.39362 | 0.32104 | 0.807 | 0.20368 | 0.91546 | 0.63025 | 0.37452 | 0.45069 | 0.56082 | 0.2353 | 0
Oct | 5 | 21 | Weekday | Thursday | 0.67052 | 0.75854 | 0.72748 | 0.79582 | 1 | 0.79582 | 0.79582 | 0.19392 | 0.79582 | 0.67052 | 0.67052 | 0.79862 | 0.67206 | 0.77453 | 0.2949 | 0.31203 | 0.63509 | 0.40383 | 0.3036 | 0.81431 | 0.18454 | 0.64577 | 0.41559 | 0.19392 | 0.25955 | 0.32353 | 0.25913 | 0.80944 | 0.63306 | 0.75239 | 0.29684 | 0.31251 | 0.61929 | 0.35431 | 0.32067 | 0.80432 | 0.20346 | 0.65541 | 0.41519 | 0.21239 | 0.29449 | 0.35557 | 0.23733 | 0
Oct | 5 | 22 | Weekday | Thursday | 0.64612 | 0.73349 | 0.69832 | 0.69204 | 1 | 0.69204 | 0.69204 | 0.19392 | 0.69204 | 0.64612 | 0.64612 | 0.77796 | 0.6675 | 0.55314 | 0.25386 | 0.29224 | 0.48537 | 0.37966 | 0.30675 | 0.85872 | 0.18621 | 0.4398 | 0.39865 | 0.19392 | 0.25955 | 0.43318 | 0.26357 | 0.82538 | 0.6269 | 0.54153 | 0.25546 | 0.29312 | 0.47353 | 0.33574 | 0.32492 | 0.84404 | 0.20513 | 0.43615 | 0.39346 | 0.21239 | 0.29449 | 0.47632 | 0.23804 | 0
Oct | 5 | 23 | Weekday | Thursday | 0.60649 | 0.7379 | 0.67501 | 0.58216 | 1 | 0.58216 | 0.58216 | 0.19519 | 0.58216 | 0.60649 | 0.60649 | 0.52485 | 0.66802 | 0.40429 | 0.23382 | 0.28306 | 0.38437 | 0.42105 | 0.30037 | 0.56594 | 0.18359 | 0.39126 | 0.38612 | 0.19519 | 0.2606 | 0.33694 | 0.2589 | 0.4737 | 0.62573 | 0.40144 | 0.23525 | 0.28389 | 0.38655 | 0.36291 | 0.32084 | 0.48164 | 0.20355 | 0.3863 | 0.38312 | 0.21378 | 0.29569 | 0.3706 | 0.23729 | 0
Oct | 6 | 24 | Weekday | Friday | 0.58761 | 0.71656 | 0.655 | 0.51481 | 1 | 0.51481 | 0.51481 | 0.19392 | 0.51481 | 0.58761 | 0.58761 | 0.23658 | 0.66502 | 0.36688 | 0.24343 | 0.29287 | 0.36994 | 0.37382 | 0.30153 | 0.30102 | 0.18375 | 0.36742 | 0.39545 | 0.19392 | 0.25955 | 0.31262 | 0.26687 | 0.31167 | 0.62151 | 0.37633 | 0.24497 | 0.29312 | 0.36998 | 0.32725 | 0.32081 | 0.33506 | 0.20354 | 0.36105 | 0.39346 | 0.21239 | 0.29449 | 0.34373 | 0.23856 | 0
Oct | 6 | 1 | Weekday | Friday | 0.57978 | 0.68296 | 0.64549 | 0.48202 | 1 | 0.48202 | 0.48202 | 0.19392 | 0.48202 | 0.57978 | 0.57978 | 0.23671 | 0.66054 | 0.34702 | 0.24344 | 0.29234 | 0.3642 | 0.42772 | 0.30069 | 0.30279 | 0.18408 | 0.34519 | 0.39774 | 0.19392 | 0.25955 | 0.30965 | 0.27268 | 0.31217 | 0.61577 | 0.35481 | 0.24497 | 0.29312 | 0.3614 | 0.36702 | 0.32076 | 0.33601 | 0.20352 | 0.33568 | 0.39346 | 0.21239 | 0.29449 | 0.34035 | 0.23942 | 0
Oct | 6 | 2 | Weekday | Friday | 0.57819 | 0.66979 | 0.64066 | 0.46463 | 1 | 0.46463 | 0.46463 | 0.19392 | 0.46463 | 0.57819 | 0.57819 | 0.2372 | 0.65914 | 0.3441 | 0.24341 | 0.29255 | 0.36561 | 0.38257 | 0.30105 | 0.30243 | 0.18371 | 0.34647 | 0.39682 | 0.19392 | 0.25955 | 0.3075 | 0.28109 | 0.31239 | 0.61359 | 0.35261 | 0.24497 | 0.29312 | 0.35727 | 0.33413 | 0.32071 | 0.33638 | 0.2035 | 0.33214 | 0.39346 | 0.21239 | 0.29449 | 0.33798 | 0.24075 | 0
Oct | 6 | 3 | Weekday | Friday | 0.57421 | 0.66871 | 0.64181 | 0.44863 | 1 | 0.44863 | 0.44863 | 0.19392 | 0.44863 | 0.57421 | 0.57421 | 0.24255 | 0.71057 | 0.37073 | 0.25386 | 0.29255 | 0.41647 | 0.55246 | 0.30428 | 0.31377 | 0.18547 | 0.36097 | 0.395 | 0.19392 | 0.25955 | 0.34992 | 0.28445 | 0.32008 | 0.6725 | 0.3716 | 0.25546 | 0.29312 | 0.40615 | 0.48375 | 0.32398 | 0.34909 | 0.20546 | 0.34539 | 0.39346 | 0.21239 | 0.29449 | 0.38495 | 0.24124 | 0
Oct | 6 | 4 | Weekday | Friday | 0.57817 | 0.67215 | 0.65701 | 0.45225 | 1 | 0.45225 | 0.45225 | 0.19392 | 0.45225 | 0.57817 | 0.57817 | 0.55925 | 0.76278 | 0.46363 | 0.29516 | 0.31203 | 0.5381 | 0.68864 | 0.30364 | 0.59762 | 0.1854 | 0.43235 | 0.41925 | 0.19392 | 0.25955 | 0.34774 | 0.28925 | 0.48052 | 0.67306 | 0.43748 | 0.29684 | 0.31251 | 0.51404 | 0.56677 | 0.3235 | 0.48702 | 0.20518 | 0.41843 | 0.41519 | 0.21239 | 0.29449 | 0.38227 | 0.24202 | 0
Oct | 6 | 5 | Weekday | Friday | 0.56391 | 0.69692 | 0.70225 | 0.55013 | 1 | 0.55013 | 0.55013 | 0.82052 | 0.55013 | 0.56391 | 0.56391 | 0.82365 | 0.85982 | 0.77617 | 0.47966 | 0.65364 | 0.70673 | 0.84549 | 0.61604 | 1 | 0.66765 | 0.7191 | 0.59469 | 0.82052 | 0.92158 | 0.71807 | 0.46926 | 0.80392 | 0.82348 | 0.74022 | 0.40715 | 0.65617 | 0.62857 | 0.7896 | 0.36833 | 0.97586 | 0.35843 | 0.72026 | 0.56872 | 0.41586 | 0.428 | 0.56697 | 0.37258 | 0
Oct | 6 | 6 | Weekday | Friday | 0.59647 | 0.74031 | 0.77401 | 0.65469 | 0.50223 | 0.65469 | 0.65469 | 0.70667 | 0.65469 | 0.59647 | 0.59647 | 0.91721 | 0.92076 | 0.98295 | 0.54041 | 0.66517 | 0.67873 | 0.92915 | 0.82204 | 0.92424 | 0.8613 | 0.85563 | 0.56534 | 0.70667 | 0.73856 | 0.70159 | 0.61436 | 0.88233 | 0.89664 | 0.90743 | 0.47794 | 0.66044 | 0.59324 | 0.89198 | 0.68352 | 0.89546 | 0.62905 | 0.86407 | 0.49319 | 0.41853 | 0.36661 | 0.56045 | 0.55432 | 0
Oct | 6 | 7 | Weekday | Friday | 0.64563 | 0.76864 | 0.82393 | 0.67995 | 0.0044583 | 0.67995 | 0.67995 | 0.84006 | 0.67995 | 0.64563 | 0.64563 | 0.92722 | 0.95153 | 0.83951 | 0.95548 | 1 | 0.65241 | 0.95096 | 0.99893 | 0.75645 | 0.92987 | 0.77401 | 0.96904 | 0.84006 | 0.85528 | 0.90609 | 0.85333 | 0.88042 | 0.9344 | 0.78907 | 0.93833 | 1 | 0.56961 | 0.92383 | 0.93419 | 0.72006 | 0.79384 | 0.7583 | 0.96421 | 0.64789 | 0.60415 | 0.81886 | 0.8275 | 0
Oct | 6 | 8 | Weekday | Friday | 0.70062 | 0.80348 | 0.84561 | 0.71054 | 0.0044583 | 0.71054 | 0.71054 | 1 | 0.71054 | 0.70062 | 0.70062 | 0.75372 | 0.98015 | 0.73911 | 0.93366 | 0.90676 | 0.57895 | 0.99774 | 0.98643 | 0.73493 | 0.9156 | 0.73347 | 0.96879 | 1 | 1 | 0.95637 | 1 | 0.72314 | 0.96863 | 0.7252 | 0.92468 | 0.90761 | 0.50829 | 0.98578 | 0.94168 | 0.72103 | 0.81828 | 0.72771 | 0.96759 | 0.93671 | 0.91563 | 0.9131 | 0.99981 | 0
Oct | 6 | 9 | Weekday | Friday | 0.77832 | 0.84061 | 0.85431 | 0.69797 | 0.0044583 | 0.69797 | 0.69797 | 0.98976 | 0.69797 | 0.77832 | 0.77832 | 0.92637 | 0.99196 | 0.61403 | 0.92552 | 0.88874 | 0.50844 | 0.99887 | 1 | 0.86791 | 0.93293 | 0.56095 | 0.97659 | 0.98976 | 0.97278 | 0.91968 | 0.99137 | 0.88191 | 0.98391 | 0.6103 | 0.91951 | 0.88964 | 0.44641 | 0.98875 | 0.97469 | 0.89642 | 0.87099 | 0.54517 | 0.97589 | 0.97443 | 0.95784 | 0.8925 | 0.99981 | 0
Oct | 6 | 10 | Weekday | Friday | 0.85029 | 0.87594 | 0.863 | 0.69531 | 0.0044583 | 0.69531 | 0.69531 | 0.95086 | 0.69531 | 0.85029 | 0.85029 | 0.91484 | 0.99954 | 0.58103 | 0.9503 | 0.90636 | 0.49855 | 1 | 0.99101 | 0.88953 | 0.93909 | 0.55602 | 0.98536 | 0.95086 | 0.91703 | 1 | 0.98744 | 0.90233 | 0.99457 | 0.60678 | 0.94538 | 0.90684 | 0.45687 | 0.99691 | 0.99261 | 0.93972 | 0.90963 | 0.54769 | 0.98475 | 0.97466 | 0.95802 | 1 | 0.99981 | 0
Oct | 6 | 11 | Weekday | Friday | 0.88246 | 0.90481 | 0.86582 | 0.69084 | 0.0044583 | 0.69084 | 0.69084 | 0.93518 | 0.69084 | 0.88246 | 0.88246 | 0.88251 | 0.97708 | 0.58427 | 0.9219 | 0.91324 | 0.48465 | 0.95817 | 0.992 | 0.85465 | 0.96482 | 0.56151 | 0.94574 | 0.93518 | 0.89436 | 0.93969 | 0.89457 | 0.8992 | 0.97283 | 0.61426 | 0.9148 | 0.91281 | 0.45443 | 0.95134 | 1 | 0.91611 | 0.95212 | 0.55253 | 0.94091 | 0.97541 | 0.95952 | 0.94527 | 0.90637 | 0
Oct | 6 | 12 | Weekday | Friday | 0.86406 | 0.91547 | 0.8627 | 0.6906 | 0.0044583 | 0.6906 | 0.6906 | 0.92553 | 0.6906 | 0.86406 | 0.86406 | 0.73085 | 1 | 0.56573 | 0.96737 | 0.91966 | 0.47476 | 0.99513 | 0.99309 | 0.84425 | 0.98668 | 0.56082 | 0.99897 | 0.92553 | 0.88095 | 0.92911 | 0.98391 | 0.73848 | 0.99781 | 0.59345 | 0.96508 | 0.91916 | 0.45336 | 0.99788 | 0.98681 | 0.9097 | 0.97616 | 0.55795 | 0.99711 | 0.97748 | 0.96182 | 0.9412 | 0.99981 | 0
Oct | 6 | 13 | Weekday | Friday | 0.83775 | 0.92108 | 0.8642 | 0.67884 | 0.0044583 | 0.67884 | 0.67884 | 0.92302 | 0.67884 | 0.83775 | 0.83775 | 0.70314 | 0.9981 | 0.57204 | 0.9758 | 0.88196 | 0.46489 | 0.99725 | 0.99278 | 0.69055 | 1 | 0.56187 | 0.99936 | 0.92302 | 0.87845 | 0.91058 | 0.98317 | 0.73594 | 0.99842 | 0.6008 | 0.97728 | 0.88326 | 0.45102 | 1 | 0.99528 | 0.73182 | 1 | 0.55913 | 0.99935 | 0.98022 | 0.96505 | 0.92492 | 0.99985 | 0
Oct | 6 | 14 | Weekday | Friday | 0.824 | 0.92741 | 0.85395 | 0.67052 | 0.0044583 | 0.67052 | 0.67052 | 0.91915 | 0.67052 | 0.824 | 0.824 | 0.75126 | 0.99634 | 0.5664 | 0.97159 | 0.8766 | 0.49921 | 0.96098 | 0.98983 | 0.69683 | 0.98885 | 0.56139 | 1 | 0.91915 | 0.87609 | 0.89496 | 0.98327 | 0.73355 | 0.99788 | 0.59287 | 0.97315 | 0.87808 | 0.48368 | 0.97607 | 0.98385 | 0.72987 | 0.99766 | 0.55592 | 1 | 0.98192 | 0.96801 | 0.91077 | 1 | 0
Oct | 6 | 15 | Weekday | Friday | 0.79898 | 0.92212 | 0.83728 | 0.71385 | 0.0044583 | 0.71385 | 0.71385 | 0.9204 | 0.71385 | 0.79898 | 0.79898 | 0.93145 | 0.998 | 0.58998 | 1 | 0.89395 | 0.66558 | 0.9574 | 0.93598 | 0.69571 | 0.91361 | 0.55364 | 0.99703 | 0.9204 | 0.88231 | 0.89601 | 0.98368 | 0.89096 | 1 | 0.64594 | 1 | 0.89458 | 0.65928 | 0.97278 | 0.95324 | 0.7255 | 0.94725 | 0.58984 | 0.99608 | 0.98041 | 0.96736 | 0.90833 | 0.99987 | 0
Oct | 6 | 16 | Weekday | Friday | 0.75396 | 0.8946 | 0.82184 | 0.8 | 0.50223 | 0.8 | 0.8 | 0.95149 | 0.8 | 0.75396 | 0.75396 | 0.94457 | 0.99433 | 0.68743 | 0.89295 | 0.84243 | 0.82343 | 0.95902 | 0.71365 | 0.86523 | 0.77319 | 0.67283 | 0.65407 | 0.95149 | 0.93057 | 0.90469 | 0.31465 | 0.90668 | 0.99647 | 0.72721 | 0.88897 | 0.84392 | 0.81464 | 0.97145 | 0.70646 | 0.91569 | 0.75823 | 0.71356 | 0.65076 | 1 | 1 | 0.90711 | 0.32071 | 0
Oct | 6 | 17 | Weekday | Friday | 0.73534 | 0.86787 | 0.80756 | 0.91017 | 1 | 0.91017 | 0.91017 | 0.8636 | 0.91017 | 0.73534 | 0.73534 | 1 | 0.82576 | 0.8953 | 0.75895 | 0.69099 | 0.97183 | 0.65721 | 0.76009 | 0.93776 | 0.77325 | 0.80857 | 0.67027 | 0.8636 | 0.89332 | 0.94162 | 0.2258 | 0.97396 | 0.81433 | 0.89335 | 0.74371 | 0.69225 | 0.96365 | 0.64772 | 0.74008 | 0.98047 | 0.73713 | 0.84255 | 0.66669 | 0.87966 | 0.92654 | 0.93204 | 0.22689 | 0
Oct | 6 | 18 | Weekday | Friday | 0.74724 | 0.87349 | 0.79249 | 0.98508 | 1 | 0.98508 | 0.98508 | 0.86851 | 0.98508 | 0.74724 | 0.74724 | 0.83341 | 0.81735 | 0.87115 | 0.73063 | 0.69455 | 0.94886 | 0.667 | 0.77343 | 0.95129 | 0.7599 | 0.83426 | 0.68153 | 0.86851 | 0.91198 | 0.89716 | 0.23723 | 0.8164 | 0.80349 | 0.90819 | 0.71062 | 0.69658 | 0.94159 | 0.65145 | 0.74006 | 0.98564 | 0.71715 | 0.87585 | 0.67437 | 0.85439 | 0.90218 | 0.86938 | 0.23386 | 0
Oct | 6 | 19 | Weekday | Friday | 0.74968 | 0.86216 | 0.77298 | 0.98392 | 1 | 0.98392 | 0.98392 | 0.823 | 0.98392 | 0.74968 | 0.74968 | 0.82684 | 0.74105 | 0.92848 | 0.61414 | 0.61507 | 0.92935 | 0.59202 | 0.77926 | 0.79778 | 0.7663 | 0.91983 | 0.64406 | 0.823 | 0.87386 | 0.82145 | 0.24442 | 0.8139 | 0.71261 | 0.97842 | 0.58313 | 0.61649 | 0.92613 | 0.54648 | 0.73841 | 0.80962 | 0.70821 | 0.96688 | 0.63031 | 0.78495 | 0.82925 | 0.77505 | 0.235 | 0
Oct | 6 | 20 | Weekday | Friday | 0.73188 | 0.82712 | 0.75179 | 0.88721 | 1 | 0.88721 | 0.88721 | 0.35435 | 0.88721 | 0.73188 | 0.73188 | 0.82384 | 0.7165 | 0.95629 | 0.58979 | 0.62252 | 0.79504 | 0.41747 | 0.30813 | 0.80836 | 0.18664 | 0.8876 | 0.64654 | 0.35435 | 0.41348 | 0.60293 | 0.24628 | 0.81113 | 0.68517 | 0.93879 | 0.55456 | 0.62454 | 0.79148 | 0.39362 | 0.32104 | 0.807 | 0.20368 | 0.91546 | 0.63025 | 0.37452 | 0.45069 | 0.56082 | 0.2353 | 0
Oct | 6 | 21 | Weekday | Friday | 0.67052 | 0.75854 | 0.72748 | 0.79582 | 1 | 0.79582 | 0.79582 | 0.19392 | 0.79582 | 0.67052 | 0.67052 | 0.79862 | 0.67206 | 0.77453 | 0.2949 | 0.31203 | 0.63509 | 0.40383 | 0.3036 | 0.81431 | 0.18454 | 0.64577 | 0.41559 | 0.19392 | 0.25955 | 0.32353 | 0.25913 | 0.80944 | 0.63306 | 0.75239 | 0.29684 | 0.31251 | 0.61929 | 0.35431 | 0.32067 | 0.80432 | 0.20346 | 0.65541 | 0.41519 | 0.21239 | 0.29449 | 0.35557 | 0.23733 | 0
Oct | 6 | 22 | Weekday | Friday | 0.64612 | 0.73349 | 0.69832 | 0.69204 | 1 | 0.69204 | 0.69204 | 0.19392 | 0.69204 | 0.64612 | 0.64612 | 0.77796 | 0.6675 | 0.55314 | 0.25386 | 0.29224 | 0.48537 | 0.37966 | 0.30675 | 0.85872 | 0.18621 | 0.4398 | 0.39865 | 0.19392 | 0.25955 | 0.43318 | 0.26357 | 0.82538 | 0.6269 | 0.54153 | 0.25546 | 0.29312 | 0.47353 | 0.33574 | 0.32492 | 0.84404 | 0.20513 | 0.43615 | 0.39346 | 0.21239 | 0.29449 | 0.47632 | 0.23804 | 0
Oct | 6 | 23 | Weekday | Friday | 0.60649 | 0.7379 | 0.67501 | 0.58216 | 1 | 0.58216 | 0.58216 | 0.1863 | 0.58216 | 0.60649 | 0.60649 | 0.48709 | 0.67383 | 0.39657 | 0.22182 | 0.27193 | 0.38519 | 0.38099 | 0.30086 | 0.53731 | 0.18298 | 0.39651 | 0.3748 | 0.1863 | 0.25319 | 0.35871 | 0.25634 | 0.47447 | 0.63372 | 0.39809 | 0.22315 | 0.27241 | 0.38951 | 0.32668 | 0.32098 | 0.48334 | 0.20364 | 0.39733 | 0.37024 | 0.20404 | 0.28728 | 0.39452 | 0.23687 | 0
Oct | 7 | 24 | Weekend | Saturday | 0.59045 | 0.72764 | 0.70779 | 0.51624 | 1 | 0.51624 | 0.51624 | 0.19044 | 0.51624 | 0.59045 | 0.59045 | 0.23705 | 0.66575 | 0.38667 | 0.20298 | 0.25398 | 0.3723 | 0.39539 | 0.30082 | 0.30256 | 0.18464 | 0.38893 | 0.35141 | 0.19044 | 0.25664 | 0.32729 | 0.26274 | 0.31236 | 0.62346 | 0.40623 | 0.20415 | 0.25436 | 0.37352 | 0.33729 | 0.32094 | 0.33633 | 0.20362 | 0.39693 | 0.35 | 0.20858 | 0.2912 | 0.35941 | 0.23791 | 0
Oct | 7 | 1 | Weekend | Saturday | 0.58495 | 0.6956 | 0.69455 | 0.48757 | 1 | 0.48757 | 0.48757 | 0.19044 | 0.48757 | 0.58495 | 0.58495 | 0.23769 | 0.66115 | 0.35361 | 0.20286 | 0.25398 | 0.3669 | 0.38419 | 0.30029 | 0.30395 | 0.18336 | 0.35326 | 0.35477 | 0.19044 | 0.25664 | 0.32287 | 0.26599 | 0.31289 | 0.61867 | 0.3662 | 0.20415 | 0.25436 | 0.36588 | 0.32805 | 0.3209 | 0.33726 | 0.2036 | 0.34493 | 0.35 | 0.20858 | 0.2912 | 0.35521 | 0.23841 | 0
Oct | 7 | 2 | Weekend | Saturday | 0.58631 | 0.68493 | 0.68659 | 0.47189 | 1 | 0.47189 | 0.47189 | 0.19044 | 0.47189 | 0.58631 | 0.58631 | 0.23756 | 0.65575 | 0.35731 | 0.20292 | 0.25398 | 0.3683 | 0.40993 | 0.30025 | 0.30312 | 0.18334 | 0.34626 | 0.35365 | 0.19044 | 0.25664 | 0.31952 | 0.27596 | 0.31308 | 0.61158 | 0.3716 | 0.20415 | 0.25436 | 0.363 | 0.34714 | 0.32086 | 0.33758 | 0.20358 | 0.34153 | 0.35 | 0.20858 | 0.2912 | 0.35138 | 0.23996 | 0
Oct | 7 | 3 | Weekend | Saturday | 0.58404 | 0.68559 | 0.68701 | 0.45558 | 1 | 0.45558 | 0.45558 | 0.19044 | 0.45558 | 0.58404 | 0.58404 | 0.23992 | 0.66121 | 0.3938 | 0.21332 | 0.25373 | 0.42044 | 0.48125 | 0.30194 | 0.30911 | 0.18446 | 0.36287 | 0.35141 | 0.19044 | 0.25664 | 0.34108 | 0.27631 | 0.31641 | 0.61897 | 0.40016 | 0.21463 | 0.25436 | 0.41427 | 0.41299 | 0.32214 | 0.34305 | 0.20436 | 0.35659 | 0.35 | 0.20858 | 0.2912 | 0.37471 | 0.23997 | 0
Oct | 7 | 4 | Weekend | Saturday | 0.59177 | 0.69589 | 0.7072 | 0.47036 | 1 | 0.47036 | 0.47036 | 0.19044 | 0.47036 | 0.59177 | 0.59177 | 0.53905 | 0.66152 | 0.42707 | 0.23447 | 0.25424 | 0.54335 | 0.56652 | 0.30135 | 0.56814 | 0.18398 | 0.40535 | 0.35477 | 0.19044 | 0.25664 | 0.33752 | 0.28322 | 0.48289 | 0.61979 | 0.42425 | 0.23561 | 0.25436 | 0.52477 | 0.46728 | 0.32204 | 0.48583 | 0.2043 | 0.39695 | 0.35 | 0.20858 | 0.2912 | 0.3712 | 0.24107 | 0
Oct | 7 | 5 | Weekend | Saturday | 0.57938 | 0.73318 | 0.77038 | 0.59438 | 1 | 0.59438 | 0.59438 | 0.38023 | 0.59438 | 0.57938 | 0.57938 | 0.80334 | 0.69423 | 0.61489 | 0.39417 | 0.44366 | 0.71389 | 0.62784 | 0.29761 | 0.97891 | 0.18102 | 0.58409 | 0.45993 | 0.38023 | 0.4552 | 0.65087 | 0.2629 | 0.80829 | 0.66588 | 0.62314 | 0.36075 | 0.44512 | 0.64293 | 0.56119 | 0.31749 | 0.97883 | 0.20146 | 0.59153 | 0.44363 | 0.29179 | 0.34372 | 0.51199 | 0.22733 | 0
Oct | 7 | 6 | Weekend | Saturday | 0.62615 | 0.79095 | 0.8706 | 0.73053 | 0.55754 | 0.73053 | 0.73053 | 0.28836 | 0.73053 | 0.62615 | 0.62615 | 0.85456 | 0.74662 | 0.80946 | 0.3833 | 0.34343 | 0.6793 | 0.63074 | 0.25619 | 0.88739 | 0.15829 | 0.71091 | 0.31583 | 0.28836 | 0.29721 | 0.65126 | 0.23811 | 0.90259 | 0.70231 | 0.76829 | 0.3531 | 0.34115 | 0.60207 | 0.57361 | 0.27405 | 0.90895 | 0.17429 | 0.71735 | 0.27667 | 0.22986 | 0.21113 | 0.52177 | 0.178 | 0
Oct | 7 | 7 | Weekend | Saturday | 0.69928 | 0.83983 | 0.94348 | 0.72611 | 0.0044583 | 0.72611 | 0.72611 | 0.66091 | 0.72611 | 0.69928 | 0.69928 | 0.86785 | 0.78166 | 1 | 0.50808 | 0.39851 | 0.62387 | 0.69962 | 0.25605 | 0.71795 | 0.15648 | 1 | 0.35144 | 0.66091 | 0.66612 | 0.77861 | 0.21278 | 0.901 | 0.75307 | 0.91543 | 0.49096 | 0.3985 | 0.54799 | 0.66532 | 0.27234 | 0.7306 | 0.17321 | 0.99835 | 0.33043 | 0.48718 | 0.4385 | 0.69198 | 0.17834 | 0
Oct | 7 | 8 | Weekend | Saturday | 0.77234 | 0.88714 | 0.97543 | 0.68405 | 0.0044583 | 0.68405 | 0.68405 | 0.67213 | 0.68405 | 0.77234 | 0.77234 | 0.72928 | 0.82258 | 0.83098 | 0.46146 | 0.37577 | 0.55017 | 0.73206 | 0.25576 | 0.70807 | 0.15659 | 0.85759 | 0.34223 | 0.67213 | 0.65091 | 0.74315 | 0.25652 | 0.73743 | 0.80213 | 0.79927 | 0.44955 | 0.37603 | 0.48757 | 0.70159 | 0.27256 | 0.73156 | 0.17334 | 0.86019 | 0.33032 | 0.61666 | 0.58129 | 0.68123 | 0.24196 | 0
Oct | 7 | 9 | Weekend | Saturday | 0.86879 | 0.92223 | 0.98716 | 0.62331 | 0.0044583 | 0.62331 | 0.62331 | 0.74898 | 0.62331 | 0.86879 | 0.86879 | 0.90781 | 0.83203 | 0.70071 | 0.47933 | 0.36441 | 0.48241 | 0.72777 | 0.25776 | 0.85608 | 0.21234 | 0.61609 | 0.3387 | 0.74898 | 0.70881 | 0.81923 | 0.24694 | 0.89846 | 0.81464 | 0.69553 | 0.47073 | 0.36516 | 0.4302 | 0.70634 | 0.27262 | 0.90821 | 0.2297 | 0.60769 | 0.33034 | 0.75903 | 0.72984 | 0.79565 | 0.24154 | 0
Oct | 7 | 10 | Weekend | Saturday | 0.95798 | 0.9565 | 0.99713 | 0.60425 | 0.0044583 | 0.60425 | 0.60425 | 0.71975 | 0.60425 | 0.95798 | 0.95798 | 0.89166 | 0.83721 | 0.65855 | 0.57178 | 0.39573 | 0.47452 | 0.74498 | 0.26001 | 0.88591 | 0.23503 | 0.59407 | 0.33694 | 0.71975 | 0.66261 | 0.89843 | 0.24338 | 0.9142 | 0.82249 | 0.68386 | 0.56526 | 0.39562 | 0.44402 | 0.72589 | 0.27816 | 0.94996 | 0.25939 | 0.58861 | 0.33058 | 0.76185 | 0.72984 | 0.90707 | 0.24154 | 0
Oct | 7 | 11 | Weekend | Saturday | 1 | 0.98006 | 1 | 0.60595 | 0.0044583 | 0.60595 | 0.60595 | 0.7903 | 0.60595 | 1 | 1 | 0.87364 | 0.82854 | 0.63199 | 0.62124 | 0.41633 | 0.46729 | 0.72528 | 0.26434 | 0.86088 | 0.23338 | 0.59205 | 0.27602 | 0.7903 | 0.73245 | 0.88427 | 0.17203 | 0.90532 | 0.81497 | 0.68789 | 0.61575 | 0.41737 | 0.44847 | 0.70873 | 0.28021 | 0.9291 | 0.25629 | 0.59486 | 0.27043 | 0.86155 | 0.83008 | 0.91199 | 0.16979 | 0
Oct | 7 | 12 | Weekend | Saturday | 0.9882 | 0.98779 | 0.99315 | 0.61407 | 0.0044583 | 0.61407 | 0.61407 | 0.79557 | 0.61407 | 0.9882 | 0.9882 | 0.7247 | 0.81817 | 0.6035 | 0.60806 | 0.41932 | 0.45692 | 0.7581 | 0.26148 | 0.85884 | 0.25656 | 0.59725 | 0.27805 | 0.79557 | 0.73974 | 0.87163 | 0.17032 | 0.74702 | 0.8055 | 0.65247 | 0.60322 | 0.4196 | 0.44505 | 0.74721 | 0.28026 | 0.92872 | 0.28178 | 0.6023 | 0.27075 | 0.86711 | 0.83857 | 0.91059 | 0.16979 | 0
Oct | 7 | 13 | Weekend | Saturday | 0.9717 | 0.99423 | 0.99629 | 0.6031 | 0.0044583 | 0.6031 | 0.6031 | 0.79907 | 0.6031 | 0.9717 | 0.9717 | 0.67752 | 0.81429 | 0.6124 | 0.54327 | 0.33919 | 0.45331 | 0.75625 | 0.27072 | 0.69317 | 0.27398 | 0.60725 | 0.27758 | 0.79907 | 0.74733 | 0.84781 | 0.16912 | 0.74304 | 0.80389 | 0.66556 | 0.53628 | 0.33979 | 0.44881 | 0.74485 | 0.28706 | 0.74882 | 0.30351 | 0.60823 | 0.27081 | 0.87399 | 0.84781 | 0.89454 | 0.16979 | 0
Oct | 7 | 14 | Weekend | Saturday | 0.96094 | 1 | 0.98107 | 0.60306 | 0.0044583 | 0.60306 | 0.60306 | 0.80075 | 0.60306 | 0.96094 | 0.96094 | 0.71315 | 0.78518 | 0.61346 | 0.53757 | 0.31839 | 0.49178 | 0.76242 | 0.26762 | 0.69226 | 0.28285 | 0.59795 | 0.27474 | 0.80075 | 0.74987 | 0.83178 | 0.16868 | 0.74333 | 0.78097 | 0.66811 | 0.53052 | 0.31888 | 0.48508 | 0.75515 | 0.28686 | 0.74859 | 0.31151 | 0.60498 | 0.27045 | 0.87699 | 0.85082 | 0.87975 | 0.16979 | 0
Oct | 7 | 15 | Weekend | Saturday | 0.92364 | 0.98793 | 0.95281 | 0.65895 | 0.0044583 | 0.65895 | 0.65895 | 0.79484 | 0.65895 | 0.92364 | 0.92364 | 0.90341 | 0.7831 | 0.64548 | 0.56016 | 0.30292 | 0.66101 | 0.71548 | 0.26472 | 0.6893 | 0.2608 | 0.59109 | 0.27622 | 0.79484 | 0.74553 | 0.83121 | 0.096035 | 0.91549 | 0.77776 | 0.73066 | 0.55258 | 0.30331 | 0.66209 | 0.69976 | 0.28218 | 0.74487 | 0.29025 | 0.63612 | 0.26979 | 0.87051 | 0.8459 | 0.87688 | 0.097885 | 0
Oct | 7 | 16 | Weekend | Saturday | 0.84585 | 0.94712 | 0.92556 | 0.76254 | 0.55754 | 0.76254 | 0.76254 | 0.73084 | 0.76254 | 0.84585 | 0.84585 | 0.92196 | 0.76353 | 0.70587 | 0.47289 | 0.3066 | 0.85631 | 0.67099 | 0.26819 | 0.85915 | 0.22693 | 0.67106 | 0.28036 | 0.73084 | 0.69561 | 0.79205 | 0.12048 | 0.92759 | 0.75406 | 0.78532 | 0.45958 | 0.30727 | 0.85672 | 0.65221 | 0.28539 | 0.93025 | 0.25162 | 0.72034 | 0.27456 | 0.79348 | 0.78243 | 0.81721 | 0.1228 | 0
Oct | 7 | 17 | Weekend | Saturday | 0.80111 | 0.91389 | 0.89989 | 0.89436 | 1 | 0.89436 | 0.89436 | 0.65626 | 0.89436 | 0.80111 | 0.80111 | 0.98397 | 0.76032 | 0.85138 | 0.29334 | 0.24598 | 1 | 0.51102 | 0.29637 | 0.92463 | 0.21773 | 0.8573 | 0.33855 | 0.65626 | 0.6714 | 0.82666 | 0.21824 | 1 | 0.74288 | 0.94764 | 0.29527 | 0.24605 | 1 | 0.4868 | 0.31825 | 0.99523 | 0.24092 | 0.92297 | 0.33588 | 0.7011 | 0.74022 | 0.83007 | 0.22244 | 0
Oct | 7 | 18 | Weekend | Saturday | 0.80623 | 0.91878 | 0.87336 | 0.98466 | 1 | 0.98466 | 0.98466 | 0.48289 | 0.98466 | 0.80623 | 0.80623 | 0.79953 | 0.75637 | 0.88672 | 0.27583 | 0.25373 | 0.97628 | 0.51942 | 0.30391 | 0.9312 | 0.19443 | 0.8777 | 0.35365 | 0.48289 | 0.53178 | 0.74435 | 0.22801 | 0.83698 | 0.73602 | 0.95474 | 0.27756 | 0.25436 | 0.97831 | 0.49008 | 0.32322 | 1 | 0.21592 | 0.93645 | 0.35 | 0.51299 | 0.58217 | 0.7247 | 0.23241 | 0
Oct | 7 | 19 | Weekend | Saturday | 0.79386 | 0.9073 | 0.84849 | 1 | 1 | 1 | 1 | 0.45758 | 1 | 0.79386 | 0.79386 | 0.78861 | 0.7178 | 0.92308 | 0.27583 | 0.25424 | 0.95312 | 0.48646 | 0.3023 | 0.77068 | 0.19239 | 0.93719 | 0.35365 | 0.45758 | 0.51185 | 0.71095 | 0.22801 | 0.82862 | 0.68714 | 1 | 0.27756 | 0.25436 | 0.96044 | 0.44041 | 0.32306 | 0.82176 | 0.21318 | 1 | 0.35 | 0.47507 | 0.54256 | 0.6804 | 0.23241 | 0
Oct | 7 | 20 | Weekend | Saturday | 0.76248 | 0.86588 | 0.8224 | 0.91272 | 1 | 0.91272 | 0.91272 | 0.24663 | 0.91272 | 0.76248 | 0.76248 | 0.76688 | 0.71186 | 0.89094 | 0.25521 | 0.25424 | 0.81335 | 0.40967 | 0.30056 | 0.772 | 0.19405 | 0.919 | 0.35365 | 0.24663 | 0.31246 | 0.57609 | 0.23086 | 0.81894 | 0.67799 | 0.95613 | 0.25658 | 0.25436 | 0.82235 | 0.37001 | 0.32223 | 0.81625 | 0.20439 | 0.97513 | 0.35 | 0.27012 | 0.35453 | 0.56388 | 0.23286 | 0
Oct | 7 | 21 | Weekend | Saturday | 0.68946 | 0.78566 | 0.79046 | 0.81842 | 1 | 0.81842 | 0.81842 | 0.19044 | 0.81842 | 0.68946 | 0.68946 | 0.73157 | 0.70347 | 0.84359 | 0.23417 | 0.25373 | 0.64363 | 0.41504 | 0.30199 | 0.76608 | 0.18378 | 0.71019 | 0.35365 | 0.19044 | 0.25664 | 0.33249 | 0.23357 | 0.81244 | 0.66579 | 0.82226 | 0.23561 | 0.25436 | 0.64422 | 0.35709 | 0.32117 | 0.80934 | 0.20372 | 0.73618 | 0.35 | 0.20858 | 0.2912 | 0.36566 | 0.23329 | 0
Oct | 7 | 22 | Weekend | Saturday | 0.66086 | 0.75281 | 0.75221 | 0.7037 | 1 | 0.7037 | 0.7037 | 0.19044 | 0.7037 | 0.66086 | 0.66086 | 0.70633 | 0.70268 | 0.61465 | 0.21332 | 0.25398 | 0.48358 | 0.38644 | 0.3037 | 0.80308 | 0.18478 | 0.47489 | 0.35365 | 0.19044 | 0.25664 | 0.442 | 0.23578 | 0.82686 | 0.66392 | 0.61928 | 0.21463 | 0.25436 | 0.49274 | 0.33391 | 0.32507 | 0.84763 | 0.20517 | 0.48661 | 0.35 | 0.20858 | 0.2912 | 0.48566 | 0.23363 | 0
Oct | 7 | 23 | Weekend | Saturday | 0.61896 | 0.75232 | 0.73656 | 0.58953 | 1 | 0.58953 | 0.58953 | 0.1863 | 0.58953 | 0.61896 | 0.61896 | 0.48709 | 0.67383 | 0.39657 | 0.22182 | 0.27193 | 0.38519 | 0.38099 | 0.30086 | 0.53731 | 0.18298 | 0.39651 | 0.3748 | 0.1863 | 0.25319 | 0.35871 | 0.25634 | 0.47447 | 0.63372 | 0.39809 | 0.22315 | 0.27241 | 0.38951 | 0.32668 | 0.32098 | 0.48334 | 0.20364 | 0.39733 | 0.37024 | 0.20404 | 0.28728 | 0.39452 | 0.23687 | 0
Oct | 8 | 24 | Weekend | Sunday | 0.59045 | 0.72764 | 0.70779 | 0.51624 | 1 | 0.51624 | 0.51624 | 0.19044 | 0.51624 | 0.59045 | 0.59045 | 0.23705 | 0.66575 | 0.38667 | 0.20298 | 0.25398 | 0.3723 | 0.39539 | 0.30082 | 0.30256 | 0.18464 | 0.38893 | 0.35141 | 0.19044 | 0.25664 | 0.32729 | 0.26274 | 0.31236 | 0.62346 | 0.40623 | 0.20415 | 0.25436 | 0.37352 | 0.33729 | 0.32094 | 0.33633 | 0.20362 | 0.39693 | 0.35 | 0.20858 | 0.2912 | 0.35941 | 0.23791 | 0
Oct | 8 | 1 | Weekend | Sunday | 0.58495 | 0.6956 | 0.69455 | 0.48757 | 1 | 0.48757 | 0.48757 | 0.19044 | 0.48757 | 0.58495 | 0.58495 | 0.23769 | 0.66115 | 0.35361 | 0.20286 | 0.25398 | 0.3669 | 0.38419 | 0.30029 | 0.30395 | 0.18336 | 0.35326 | 0.35477 | 0.19044 | 0.25664 | 0.32287 | 0.26599 | 0.31289 | 0.61867 | 0.3662 | 0.20415 | 0.25436 | 0.36588 | 0.32805 | 0.3209 | 0.33726 | 0.2036 | 0.34493 | 0.35 | 0.20858 | 0.2912 | 0.35521 | 0.23841 | 0
Oct | 8 | 2 | Weekend | Sunday | 0.58631 | 0.68493 | 0.68659 | 0.47189 | 1 | 0.47189 | 0.47189 | 0.19044 | 0.47189 | 0.58631 | 0.58631 | 0.23756 | 0.65575 | 0.35731 | 0.20292 | 0.25398 | 0.3683 | 0.40993 | 0.30025 | 0.30312 | 0.18334 | 0.34626 | 0.35365 | 0.19044 | 0.25664 | 0.31952 | 0.27596 | 0.31308 | 0.61158 | 0.3716 | 0.20415 | 0.25436 | 0.363 | 0.34714 | 0.32086 | 0.33758 | 0.20358 | 0.34153 | 0.35 | 0.20858 | 0.2912 | 0.35138 | 0.23996 | 0
Oct | 8 | 3 | Weekend | Sunday | 0.58404 | 0.68559 | 0.68701 | 0.45558 | 1 | 0.45558 | 0.45558 | 0.19044 | 0.45558 | 0.58404 | 0.58404 | 0.23992 | 0.66121 | 0.3938 | 0.21332 | 0.25373 | 0.42044 | 0.48125 | 0.30194 | 0.30911 | 0.18446 | 0.36287 | 0.35141 | 0.19044 | 0.25664 | 0.34108 | 0.27631 | 0.31641 | 0.61897 | 0.40016 | 0.21463 | 0.25436 | 0.41427 | 0.41299 | 0.32214 | 0.34305 | 0.20436 | 0.35659 | 0.35 | 0.20858 | 0.2912 | 0.37471 | 0.23997 | 0
Oct | 8 | 4 | Weekend | Sunday | 0.59177 | 0.69589 | 0.7072 | 0.47036 | 1 | 0.47036 | 0.47036 | 0.19044 | 0.47036 | 0.59177 | 0.59177 | 0.53905 | 0.66152 | 0.42707 | 0.23447 | 0.25424 | 0.54335 | 0.56652 | 0.30135 | 0.56814 | 0.18398 | 0.40535 | 0.35477 | 0.19044 | 0.25664 | 0.33752 | 0.28322 | 0.48289 | 0.61979 | 0.42425 | 0.23561 | 0.25436 | 0.52477 | 0.46728 | 0.32204 | 0.48583 | 0.2043 | 0.39695 | 0.35 | 0.20858 | 0.2912 | 0.3712 | 0.24107 | 0
Oct | 8 | 5 | Weekend | Sunday | 0.57938 | 0.73318 | 0.77038 | 0.59438 | 1 | 0.59438 | 0.59438 | 0.38023 | 0.59438 | 0.57938 | 0.57938 | 0.80334 | 0.69423 | 0.61489 | 0.39417 | 0.44366 | 0.71389 | 0.62784 | 0.29761 | 0.97891 | 0.18102 | 0.58409 | 0.45993 | 0.38023 | 0.4552 | 0.65087 | 0.2629 | 0.80829 | 0.66588 | 0.62314 | 0.36075 | 0.44512 | 0.64293 | 0.56119 | 0.31749 | 0.97883 | 0.20146 | 0.59153 | 0.44363 | 0.29179 | 0.34372 | 0.51199 | 0.22733 | 0
Oct | 8 | 6 | Weekend | Sunday | 0.62615 | 0.79095 | 0.8706 | 0.73053 | 0.55754 | 0.73053 | 0.73053 | 0.28836 | 0.73053 | 0.62615 | 0.62615 | 0.85456 | 0.74662 | 0.80946 | 0.3833 | 0.34343 | 0.6793 | 0.63074 | 0.25619 | 0.88739 | 0.15829 | 0.71091 | 0.31583 | 0.28836 | 0.29721 | 0.65126 | 0.23811 | 0.90259 | 0.70231 | 0.76829 | 0.3531 | 0.34115 | 0.60207 | 0.57361 | 0.27405 | 0.90895 | 0.17429 | 0.71735 | 0.27667 | 0.22986 | 0.21113 | 0.52177 | 0.178 | 0
Oct | 8 | 7 | Weekend | Sunday | 0.69928 | 0.83983 | 0.94348 | 0.72611 | 0.0044583 | 0.72611 | 0.72611 | 0.66091 | 0.72611 | 0.69928 | 0.69928 | 0.86785 | 0.78166 | 1 | 0.50808 | 0.39851 | 0.62387 | 0.69962 | 0.25605 | 0.71795 | 0.15648 | 1 | 0.35144 | 0.66091 | 0.66612 | 0.77861 | 0.21278 | 0.901 | 0.75307 | 0.91543 | 0.49096 | 0.3985 | 0.54799 | 0.66532 | 0.27234 | 0.7306 | 0.17321 | 0.99835 | 0.33043 | 0.48718 | 0.4385 | 0.69198 | 0.17834 | 0
Oct | 8 | 8 | Weekend | Sunday | 0.77234 | 0.88714 | 0.97543 | 0.68405 | 0.0044583 | 0.68405 | 0.68405 | 0.67213 | 0.68405 | 0.77234 | 0.77234 | 0.72928 | 0.82258 | 0.83098 | 0.46146 | 0.37577 | 0.55017 | 0.73206 | 0.25576 | 0.70807 | 0.15659 | 0.85759 | 0.34223 | 0.67213 | 0.65091 | 0.74315 | 0.25652 | 0.73743 | 0.80213 | 0.79927 | 0.44955 | 0.37603 | 0.48757 | 0.70159 | 0.27256 | 0.73156 | 0.17334 | 0.86019 | 0.33032 | 0.61666 | 0.58129 | 0.68123 | 0.24196 | 0
Oct | 8 | 9 | Weekend | Sunday | 0.86879 | 0.92223 | 0.98716 | 0.62331 | 0.0044583 | 0.62331 | 0.62331 | 0.74898 | 0.62331 | 0.86879 | 0.86879 | 0.90781 | 0.83203 | 0.70071 | 0.47933 | 0.36441 | 0.48241 | 0.72777 | 0.25776 | 0.85608 | 0.21234 | 0.61609 | 0.3387 | 0.74898 | 0.70881 | 0.81923 | 0.24694 | 0.89846 | 0.81464 | 0.69553 | 0.47073 | 0.36516 | 0.4302 | 0.70634 | 0.27262 | 0.90821 | 0.2297 | 0.60769 | 0.33034 | 0.75903 | 0.72984 | 0.79565 | 0.24154 | 0
Oct | 8 | 10 | Weekend | Sunday | 0.95798 | 0.9565 | 0.99713 | 0.60425 | 0.0044583 | 0.60425 | 0.60425 | 0.71975 | 0.60425 | 0.95798 | 0.95798 | 0.89166 | 0.83721 | 0.65855 | 0.57178 | 0.39573 | 0.47452 | 0.74498 | 0.26001 | 0.88591 | 0.23503 | 0.59407 | 0.33694 | 0.71975 | 0.66261 | 0.89843 | 0.24338 | 0.9142 | 0.82249 | 0.68386 | 0.56526 | 0.39562 | 0.44402 | 0.72589 | 0.27816 | 0.94996 | 0.25939 | 0.58861 | 0.33058 | 0.76185 | 0.72984 | 0.90707 | 0.24154 | 0
Oct | 8 | 11 | Weekend | Sunday | 1 | 0.98006 | 1 | 0.60595 | 0.0044583 | 0.60595 | 0.60595 | 0.7903 | 0.60595 | 1 | 1 | 0.87364 | 0.82854 | 0.63199 | 0.62124 | 0.41633 | 0.46729 | 0.72528 | 0.26434 | 0.86088 | 0.23338 | 0.59205 | 0.27602 | 0.7903 | 0.73245 | 0.88427 | 0.17203 | 0.90532 | 0.81497 | 0.68789 | 0.61575 | 0.41737 | 0.44847 | 0.70873 | 0.28021 | 0.9291 | 0.25629 | 0.59486 | 0.27043 | 0.86155 | 0.83008 | 0.91199 | 0.16979 | 0
Oct | 8 | 12 | Weekend | Sunday | 0.9882 | 0.98779 | 0.99315 | 0.61407 | 0.0044583 | 0.61407 | 0.61407 | 0.79557 | 0.61407 | 0.9882 | 0.9882 | 0.7247 | 0.81817 | 0.6035 | 0.60806 | 0.41932 | 0.45692 | 0.7581 | 0.26148 | 0.85884 | 0.25656 | 0.59725 | 0.27805 | 0.79557 | 0.73974 | 0.87163 | 0.17032 | 0.74702 | 0.8055 | 0.65247 | 0.60322 | 0.4196 | 0.44505 | 0.74721 | 0.28026 | 0.92872 | 0.28178 | 0.6023 | 0.27075 | 0.86711 | 0.83857 | 0.91059 | 0.16979 | 0
Oct | 8 | 13 | Weekend | Sunday | 0.9717 | 0.99423 | 0.99629 | 0.6031 | 0.0044583 | 0.6031 | 0.6031 | 0.79907 | 0.6031 | 0.9717 | 0.9717 | 0.67752 | 0.81429 | 0.6124 | 0.54327 | 0.33919 | 0.45331 | 0.75625 | 0.27072 | 0.69317 | 0.27398 | 0.60725 | 0.27758 | 0.79907 | 0.74733 | 0.84781 | 0.16912 | 0.74304 | 0.80389 | 0.66556 | 0.53628 | 0.33979 | 0.44881 | 0.74485 | 0.28706 | 0.74882 | 0.30351 | 0.60823 | 0.27081 | 0.87399 | 0.84781 | 0.89454 | 0.16979 | 0
Oct | 8 | 14 | Weekend | Sunday | 0.96094 | 1 | 0.98107 | 0.60306 | 0.0044583 | 0.60306 | 0.60306 | 0.80075 | 0.60306 | 0.96094 | 0.96094 | 0.71315 | 0.78518 | 0.61346 | 0.53757 | 0.31839 | 0.49178 | 0.76242 | 0.26762 | 0.69226 | 0.28285 | 0.59795 | 0.27474 | 0.80075 | 0.74987 | 0.83178 | 0.16868 | 0.74333 | 0.78097 | 0.66811 | 0.53052 | 0.31888 | 0.48508 | 0.75515 | 0.28686 | 0.74859 | 0.31151 | 0.60498 | 0.27045 | 0.87699 | 0.85082 | 0.87975 | 0.16979 | 0
Oct | 8 | 15 | Weekend | Sunday | 0.92364 | 0.98793 | 0.95281 | 0.65895 | 0.0044583 | 0.65895 | 0.65895 | 0.79484 | 0.65895 | 0.92364 | 0.92364 | 0.90341 | 0.7831 | 0.64548 | 0.56016 | 0.30292 | 0.66101 | 0.71548 | 0.26472 | 0.6893 | 0.2608 | 0.59109 | 0.27622 | 0.79484 | 0.74553 | 0.83121 | 0.096035 | 0.91549 | 0.77776 | 0.73066 | 0.55258 | 0.30331 | 0.66209 | 0.69976 | 0.28218 | 0.74487 | 0.29025 | 0.63612 | 0.26979 | 0.87051 | 0.8459 | 0.87688 | 0.097885 | 0
Oct | 8 | 16 | Weekend | Sunday | 0.84585 | 0.94712 | 0.92556 | 0.76254 | 0.55754 | 0.76254 | 0.76254 | 0.73084 | 0.76254 | 0.84585 | 0.84585 | 0.92196 | 0.76353 | 0.70587 | 0.47289 | 0.3066 | 0.85631 | 0.67099 | 0.26819 | 0.85915 | 0.22693 | 0.67106 | 0.28036 | 0.73084 | 0.69561 | 0.79205 | 0.12048 | 0.92759 | 0.75406 | 0.78532 | 0.45958 | 0.30727 | 0.85672 | 0.65221 | 0.28539 | 0.93025 | 0.25162 | 0.72034 | 0.27456 | 0.79348 | 0.78243 | 0.81721 | 0.1228 | 0
Oct | 8 | 17 | Weekend | Sunday | 0.80111 | 0.91389 | 0.89989 | 0.89436 | 1 | 0.89436 | 0.89436 | 0.65626 | 0.89436 | 0.80111 | 0.80111 | 0.98397 | 0.76032 | 0.85138 | 0.29334 | 0.24598 | 1 | 0.51102 | 0.29637 | 0.92463 | 0.21773 | 0.8573 | 0.33855 | 0.65626 | 0.6714 | 0.82666 | 0.21824 | 1 | 0.74288 | 0.94764 | 0.29527 | 0.24605 | 1 | 0.4868 | 0.31825 | 0.99523 | 0.24092 | 0.92297 | 0.33588 | 0.7011 | 0.74022 | 0.83007 | 0.22244 | 0
Oct | 8 | 18 | Weekend | Sunday | 0.80623 | 0.91878 | 0.87336 | 0.98466 | 1 | 0.98466 | 0.98466 | 0.48289 | 0.98466 | 0.80623 | 0.80623 | 0.79953 | 0.75637 | 0.88672 | 0.27583 | 0.25373 | 0.97628 | 0.51942 | 0.30391 | 0.9312 | 0.19443 | 0.8777 | 0.35365 | 0.48289 | 0.53178 | 0.74435 | 0.22801 | 0.83698 | 0.73602 | 0.95474 | 0.27756 | 0.25436 | 0.97831 | 0.49008 | 0.32322 | 1 | 0.21592 | 0.93645 | 0.35 | 0.51299 | 0.58217 | 0.7247 | 0.23241 | 0
Oct | 8 | 19 | Weekend | Sunday | 0.79386 | 0.9073 | 0.84849 | 1 | 1 | 1 | 1 | 0.45758 | 1 | 0.79386 | 0.79386 | 0.78861 | 0.7178 | 0.92308 | 0.27583 | 0.25424 | 0.95312 | 0.48646 | 0.3023 | 0.77068 | 0.19239 | 0.93719 | 0.35365 | 0.45758 | 0.51185 | 0.71095 | 0.22801 | 0.82862 | 0.68714 | 1 | 0.27756 | 0.25436 | 0.96044 | 0.44041 | 0.32306 | 0.82176 | 0.21318 | 1 | 0.35 | 0.47507 | 0.54256 | 0.6804 | 0.23241 | 0
Oct | 8 | 20 | Weekend | Sunday | 0.76248 | 0.86588 | 0.8224 | 0.91272 | 1 | 0.91272 | 0.91272 | 0.24663 | 0.91272 | 0.76248 | 0.76248 | 0.76688 | 0.71186 | 0.89094 | 0.25521 | 0.25424 | 0.81335 | 0.40967 | 0.30056 | 0.772 | 0.19405 | 0.919 | 0.35365 | 0.24663 | 0.31246 | 0.57609 | 0.23086 | 0.81894 | 0.67799 | 0.95613 | 0.25658 | 0.25436 | 0.82235 | 0.37001 | 0.32223 | 0.81625 | 0.20439 | 0.97513 | 0.35 | 0.27012 | 0.35453 | 0.56388 | 0.23286 | 0
Oct | 8 | 21 | Weekend | Sunday | 0.68946 | 0.78566 | 0.79046 | 0.81842 | 1 | 0.81842 | 0.81842 | 0.19044 | 0.81842 | 0.68946 | 0.68946 | 0.73157 | 0.70347 | 0.84359 | 0.23417 | 0.25373 | 0.64363 | 0.41504 | 0.30199 | 0.76608 | 0.18378 | 0.71019 | 0.35365 | 0.19044 | 0.25664 | 0.33249 | 0.23357 | 0.81244 | 0.66579 | 0.82226 | 0.23561 | 0.25436 | 0.64422 | 0.35709 | 0.32117 | 0.80934 | 0.20372 | 0.73618 | 0.35 | 0.20858 | 0.2912 | 0.36566 | 0.23329 | 0
Oct | 8 | 22 | Weekend | Sunday | 0.66086 | 0.75281 | 0.75221 | 0.7037 | 1 | 0.7037 | 0.7037 | 0.19044 | 0.7037 | 0.66086 | 0.66086 | 0.70633 | 0.70268 | 0.61465 | 0.21332 | 0.25398 | 0.48358 | 0.38644 | 0.3037 | 0.80308 | 0.18478 | 0.47489 | 0.35365 | 0.19044 | 0.25664 | 0.442 | 0.23578 | 0.82686 | 0.66392 | 0.61928 | 0.21463 | 0.25436 | 0.49274 | 0.33391 | 0.32507 | 0.84763 | 0.20517 | 0.48661 | 0.35 | 0.20858 | 0.2912 | 0.48566 | 0.23363 | 0
Oct | 8 | 23 | Weekend | Sunday | 0.61896 | 0.75232 | 0.73656 | 0.58953 | 1 | 0.58953 | 0.58953 | 0.19519 | 0.58953 | 0.61896 | 0.61896 | 0.52485 | 0.66802 | 0.40429 | 0.23382 | 0.28306 | 0.38437 | 0.42105 | 0.30037 | 0.56594 | 0.18359 | 0.39126 | 0.38612 | 0.19519 | 0.2606 | 0.33694 | 0.2589 | 0.4737 | 0.62573 | 0.40144 | 0.23525 | 0.28389 | 0.38655 | 0.36291 | 0.32084 | 0.48164 | 0.20355 | 0.3863 | 0.38312 | 0.21378 | 0.29569 | 0.3706 | 0.23729 | 0
Oct | 9 | 24 | Weekday | Monday | 0.58761 | 0.71656 | 0.655 | 0.51481 | 1 | 0.51481 | 0.51481 | 0.19392 | 0.51481 | 0.58761 | 0.58761 | 0.23658 | 0.66502 | 0.36688 | 0.24343 | 0.29287 | 0.36994 | 0.37382 | 0.30153 | 0.30102 | 0.18375 | 0.36742 | 0.39545 | 0.19392 | 0.25955 | 0.31262 | 0.26687 | 0.31167 | 0.62151 | 0.37633 | 0.24497 | 0.29312 | 0.36998 | 0.32725 | 0.32081 | 0.33506 | 0.20354 | 0.36105 | 0.39346 | 0.21239 | 0.29449 | 0.34373 | 0.23856 | 0
Oct | 9 | 1 | Weekday | Monday | 0.57978 | 0.68296 | 0.64549 | 0.48202 | 1 | 0.48202 | 0.48202 | 0.19392 | 0.48202 | 0.57978 | 0.57978 | 0.23671 | 0.66054 | 0.34702 | 0.24344 | 0.29234 | 0.3642 | 0.42772 | 0.30069 | 0.30279 | 0.18408 | 0.34519 | 0.39774 | 0.19392 | 0.25955 | 0.30965 | 0.27268 | 0.31217 | 0.61577 | 0.35481 | 0.24497 | 0.29312 | 0.3614 | 0.36702 | 0.32076 | 0.33601 | 0.20352 | 0.33568 | 0.39346 | 0.21239 | 0.29449 | 0.34035 | 0.23942 | 0
Oct | 9 | 2 | Weekday | Monday | 0.57819 | 0.66979 | 0.64066 | 0.46463 | 1 | 0.46463 | 0.46463 | 0.19392 | 0.46463 | 0.57819 | 0.57819 | 0.2372 | 0.65914 | 0.3441 | 0.24341 | 0.29255 | 0.36561 | 0.38257 | 0.30105 | 0.30243 | 0.18371 | 0.34647 | 0.39682 | 0.19392 | 0.25955 | 0.3075 | 0.28109 | 0.31239 | 0.61359 | 0.35261 | 0.24497 | 0.29312 | 0.35727 | 0.33413 | 0.32071 | 0.33638 | 0.2035 | 0.33214 | 0.39346 | 0.21239 | 0.29449 | 0.33798 | 0.24075 | 0
Oct | 9 | 3 | Weekday | Monday | 0.57421 | 0.66871 | 0.64181 | 0.44863 | 1 | 0.44863 | 0.44863 | 0.19392 | 0.44863 | 0.57421 | 0.57421 | 0.24255 | 0.71057 | 0.37073 | 0.25386 | 0.29255 | 0.41647 | 0.55246 | 0.30428 | 0.31377 | 0.18547 | 0.36097 | 0.395 | 0.19392 | 0.25955 | 0.34992 | 0.28445 | 0.32008 | 0.6725 | 0.3716 | 0.25546 | 0.29312 | 0.40615 | 0.48375 | 0.32398 | 0.34909 | 0.20546 | 0.34539 | 0.39346 | 0.21239 | 0.29449 | 0.38495 | 0.24124 | 0
Oct | 9 | 4 | Weekday | Monday | 0.57817 | 0.67215 | 0.65701 | 0.45225 | 1 | 0.45225 | 0.45225 | 0.19392 | 0.45225 | 0.57817 | 0.57817 | 0.55925 | 0.76278 | 0.46363 | 0.29516 | 0.31203 | 0.5381 | 0.68864 | 0.30364 | 0.59762 | 0.1854 | 0.43235 | 0.41925 | 0.19392 | 0.25955 | 0.34774 | 0.28925 | 0.48052 | 0.67306 | 0.43748 | 0.29684 | 0.31251 | 0.51404 | 0.56677 | 0.3235 | 0.48702 | 0.20518 | 0.41843 | 0.41519 | 0.21239 | 0.29449 | 0.38227 | 0.24202 | 0
Oct | 9 | 5 | Weekday | Monday | 0.56391 | 0.69692 | 0.70225 | 0.55013 | 1 | 0.55013 | 0.55013 | 0.82052 | 0.55013 | 0.56391 | 0.56391 | 0.82365 | 0.85982 | 0.77617 | 0.47966 | 0.65364 | 0.70673 | 0.84549 | 0.61604 | 1 | 0.66765 | 0.7191 | 0.59469 | 0.82052 | 0.92158 | 0.71807 | 0.46926 | 0.80392 | 0.82348 | 0.74022 | 0.40715 | 0.65617 | 0.62857 | 0.7896 | 0.36833 | 0.97586 | 0.35843 | 0.72026 | 0.56872 | 0.41586 | 0.428 | 0.56697 | 0.37258 | 0
Oct | 9 | 6 | Weekday | Monday | 0.59647 | 0.74031 | 0.77401 | 0.65469 | 0.50223 | 0.65469 | 0.65469 | 0.70667 | 0.65469 | 0.59647 | 0.59647 | 0.91721 | 0.92076 | 0.98295 | 0.54041 | 0.66517 | 0.67873 | 0.92915 | 0.82204 | 0.92424 | 0.8613 | 0.85563 | 0.56534 | 0.70667 | 0.73856 | 0.70159 | 0.61436 | 0.88233 | 0.89664 | 0.90743 | 0.47794 | 0.66044 | 0.59324 | 0.89198 | 0.68352 | 0.89546 | 0.62905 | 0.86407 | 0.49319 | 0.41853 | 0.36661 | 0.56045 | 0.55432 | 0
Oct | 9 | 7 | Weekday | Monday | 0.64563 | 0.76864 | 0.82393 | 0.67995 | 0.0044583 | 0.67995 | 0.67995 | 0.84006 | 0.67995 | 0.64563 | 0.64563 | 0.92722 | 0.95153 | 0.83951 | 0.95548 | 1 | 0.65241 | 0.95096 | 0.99893 | 0.75645 | 0.92987 | 0.77401 | 0.96904 | 0.84006 | 0.85528 | 0.90609 | 0.85333 | 0.88042 | 0.9344 | 0.78907 | 0.93833 | 1 | 0.56961 | 0.92383 | 0.93419 | 0.72006 | 0.79384 | 0.7583 | 0.96421 | 0.64789 | 0.60415 | 0.81886 | 0.8275 | 0
Oct | 9 | 8 | Weekday | Monday | 0.70062 | 0.80348 | 0.84561 | 0.71054 | 0.0044583 | 0.71054 | 0.71054 | 1 | 0.71054 | 0.70062 | 0.70062 | 0.75372 | 0.98015 | 0.73911 | 0.93366 | 0.90676 | 0.57895 | 0.99774 | 0.98643 | 0.73493 | 0.9156 | 0.73347 | 0.96879 | 1 | 1 | 0.95637 | 1 | 0.72314 | 0.96863 | 0.7252 | 0.92468 | 0.90761 | 0.50829 | 0.98578 | 0.94168 | 0.72103 | 0.81828 | 0.72771 | 0.96759 | 0.93671 | 0.91563 | 0.9131 | 0.99981 | 0
Oct | 9 | 9 | Weekday | Monday | 0.77832 | 0.84061 | 0.85431 | 0.69797 | 0.0044583 | 0.69797 | 0.69797 | 0.98976 | 0.69797 | 0.77832 | 0.77832 | 0.92637 | 0.99196 | 0.61403 | 0.92552 | 0.88874 | 0.50844 | 0.99887 | 1 | 0.86791 | 0.93293 | 0.56095 | 0.97659 | 0.98976 | 0.97278 | 0.91968 | 0.99137 | 0.88191 | 0.98391 | 0.6103 | 0.91951 | 0.88964 | 0.44641 | 0.98875 | 0.97469 | 0.89642 | 0.87099 | 0.54517 | 0.97589 | 0.97443 | 0.95784 | 0.8925 | 0.99981 | 0
Oct | 9 | 10 | Weekday | Monday | 0.85029 | 0.87594 | 0.863 | 0.69531 | 0.0044583 | 0.69531 | 0.69531 | 0.95086 | 0.69531 | 0.85029 | 0.85029 | 0.91484 | 0.99954 | 0.58103 | 0.9503 | 0.90636 | 0.49855 | 1 | 0.99101 | 0.88953 | 0.93909 | 0.55602 | 0.98536 | 0.95086 | 0.91703 | 1 | 0.98744 | 0.90233 | 0.99457 | 0.60678 | 0.94538 | 0.90684 | 0.45687 | 0.99691 | 0.99261 | 0.93972 | 0.90963 | 0.54769 | 0.98475 | 0.97466 | 0.95802 | 1 | 0.99981 | 0
Oct | 9 | 11 | Weekday | Monday | 0.88246 | 0.90481 | 0.86582 | 0.69084 | 0.0044583 | 0.69084 | 0.69084 | 0.93518 | 0.69084 | 0.88246 | 0.88246 | 0.88251 | 0.97708 | 0.58427 | 0.9219 | 0.91324 | 0.48465 | 0.95817 | 0.992 | 0.85465 | 0.96482 | 0.56151 | 0.94574 | 0.93518 | 0.89436 | 0.93969 | 0.89457 | 0.8992 | 0.97283 | 0.61426 | 0.9148 | 0.91281 | 0.45443 | 0.95134 | 1 | 0.91611 | 0.95212 | 0.55253 | 0.94091 | 0.97541 | 0.95952 | 0.94527 | 0.90637 | 0
Oct | 9 | 12 | Weekday | Monday | 0.86406 | 0.91547 | 0.8627 | 0.6906 | 0.0044583 | 0.6906 | 0.6906 | 0.92553 | 0.6906 | 0.86406 | 0.86406 | 0.73085 | 1 | 0.56573 | 0.96737 | 0.91966 | 0.47476 | 0.99513 | 0.99309 | 0.84425 | 0.98668 | 0.56082 | 0.99897 | 0.92553 | 0.88095 | 0.92911 | 0.98391 | 0.73848 | 0.99781 | 0.59345 | 0.96508 | 0.91916 | 0.45336 | 0.99788 | 0.98681 | 0.9097 | 0.97616 | 0.55795 | 0.99711 | 0.97748 | 0.96182 | 0.9412 | 0.99981 | 0
Oct | 9 | 13 | Weekday | Monday | 0.83775 | 0.92108 | 0.8642 | 0.67884 | 0.0044583 | 0.67884 | 0.67884 | 0.92302 | 0.67884 | 0.83775 | 0.83775 | 0.70314 | 0.9981 | 0.57204 | 0.9758 | 0.88196 | 0.46489 | 0.99725 | 0.99278 | 0.69055 | 1 | 0.56187 | 0.99936 | 0.92302 | 0.87845 | 0.91058 | 0.98317 | 0.73594 | 0.99842 | 0.6008 | 0.97728 | 0.88326 | 0.45102 | 1 | 0.99528 | 0.73182 | 1 | 0.55913 | 0.99935 | 0.98022 | 0.96505 | 0.92492 | 0.99985 | 0
Oct | 9 | 14 | Weekday | Monday | 0.824 | 0.92741 | 0.85395 | 0.67052 | 0.0044583 | 0.67052 | 0.67052 | 0.91915 | 0.67052 | 0.824 | 0.824 | 0.75126 | 0.99634 | 0.5664 | 0.97159 | 0.8766 | 0.49921 | 0.96098 | 0.98983 | 0.69683 | 0.98885 | 0.56139 | 1 | 0.91915 | 0.87609 | 0.89496 | 0.98327 | 0.73355 | 0.99788 | 0.59287 | 0.97315 | 0.87808 | 0.48368 | 0.97607 | 0.98385 | 0.72987 | 0.99766 | 0.55592 | 1 | 0.98192 | 0.96801 | 0.91077 | 1 | 0
Oct | 9 | 15 | Weekday | Monday | 0.79898 | 0.92212 | 0.83728 | 0.71385 | 0.0044583 | 0.71385 | 0.71385 | 0.9204 | 0.71385 | 0.79898 | 0.79898 | 0.93145 | 0.998 | 0.58998 | 1 | 0.89395 | 0.66558 | 0.9574 | 0.93598 | 0.69571 | 0.91361 | 0.55364 | 0.99703 | 0.9204 | 0.88231 | 0.89601 | 0.98368 | 0.89096 | 1 | 0.64594 | 1 | 0.89458 | 0.65928 | 0.97278 | 0.95324 | 0.7255 | 0.94725 | 0.58984 | 0.99608 | 0.98041 | 0.96736 | 0.90833 | 0.99987 | 0
Oct | 9 | 16 | Weekday | Monday | 0.75396 | 0.8946 | 0.82184 | 0.8 | 0.50223 | 0.8 | 0.8 | 0.95149 | 0.8 | 0.75396 | 0.75396 | 0.94457 | 0.99433 | 0.68743 | 0.89295 | 0.84243 | 0.82343 | 0.95902 | 0.71365 | 0.86523 | 0.77319 | 0.67283 | 0.65407 | 0.95149 | 0.93057 | 0.90469 | 0.31465 | 0.90668 | 0.99647 | 0.72721 | 0.88897 | 0.84392 | 0.81464 | 0.97145 | 0.70646 | 0.91569 | 0.75823 | 0.71356 | 0.65076 | 1 | 1 | 0.90711 | 0.32071 | 0
Oct | 9 | 17 | Weekday | Monday | 0.73534 | 0.86787 | 0.80756 | 0.91017 | 1 | 0.91017 | 0.91017 | 0.8636 | 0.91017 | 0.73534 | 0.73534 | 1 | 0.82576 | 0.8953 | 0.75895 | 0.69099 | 0.97183 | 0.65721 | 0.76009 | 0.93776 | 0.77325 | 0.80857 | 0.67027 | 0.8636 | 0.89332 | 0.94162 | 0.2258 | 0.97396 | 0.81433 | 0.89335 | 0.74371 | 0.69225 | 0.96365 | 0.64772 | 0.74008 | 0.98047 | 0.73713 | 0.84255 | 0.66669 | 0.87966 | 0.92654 | 0.93204 | 0.22689 | 0
Oct | 9 | 18 | Weekday | Monday | 0.74724 | 0.87349 | 0.79249 | 0.98508 | 1 | 0.98508 | 0.98508 | 0.86851 | 0.98508 | 0.74724 | 0.74724 | 0.83341 | 0.81735 | 0.87115 | 0.73063 | 0.69455 | 0.94886 | 0.667 | 0.77343 | 0.95129 | 0.7599 | 0.83426 | 0.68153 | 0.86851 | 0.91198 | 0.89716 | 0.23723 | 0.8164 | 0.80349 | 0.90819 | 0.71062 | 0.69658 | 0.94159 | 0.65145 | 0.74006 | 0.98564 | 0.71715 | 0.87585 | 0.67437 | 0.85439 | 0.90218 | 0.86938 | 0.23386 | 0
Oct | 9 | 19 | Weekday | Monday | 0.74968 | 0.86216 | 0.77298 | 0.98392 | 1 | 0.98392 | 0.98392 | 0.823 | 0.98392 | 0.74968 | 0.74968 | 0.82684 | 0.74105 | 0.92848 | 0.61414 | 0.61507 | 0.92935 | 0.59202 | 0.77926 | 0.79778 | 0.7663 | 0.91983 | 0.64406 | 0.823 | 0.87386 | 0.82145 | 0.24442 | 0.8139 | 0.71261 | 0.97842 | 0.58313 | 0.61649 | 0.92613 | 0.54648 | 0.73841 | 0.80962 | 0.70821 | 0.96688 | 0.63031 | 0.78495 | 0.82925 | 0.77505 | 0.235 | 0
Oct | 9 | 20 | Weekday | Monday | 0.73188 | 0.82712 | 0.75179 | 0.88721 | 1 | 0.88721 | 0.88721 | 0.35435 | 0.88721 | 0.73188 | 0.73188 | 0.82384 | 0.7165 | 0.95629 | 0.58979 | 0.62252 | 0.79504 | 0.41747 | 0.30813 | 0.80836 | 0.18664 | 0.8876 | 0.64654 | 0.35435 | 0.41348 | 0.60293 | 0.24628 | 0.81113 | 0.68517 | 0.93879 | 0.55456 | 0.62454 | 0.79148 | 0.39362 | 0.32104 | 0.807 | 0.20368 | 0.91546 | 0.63025 | 0.37452 | 0.45069 | 0.56082 | 0.2353 | 0
Oct | 9 | 21 | Weekday | Monday | 0.67052 | 0.75854 | 0.72748 | 0.79582 | 1 | 0.79582 | 0.79582 | 0.19392 | 0.79582 | 0.67052 | 0.67052 | 0.79862 | 0.67206 | 0.77453 | 0.2949 | 0.31203 | 0.63509 | 0.40383 | 0.3036 | 0.81431 | 0.18454 | 0.64577 | 0.41559 | 0.19392 | 0.25955 | 0.32353 | 0.25913 | 0.80944 | 0.63306 | 0.75239 | 0.29684 | 0.31251 | 0.61929 | 0.35431 | 0.32067 | 0.80432 | 0.20346 | 0.65541 | 0.41519 | 0.21239 | 0.29449 | 0.35557 | 0.23733 | 0
Oct | 9 | 22 | Weekday | Monday | 0.64612 | 0.73349 | 0.69832 | 0.69204 | 1 | 0.69204 | 0.69204 | 0.19392 | 0.69204 | 0.64612 | 0.64612 | 0.77796 | 0.6675 | 0.55314 | 0.25386 | 0.29224 | 0.48537 | 0.37966 | 0.30675 | 0.85872 | 0.18621 | 0.4398 | 0.39865 | 0.19392 | 0.25955 | 0.43318 | 0.26357 | 0.82538 | 0.6269 | 0.54153 | 0.25546 | 0.29312 | 0.47353 | 0.33574 | 0.32492 | 0.84404 | 0.20513 | 0.43615 | 0.39346 | 0.21239 | 0.29449 | 0.47632 | 0.23804 | 0
Oct | 9 | 23 | Weekday | Monday | 0.60649 | 0.7379 | 0.67501 | 0.58216 | 1 | 0.58216 | 0.58216 | 0.19519 | 0.58216 | 0.60649 | 0.60649 | 0.52485 | 0.66802 | 0.40429 | 0.23382 | 0.28306 | 0.38437 | 0.42105 | 0.30037 | 0.56594 | 0.18359 | 0.39126 | 0.38612 | 0.19519 | 0.2606 | 0.33694 | 0.2589 | 0.4737 | 0.62573 | 0.40144 | 0.23525 | 0.28389 | 0.38655 | 0.36291 | 0.32084 | 0.48164 | 0.20355 | 0.3863 | 0.38312 | 0.21378 | 0.29569 | 0.3706 | 0.23729 | 0
Oct | 10 | 24 | Weekday | Tuesday | 0.58761 | 0.71656 | 0.655 | 0.51481 | 1 | 0.51481 | 0.51481 | 0.19392 | 0.51481 | 0.58761 | 0.58761 | 0.23658 | 0.66502 | 0.36688 | 0.24343 | 0.29287 | 0.36994 | 0.37382 | 0.30153 | 0.30102 | 0.18375 | 0.36742 | 0.39545 | 0.19392 | 0.25955 | 0.31262 | 0.26687 | 0.31167 | 0.62151 | 0.37633 | 0.24497 | 0.29312 | 0.36998 | 0.32725 | 0.32081 | 0.33506 | 0.20354 | 0.36105 | 0.39346 | 0.21239 | 0.29449 | 0.34373 | 0.23856 | 0
Oct | 10 | 1 | Weekday | Tuesday | 0.57978 | 0.68296 | 0.64549 | 0.48202 | 1 | 0.48202 | 0.48202 | 0.19392 | 0.48202 | 0.57978 | 0.57978 | 0.23671 | 0.66054 | 0.34702 | 0.24344 | 0.29234 | 0.3642 | 0.42772 | 0.30069 | 0.30279 | 0.18408 | 0.34519 | 0.39774 | 0.19392 | 0.25955 | 0.30965 | 0.27268 | 0.31217 | 0.61577 | 0.35481 | 0.24497 | 0.29312 | 0.3614 | 0.36702 | 0.32076 | 0.33601 | 0.20352 | 0.33568 | 0.39346 | 0.21239 | 0.29449 | 0.34035 | 0.23942 | 0
Oct | 10 | 2 | Weekday | Tuesday | 0.57819 | 0.66979 | 0.64066 | 0.46463 | 1 | 0.46463 | 0.46463 | 0.19392 | 0.46463 | 0.57819 | 0.57819 | 0.2372 | 0.65914 | 0.3441 | 0.24341 | 0.29255 | 0.36561 | 0.38257 | 0.30105 | 0.30243 | 0.18371 | 0.34647 | 0.39682 | 0.19392 | 0.25955 | 0.3075 | 0.28109 | 0.31239 | 0.61359 | 0.35261 | 0.24497 | 0.29312 | 0.35727 | 0.33413 | 0.32071 | 0.33638 | 0.2035 | 0.33214 | 0.39346 | 0.21239 | 0.29449 | 0.33798 | 0.24075 | 0
Oct | 10 | 3 | Weekday | Tuesday | 0.57421 | 0.66871 | 0.64181 | 0.44863 | 1 | 0.44863 | 0.44863 | 0.19392 | 0.44863 | 0.57421 | 0.57421 | 0.24255 | 0.71057 | 0.37073 | 0.25386 | 0.29255 | 0.41647 | 0.55246 | 0.30428 | 0.31377 | 0.18547 | 0.36097 | 0.395 | 0.19392 | 0.25955 | 0.34992 | 0.28445 | 0.32008 | 0.6725 | 0.3716 | 0.25546 | 0.29312 | 0.40615 | 0.48375 | 0.32398 | 0.34909 | 0.20546 | 0.34539 | 0.39346 | 0.21239 | 0.29449 | 0.38495 | 0.24124 | 0
Oct | 10 | 4 | Weekday | Tuesday | 0.57817 | 0.67215 | 0.65701 | 0.45225 | 1 | 0.45225 | 0.45225 | 0.19392 | 0.45225 | 0.57817 | 0.57817 | 0.55925 | 0.76278 | 0.46363 | 0.29516 | 0.31203 | 0.5381 | 0.68864 | 0.30364 | 0.59762 | 0.1854 | 0.43235 | 0.41925 | 0.19392 | 0.25955 | 0.34774 | 0.28925 | 0.48052 | 0.67306 | 0.43748 | 0.29684 | 0.31251 | 0.51404 | 0.56677 | 0.3235 | 0.48702 | 0.20518 | 0.41843 | 0.41519 | 0.21239 | 0.29449 | 0.38227 | 0.24202 | 0
Oct | 10 | 5 | Weekday | Tuesday | 0.56391 | 0.69692 | 0.70225 | 0.55013 | 1 | 0.55013 | 0.55013 | 0.82052 | 0.55013 | 0.56391 | 0.56391 | 0.82365 | 0.85982 | 0.77617 | 0.47966 | 0.65364 | 0.70673 | 0.84549 | 0.61604 | 1 | 0.66765 | 0.7191 | 0.59469 | 0.82052 | 0.92158 | 0.71807 | 0.46926 | 0.80392 | 0.82348 | 0.74022 | 0.40715 | 0.65617 | 0.62857 | 0.7896 | 0.36833 | 0.97586 | 0.35843 | 0.72026 | 0.56872 | 0.41586 | 0.428 | 0.56697 | 0.37258 | 0
Oct | 10 | 6 | Weekday | Tuesday | 0.59647 | 0.74031 | 0.77401 | 0.65469 | 0.50223 | 0.65469 | 0.65469 | 0.70667 | 0.65469 | 0.59647 | 0.59647 | 0.91721 | 0.92076 | 0.98295 | 0.54041 | 0.66517 | 0.67873 | 0.92915 | 0.82204 | 0.92424 | 0.8613 | 0.85563 | 0.56534 | 0.70667 | 0.73856 | 0.70159 | 0.61436 | 0.88233 | 0.89664 | 0.90743 | 0.47794 | 0.66044 | 0.59324 | 0.89198 | 0.68352 | 0.89546 | 0.62905 | 0.86407 | 0.49319 | 0.41853 | 0.36661 | 0.56045 | 0.55432 | 0
Oct | 10 | 7 | Weekday | Tuesday | 0.64563 | 0.76864 | 0.82393 | 0.67995 | 0.0044583 | 0.67995 | 0.67995 | 0.84006 | 0.67995 | 0.64563 | 0.64563 | 0.92722 | 0.95153 | 0.83951 | 0.95548 | 1 | 0.65241 | 0.95096 | 0.99893 | 0.75645 | 0.92987 | 0.77401 | 0.96904 | 0.84006 | 0.85528 | 0.90609 | 0.85333 | 0.88042 | 0.9344 | 0.78907 | 0.93833 | 1 | 0.56961 | 0.92383 | 0.93419 | 0.72006 | 0.79384 | 0.7583 | 0.96421 | 0.64789 | 0.60415 | 0.81886 | 0.8275 | 0
Oct | 10 | 8 | Weekday | Tuesday | 0.70062 | 0.80348 | 0.84561 | 0.71054 | 0.0044583 | 0.71054 | 0.71054 | 1 | 0.71054 | 0.70062 | 0.70062 | 0.75372 | 0.98015 | 0.73911 | 0.93366 | 0.90676 | 0.57895 | 0.99774 | 0.98643 | 0.73493 | 0.9156 | 0.73347 | 0.96879 | 1 | 1 | 0.95637 | 1 | 0.72314 | 0.96863 | 0.7252 | 0.92468 | 0.90761 | 0.50829 | 0.98578 | 0.94168 | 0.72103 | 0.81828 | 0.72771 | 0.96759 | 0.93671 | 0.91563 | 0.9131 | 0.99981 | 0
Oct | 10 | 9 | Weekday | Tuesday | 0.77832 | 0.84061 | 0.85431 | 0.69797 | 0.0044583 | 0.69797 | 0.69797 | 0.98976 | 0.69797 | 0.77832 | 0.77832 | 0.92637 | 0.99196 | 0.61403 | 0.92552 | 0.88874 | 0.50844 | 0.99887 | 1 | 0.86791 | 0.93293 | 0.56095 | 0.97659 | 0.98976 | 0.97278 | 0.91968 | 0.99137 | 0.88191 | 0.98391 | 0.6103 | 0.91951 | 0.88964 | 0.44641 | 0.98875 | 0.97469 | 0.89642 | 0.87099 | 0.54517 | 0.97589 | 0.97443 | 0.95784 | 0.8925 | 0.99981 | 0
Oct | 10 | 10 | Weekday | Tuesday | 0.85029 | 0.87594 | 0.863 | 0.69531 | 0.0044583 | 0.69531 | 0.69531 | 0.95086 | 0.69531 | 0.85029 | 0.85029 | 0.91484 | 0.99954 | 0.58103 | 0.9503 | 0.90636 | 0.49855 | 1 | 0.99101 | 0.88953 | 0.93909 | 0.55602 | 0.98536 | 0.95086 | 0.91703 | 1 | 0.98744 | 0.90233 | 0.99457 | 0.60678 | 0.94538 | 0.90684 | 0.45687 | 0.99691 | 0.99261 | 0.93972 | 0.90963 | 0.54769 | 0.98475 | 0.97466 | 0.95802 | 1 | 0.99981 | 0
Oct | 10 | 11 | Weekday | Tuesday | 0.88246 | 0.90481 | 0.86582 | 0.69084 | 0.0044583 | 0.69084 | 0.69084 | 0.93518 | 0.69084 | 0.88246 | 0.88246 | 0.88251 | 0.97708 | 0.58427 | 0.9219 | 0.91324 | 0.48465 | 0.95817 | 0.992 | 0.85465 | 0.96482 | 0.56151 | 0.94574 | 0.93518 | 0.89436 | 0.93969 | 0.89457 | 0.8992 | 0.97283 | 0.61426 | 0.9148 | 0.91281 | 0.45443 | 0.95134 | 1 | 0.91611 | 0.95212 | 0.55253 | 0.94091 | 0.97541 | 0.95952 | 0.94527 | 0.90637 | 0
Oct | 10 | 12 | Weekday | Tuesday | 0.86406 | 0.91547 | 0.8627 | 0.6906 | 0.0044583 | 0.6906 | 0.6906 | 0.92553 | 0.6906 | 0.86406 | 0.86406 | 0.73085 | 1 | 0.56573 | 0.96737 | 0.91966 | 0.47476 | 0.99513 | 0.99309 | 0.84425 | 0.98668 | 0.56082 | 0.99897 | 0.92553 | 0.88095 | 0.92911 | 0.98391 | 0.73848 | 0.99781 | 0.59345 | 0.96508 | 0.91916 | 0.45336 | 0.99788 | 0.98681 | 0.9097 | 0.97616 | 0.55795 | 0.99711 | 0.97748 | 0.96182 | 0.9412 | 0.99981 | 0
Oct | 10 | 13 | Weekday | Tuesday | 0.83775 | 0.92108 | 0.8642 | 0.67884 | 0.0044583 | 0.67884 | 0.67884 | 0.92302 | 0.67884 | 0.83775 | 0.83775 | 0.70314 | 0.9981 | 0.57204 | 0.9758 | 0.88196 | 0.46489 | 0.99725 | 0.99278 | 0.69055 | 1 | 0.56187 | 0.99936 | 0.92302 | 0.87845 | 0.91058 | 0.98317 | 0.73594 | 0.99842 | 0.6008 | 0.97728 | 0.88326 | 0.45102 | 1 | 0.99528 | 0.73182 | 1 | 0.55913 | 0.99935 | 0.98022 | 0.96505 | 0.92492 | 0.99985 | 0
Oct | 10 | 14 | Weekday | Tuesday | 0.824 | 0.92741 | 0.85395 | 0.67052 | 0.0044583 | 0.67052 | 0.67052 | 0.91915 | 0.67052 | 0.824 | 0.824 | 0.75126 | 0.99634 | 0.5664 | 0.97159 | 0.8766 | 0.49921 | 0.96098 | 0.98983 | 0.69683 | 0.98885 | 0.56139 | 1 | 0.91915 | 0.87609 | 0.89496 | 0.98327 | 0.73355 | 0.99788 | 0.59287 | 0.97315 | 0.87808 | 0.48368 | 0.97607 | 0.98385 | 0.72987 | 0.99766 | 0.55592 | 1 | 0.98192 | 0.96801 | 0.91077 | 1 | 0
Oct | 10 | 15 | Weekday | Tuesday | 0.79898 | 0.92212 | 0.83728 | 0.71385 | 0.0044583 | 0.71385 | 0.71385 | 0.9204 | 0.71385 | 0.79898 | 0.79898 | 0.93145 | 0.998 | 0.58998 | 1 | 0.89395 | 0.66558 | 0.9574 | 0.93598 | 0.69571 | 0.91361 | 0.55364 | 0.99703 | 0.9204 | 0.88231 | 0.89601 | 0.98368 | 0.89096 | 1 | 0.64594 | 1 | 0.89458 | 0.65928 | 0.97278 | 0.95324 | 0.7255 | 0.94725 | 0.58984 | 0.99608 | 0.98041 | 0.96736 | 0.90833 | 0.99987 | 0
Oct | 10 | 16 | Weekday | Tuesday | 0.75396 | 0.8946 | 0.82184 | 0.8 | 0.50223 | 0.8 | 0.8 | 0.95149 | 0.8 | 0.75396 | 0.75396 | 0.94457 | 0.99433 | 0.68743 | 0.89295 | 0.84243 | 0.82343 | 0.95902 | 0.71365 | 0.86523 | 0.77319 | 0.67283 | 0.65407 | 0.95149 | 0.93057 | 0.90469 | 0.31465 | 0.90668 | 0.99647 | 0.72721 | 0.88897 | 0.84392 | 0.81464 | 0.97145 | 0.70646 | 0.91569 | 0.75823 | 0.71356 | 0.65076 | 1 | 1 | 0.90711 | 0.32071 | 0
Oct | 10 | 17 | Weekday | Tuesday | 0.73534 | 0.86787 | 0.80756 | 0.91017 | 1 | 0.91017 | 0.91017 | 0.8636 | 0.91017 | 0.73534 | 0.73534 | 1 | 0.82576 | 0.8953 | 0.75895 | 0.69099 | 0.97183 | 0.65721 | 0.76009 | 0.93776 | 0.77325 | 0.80857 | 0.67027 | 0.8636 | 0.89332 | 0.94162 | 0.2258 | 0.97396 | 0.81433 | 0.89335 | 0.74371 | 0.69225 | 0.96365 | 0.64772 | 0.74008 | 0.98047 | 0.73713 | 0.84255 | 0.66669 | 0.87966 | 0.92654 | 0.93204 | 0.22689 | 0
Oct | 10 | 18 | Weekday | Tuesday | 0.74724 | 0.87349 | 0.79249 | 0.98508 | 1 | 0.98508 | 0.98508 | 0.86851 | 0.98508 | 0.74724 | 0.74724 | 0.83341 | 0.81735 | 0.87115 | 0.73063 | 0.69455 | 0.94886 | 0.667 | 0.77343 | 0.95129 | 0.7599 | 0.83426 | 0.68153 | 0.86851 | 0.91198 | 0.89716 | 0.23723 | 0.8164 | 0.80349 | 0.90819 | 0.71062 | 0.69658 | 0.94159 | 0.65145 | 0.74006 | 0.98564 | 0.71715 | 0.87585 | 0.67437 | 0.85439 | 0.90218 | 0.86938 | 0.23386 | 0
Oct | 10 | 19 | Weekday | Tuesday | 0.74968 | 0.86216 | 0.77298 | 0.98392 | 1 | 0.98392 | 0.98392 | 0.823 | 0.98392 | 0.74968 | 0.74968 | 0.82684 | 0.74105 | 0.92848 | 0.61414 | 0.61507 | 0.92935 | 0.59202 | 0.77926 | 0.79778 | 0.7663 | 0.91983 | 0.64406 | 0.823 | 0.87386 | 0.82145 | 0.24442 | 0.8139 | 0.71261 | 0.97842 | 0.58313 | 0.61649 | 0.92613 | 0.54648 | 0.73841 | 0.80962 | 0.70821 | 0.96688 | 0.63031 | 0.78495 | 0.82925 | 0.77505 | 0.235 | 0
Oct | 10 | 20 | Weekday | Tuesday | 0.73188 | 0.82712 | 0.75179 | 0.88721 | 1 | 0.88721 | 0.88721 | 0.35435 | 0.88721 | 0.73188 | 0.73188 | 0.82384 | 0.7165 | 0.95629 | 0.58979 | 0.62252 | 0.79504 | 0.41747 | 0.30813 | 0.80836 | 0.18664 | 0.8876 | 0.64654 | 0.35435 | 0.41348 | 0.60293 | 0.24628 | 0.81113 | 0.68517 | 0.93879 | 0.55456 | 0.62454 | 0.79148 | 0.39362 | 0.32104 | 0.807 | 0.20368 | 0.91546 | 0.63025 | 0.37452 | 0.45069 | 0.56082 | 0.2353 | 0
Oct | 10 | 21 | Weekday | Tuesday | 0.67052 | 0.75854 | 0.72748 | 0.79582 | 1 | 0.79582 | 0.79582 | 0.19392 | 0.79582 | 0.67052 | 0.67052 | 0.79862 | 0.67206 | 0.77453 | 0.2949 | 0.31203 | 0.63509 | 0.40383 | 0.3036 | 0.81431 | 0.18454 | 0.64577 | 0.41559 | 0.19392 | 0.25955 | 0.32353 | 0.25913 | 0.80944 | 0.63306 | 0.75239 | 0.29684 | 0.31251 | 0.61929 | 0.35431 | 0.32067 | 0.80432 | 0.20346 | 0.65541 | 0.41519 | 0.21239 | 0.29449 | 0.35557 | 0.23733 | 0
Oct | 10 | 22 | Weekday | Tuesday | 0.64612 | 0.73349 | 0.69832 | 0.69204 | 1 | 0.69204 | 0.69204 | 0.19392 | 0.69204 | 0.64612 | 0.64612 | 0.77796 | 0.6675 | 0.55314 | 0.25386 | 0.29224 | 0.48537 | 0.37966 | 0.30675 | 0.85872 | 0.18621 | 0.4398 | 0.39865 | 0.19392 | 0.25955 | 0.43318 | 0.26357 | 0.82538 | 0.6269 | 0.54153 | 0.25546 | 0.29312 | 0.47353 | 0.33574 | 0.32492 | 0.84404 | 0.20513 | 0.43615 | 0.39346 | 0.21239 | 0.29449 | 0.47632 | 0.23804 | 0
Oct | 10 | 23 | Weekday | Tuesday | 0.60649 | 0.7379 | 0.67501 | 0.58216 | 1 | 0.58216 | 0.58216 | 0.19519 | 0.58216 | 0.60649 | 0.60649 | 0.52485 | 0.66802 | 0.40429 | 0.23382 | 0.28306 | 0.38437 | 0.42105 | 0.30037 | 0.56594 | 0.18359 | 0.39126 | 0.38612 | 0.19519 | 0.2606 | 0.33694 | 0.2589 | 0.4737 | 0.62573 | 0.40144 | 0.23525 | 0.28389 | 0.38655 | 0.36291 | 0.32084 | 0.48164 | 0.20355 | 0.3863 | 0.38312 | 0.21378 | 0.29569 | 0.3706 | 0.23729 | 0
Oct | 11 | 24 | Weekday | Wednesday | 0.58761 | 0.71656 | 0.655 | 0.51481 | 1 | 0.51481 | 0.51481 | 0.19392 | 0.51481 | 0.58761 | 0.58761 | 0.23658 | 0.66502 | 0.36688 | 0.24343 | 0.29287 | 0.36994 | 0.37382 | 0.30153 | 0.30102 | 0.18375 | 0.36742 | 0.39545 | 0.19392 | 0.25955 | 0.31262 | 0.26687 | 0.31167 | 0.62151 | 0.37633 | 0.24497 | 0.29312 | 0.36998 | 0.32725 | 0.32081 | 0.33506 | 0.20354 | 0.36105 | 0.39346 | 0.21239 | 0.29449 | 0.34373 | 0.23856 | 0
Oct | 11 | 1 | Weekday | Wednesday | 0.57978 | 0.68296 | 0.64549 | 0.48202 | 1 | 0.48202 | 0.48202 | 0.19392 | 0.48202 | 0.57978 | 0.57978 | 0.23671 | 0.66054 | 0.34702 | 0.24344 | 0.29234 | 0.3642 | 0.42772 | 0.30069 | 0.30279 | 0.18408 | 0.34519 | 0.39774 | 0.19392 | 0.25955 | 0.30965 | 0.27268 | 0.31217 | 0.61577 | 0.35481 | 0.24497 | 0.29312 | 0.3614 | 0.36702 | 0.32076 | 0.33601 | 0.20352 | 0.33568 | 0.39346 | 0.21239 | 0.29449 | 0.34035 | 0.23942 | 0
Oct | 11 | 2 | Weekday | Wednesday | 0.57819 | 0.66979 | 0.64066 | 0.46463 | 1 | 0.46463 | 0.46463 | 0.19392 | 0.46463 | 0.57819 | 0.57819 | 0.2372 | 0.65914 | 0.3441 | 0.24341 | 0.29255 | 0.36561 | 0.38257 | 0.30105 | 0.30243 | 0.18371 | 0.34647 | 0.39682 | 0.19392 | 0.25955 | 0.3075 | 0.28109 | 0.31239 | 0.61359 | 0.35261 | 0.24497 | 0.29312 | 0.35727 | 0.33413 | 0.32071 | 0.33638 | 0.2035 | 0.33214 | 0.39346 | 0.21239 | 0.29449 | 0.33798 | 0.24075 | 0
Oct | 11 | 3 | Weekday | Wednesday | 0.57421 | 0.66871 | 0.64181 | 0.44863 | 1 | 0.44863 | 0.44863 | 0.19392 | 0.44863 | 0.57421 | 0.57421 | 0.24255 | 0.71057 | 0.37073 | 0.25386 | 0.29255 | 0.41647 | 0.55246 | 0.30428 | 0.31377 | 0.18547 | 0.36097 | 0.395 | 0.19392 | 0.25955 | 0.34992 | 0.28445 | 0.32008 | 0.6725 | 0.3716 | 0.25546 | 0.29312 | 0.40615 | 0.48375 | 0.32398 | 0.34909 | 0.20546 | 0.34539 | 0.39346 | 0.21239 | 0.29449 | 0.38495 | 0.24124 | 0
Oct | 11 | 4 | Weekday | Wednesday | 0.57817 | 0.67215 | 0.65701 | 0.45225 | 1 | 0.45225 | 0.45225 | 0.19392 | 0.45225 | 0.57817 | 0.57817 | 0.55925 | 0.76278 | 0.46363 | 0.29516 | 0.31203 | 0.5381 | 0.68864 | 0.30364 | 0.59762 | 0.1854 | 0.43235 | 0.41925 | 0.19392 | 0.25955 | 0.34774 | 0.28925 | 0.48052 | 0.67306 | 0.43748 | 0.29684 | 0.31251 | 0.51404 | 0.56677 | 0.3235 | 0.48702 | 0.20518 | 0.41843 | 0.41519 | 0.21239 | 0.29449 | 0.38227 | 0.24202 | 0
Oct | 11 | 5 | Weekday | Wednesday | 0.56391 | 0.69692 | 0.70225 | 0.55013 | 1 | 0.55013 | 0.55013 | 0.82052 | 0.55013 | 0.56391 | 0.56391 | 0.82365 | 0.85982 | 0.77617 | 0.47966 | 0.65364 | 0.70673 | 0.84549 | 0.61604 | 1 | 0.66765 | 0.7191 | 0.59469 | 0.82052 | 0.92158 | 0.71807 | 0.46926 | 0.80392 | 0.82348 | 0.74022 | 0.40715 | 0.65617 | 0.62857 | 0.7896 | 0.36833 | 0.97586 | 0.35843 | 0.72026 | 0.56872 | 0.41586 | 0.428 | 0.56697 | 0.37258 | 0
Oct | 11 | 6 | Weekday | Wednesday | 0.59647 | 0.74031 | 0.77401 | 0.65469 | 0.50223 | 0.65469 | 0.65469 | 0.70667 | 0.65469 | 0.59647 | 0.59647 | 0.91721 | 0.92076 | 0.98295 | 0.54041 | 0.66517 | 0.67873 | 0.92915 | 0.82204 | 0.92424 | 0.8613 | 0.85563 | 0.56534 | 0.70667 | 0.73856 | 0.70159 | 0.61436 | 0.88233 | 0.89664 | 0.90743 | 0.47794 | 0.66044 | 0.59324 | 0.89198 | 0.68352 | 0.89546 | 0.62905 | 0.86407 | 0.49319 | 0.41853 | 0.36661 | 0.56045 | 0.55432 | 0
Oct | 11 | 7 | Weekday | Wednesday | 0.64563 | 0.76864 | 0.82393 | 0.67995 | 0.0044583 | 0.67995 | 0.67995 | 0.84006 | 0.67995 | 0.64563 | 0.64563 | 0.92722 | 0.95153 | 0.83951 | 0.95548 | 1 | 0.65241 | 0.95096 | 0.99893 | 0.75645 | 0.92987 | 0.77401 | 0.96904 | 0.84006 | 0.85528 | 0.90609 | 0.85333 | 0.88042 | 0.9344 | 0.78907 | 0.93833 | 1 | 0.56961 | 0.92383 | 0.93419 | 0.72006 | 0.79384 | 0.7583 | 0.96421 | 0.64789 | 0.60415 | 0.81886 | 0.8275 | 0
Oct | 11 | 8 | Weekday | Wednesday | 0.70062 | 0.80348 | 0.84561 | 0.71054 | 0.0044583 | 0.71054 | 0.71054 | 1 | 0.71054 | 0.70062 | 0.70062 | 0.75372 | 0.98015 | 0.73911 | 0.93366 | 0.90676 | 0.57895 | 0.99774 | 0.98643 | 0.73493 | 0.9156 | 0.73347 | 0.96879 | 1 | 1 | 0.95637 | 1 | 0.72314 | 0.96863 | 0.7252 | 0.92468 | 0.90761 | 0.50829 | 0.98578 | 0.94168 | 0.72103 | 0.81828 | 0.72771 | 0.96759 | 0.93671 | 0.91563 | 0.9131 | 0.99981 | 0
Oct | 11 | 9 | Weekday | Wednesday | 0.77832 | 0.84061 | 0.85431 | 0.69797 | 0.0044583 | 0.69797 | 0.69797 | 0.98976 | 0.69797 | 0.77832 | 0.77832 | 0.92637 | 0.99196 | 0.61403 | 0.92552 | 0.88874 | 0.50844 | 0.99887 | 1 | 0.86791 | 0.93293 | 0.56095 | 0.97659 | 0.98976 | 0.97278 | 0.91968 | 0.99137 | 0.88191 | 0.98391 | 0.6103 | 0.91951 | 0.88964 | 0.44641 | 0.98875 | 0.97469 | 0.89642 | 0.87099 | 0.54517 | 0.97589 | 0.97443 | 0.95784 | 0.8925 | 0.99981 | 0
Oct | 11 | 10 | Weekday | Wednesday | 0.85029 | 0.87594 | 0.863 | 0.69531 | 0.0044583 | 0.69531 | 0.69531 | 0.95086 | 0.69531 | 0.85029 | 0.85029 | 0.91484 | 0.99954 | 0.58103 | 0.9503 | 0.90636 | 0.49855 | 1 | 0.99101 | 0.88953 | 0.93909 | 0.55602 | 0.98536 | 0.95086 | 0.91703 | 1 | 0.98744 | 0.90233 | 0.99457 | 0.60678 | 0.94538 | 0.90684 | 0.45687 | 0.99691 | 0.99261 | 0.93972 | 0.90963 | 0.54769 | 0.98475 | 0.97466 | 0.95802 | 1 | 0.99981 | 0
Oct | 11 | 11 | Weekday | Wednesday | 0.88246 | 0.90481 | 0.86582 | 0.69084 | 0.0044583 | 0.69084 | 0.69084 | 0.93518 | 0.69084 | 0.88246 | 0.88246 | 0.88251 | 0.97708 | 0.58427 | 0.9219 | 0.91324 | 0.48465 | 0.95817 | 0.992 | 0.85465 | 0.96482 | 0.56151 | 0.94574 | 0.93518 | 0.89436 | 0.93969 | 0.89457 | 0.8992 | 0.97283 | 0.61426 | 0.9148 | 0.91281 | 0.45443 | 0.95134 | 1 | 0.91611 | 0.95212 | 0.55253 | 0.94091 | 0.97541 | 0.95952 | 0.94527 | 0.90637 | 0
Oct | 11 | 12 | Weekday | Wednesday | 0.86406 | 0.91547 | 0.8627 | 0.6906 | 0.0044583 | 0.6906 | 0.6906 | 0.92553 | 0.6906 | 0.86406 | 0.86406 | 0.73085 | 1 | 0.56573 | 0.96737 | 0.91966 | 0.47476 | 0.99513 | 0.99309 | 0.84425 | 0.98668 | 0.56082 | 0.99897 | 0.92553 | 0.88095 | 0.92911 | 0.98391 | 0.73848 | 0.99781 | 0.59345 | 0.96508 | 0.91916 | 0.45336 | 0.99788 | 0.98681 | 0.9097 | 0.97616 | 0.55795 | 0.99711 | 0.97748 | 0.96182 | 0.9412 | 0.99981 | 0
Oct | 11 | 13 | Weekday | Wednesday | 0.83775 | 0.92108 | 0.8642 | 0.67884 | 0.0044583 | 0.67884 | 0.67884 | 0.92302 | 0.67884 | 0.83775 | 0.83775 | 0.70314 | 0.9981 | 0.57204 | 0.9758 | 0.88196 | 0.46489 | 0.99725 | 0.99278 | 0.69055 | 1 | 0.56187 | 0.99936 | 0.92302 | 0.87845 | 0.91058 | 0.98317 | 0.73594 | 0.99842 | 0.6008 | 0.97728 | 0.88326 | 0.45102 | 1 | 0.99528 | 0.73182 | 1 | 0.55913 | 0.99935 | 0.98022 | 0.96505 | 0.92492 | 0.99985 | 0
Oct | 11 | 14 | Weekday | Wednesday | 0.824 | 0.92741 | 0.85395 | 0.67052 | 0.0044583 | 0.67052 | 0.67052 | 0.91915 | 0.67052 | 0.824 | 0.824 | 0.75126 | 0.99634 | 0.5664 | 0.97159 | 0.8766 | 0.49921 | 0.96098 | 0.98983 | 0.69683 | 0.98885 | 0.56139 | 1 | 0.91915 | 0.87609 | 0.89496 | 0.98327 | 0.73355 | 0.99788 | 0.59287 | 0.97315 | 0.87808 | 0.48368 | 0.97607 | 0.98385 | 0.72987 | 0.99766 | 0.55592 | 1 | 0.98192 | 0.96801 | 0.91077 | 1 | 0
Oct | 11 | 15 | Weekday | Wednesday | 0.79898 | 0.92212 | 0.83728 | 0.71385 | 0.0044583 | 0.71385 | 0.71385 | 0.9204 | 0.71385 | 0.79898 | 0.79898 | 0.93145 | 0.998 | 0.58998 | 1 | 0.89395 | 0.66558 | 0.9574 | 0.93598 | 0.69571 | 0.91361 | 0.55364 | 0.99703 | 0.9204 | 0.88231 | 0.89601 | 0.98368 | 0.89096 | 1 | 0.64594 | 1 | 0.89458 | 0.65928 | 0.97278 | 0.95324 | 0.7255 | 0.94725 | 0.58984 | 0.99608 | 0.98041 | 0.96736 | 0.90833 | 0.99987 | 0
Oct | 11 | 16 | Weekday | Wednesday | 0.75396 | 0.8946 | 0.82184 | 0.8 | 0.50223 | 0.8 | 0.8 | 0.95149 | 0.8 | 0.75396 | 0.75396 | 0.94457 | 0.99433 | 0.68743 | 0.89295 | 0.84243 | 0.82343 | 0.95902 | 0.71365 | 0.86523 | 0.77319 | 0.67283 | 0.65407 | 0.95149 | 0.93057 | 0.90469 | 0.31465 | 0.90668 | 0.99647 | 0.72721 | 0.88897 | 0.84392 | 0.81464 | 0.97145 | 0.70646 | 0.91569 | 0.75823 | 0.71356 | 0.65076 | 1 | 1 | 0.90711 | 0.32071 | 0
Oct | 11 | 17 | Weekday | Wednesday | 0.73534 | 0.86787 | 0.80756 | 0.91017 | 1 | 0.91017 | 0.91017 | 0.8636 | 0.91017 | 0.73534 | 0.73534 | 1 | 0.82576 | 0.8953 | 0.75895 | 0.69099 | 0.97183 | 0.65721 | 0.76009 | 0.93776 | 0.77325 | 0.80857 | 0.67027 | 0.8636 | 0.89332 | 0.94162 | 0.2258 | 0.97396 | 0.81433 | 0.89335 | 0.74371 | 0.69225 | 0.96365 | 0.64772 | 0.74008 | 0.98047 | 0.73713 | 0.84255 | 0.66669 | 0.87966 | 0.92654 | 0.93204 | 0.22689 | 0
Oct | 11 | 18 | Weekday | Wednesday | 0.74724 | 0.87349 | 0.79249 | 0.98508 | 1 | 0.98508 | 0.98508 | 0.86851 | 0.98508 | 0.74724 | 0.74724 | 0.83341 | 0.81735 | 0.87115 | 0.73063 | 0.69455 | 0.94886 | 0.667 | 0.77343 | 0.95129 | 0.7599 | 0.83426 | 0.68153 | 0.86851 | 0.91198 | 0.89716 | 0.23723 | 0.8164 | 0.80349 | 0.90819 | 0.71062 | 0.69658 | 0.94159 | 0.65145 | 0.74006 | 0.98564 | 0.71715 | 0.87585 | 0.67437 | 0.85439 | 0.90218 | 0.86938 | 0.23386 | 0
Oct | 11 | 19 | Weekday | Wednesday | 0.74968 | 0.86216 | 0.77298 | 0.98392 | 1 | 0.98392 | 0.98392 | 0.823 | 0.98392 | 0.74968 | 0.74968 | 0.82684 | 0.74105 | 0.92848 | 0.61414 | 0.61507 | 0.92935 | 0.59202 | 0.77926 | 0.79778 | 0.7663 | 0.91983 | 0.64406 | 0.823 | 0.87386 | 0.82145 | 0.24442 | 0.8139 | 0.71261 | 0.97842 | 0.58313 | 0.61649 | 0.92613 | 0.54648 | 0.73841 | 0.80962 | 0.70821 | 0.96688 | 0.63031 | 0.78495 | 0.82925 | 0.77505 | 0.235 | 0
Oct | 11 | 20 | Weekday | Wednesday | 0.73188 | 0.82712 | 0.75179 | 0.88721 | 1 | 0.88721 | 0.88721 | 0.35435 | 0.88721 | 0.73188 | 0.73188 | 0.82384 | 0.7165 | 0.95629 | 0.58979 | 0.62252 | 0.79504 | 0.41747 | 0.30813 | 0.80836 | 0.18664 | 0.8876 | 0.64654 | 0.35435 | 0.41348 | 0.60293 | 0.24628 | 0.81113 | 0.68517 | 0.93879 | 0.55456 | 0.62454 | 0.79148 | 0.39362 | 0.32104 | 0.807 | 0.20368 | 0.91546 | 0.63025 | 0.37452 | 0.45069 | 0.56082 | 0.2353 | 0
Oct | 11 | 21 | Weekday | Wednesday | 0.67052 | 0.75854 | 0.72748 | 0.79582 | 1 | 0.79582 | 0.79582 | 0.19392 | 0.79582 | 0.67052 | 0.67052 | 0.79862 | 0.67206 | 0.77453 | 0.2949 | 0.31203 | 0.63509 | 0.40383 | 0.3036 | 0.81431 | 0.18454 | 0.64577 | 0.41559 | 0.19392 | 0.25955 | 0.32353 | 0.25913 | 0.80944 | 0.63306 | 0.75239 | 0.29684 | 0.31251 | 0.61929 | 0.35431 | 0.32067 | 0.80432 | 0.20346 | 0.65541 | 0.41519 | 0.21239 | 0.29449 | 0.35557 | 0.23733 | 0
Oct | 11 | 22 | Weekday | Wednesday | 0.64612 | 0.73349 | 0.69832 | 0.69204 | 1 | 0.69204 | 0.69204 | 0.19392 | 0.69204 | 0.64612 | 0.64612 | 0.77796 | 0.6675 | 0.55314 | 0.25386 | 0.29224 | 0.48537 | 0.37966 | 0.30675 | 0.85872 | 0.18621 | 0.4398 | 0.39865 | 0.19392 | 0.25955 | 0.43318 | 0.26357 | 0.82538 | 0.6269 | 0.54153 | 0.25546 | 0.29312 | 0.47353 | 0.33574 | 0.32492 | 0.84404 | 0.20513 | 0.43615 | 0.39346 | 0.21239 | 0.29449 | 0.47632 | 0.23804 | 0
Oct | 11 | 23 | Weekday | Wednesday | 0.60649 | 0.7379 | 0.67501 | 0.58216 | 1 | 0.58216 | 0.58216 | 0.19519 | 0.58216 | 0.60649 | 0.60649 | 0.52485 | 0.66802 | 0.40429 | 0.23382 | 0.28306 | 0.38437 | 0.42105 | 0.30037 | 0.56594 | 0.18359 | 0.39126 | 0.38612 | 0.19519 | 0.2606 | 0.33694 | 0.2589 | 0.4737 | 0.62573 | 0.40144 | 0.23525 | 0.28389 | 0.38655 | 0.36291 | 0.32084 | 0.48164 | 0.20355 | 0.3863 | 0.38312 | 0.21378 | 0.29569 | 0.3706 | 0.23729 | 0
Oct | 12 | 24 | Weekday | Thursday | 0.58761 | 0.71656 | 0.655 | 0.51481 | 1 | 0.51481 | 0.51481 | 0.19392 | 0.51481 | 0.58761 | 0.58761 | 0.23658 | 0.66502 | 0.36688 | 0.24343 | 0.29287 | 0.36994 | 0.37382 | 0.30153 | 0.30102 | 0.18375 | 0.36742 | 0.39545 | 0.19392 | 0.25955 | 0.31262 | 0.26687 | 0.31167 | 0.62151 | 0.37633 | 0.24497 | 0.29312 | 0.36998 | 0.32725 | 0.32081 | 0.33506 | 0.20354 | 0.36105 | 0.39346 | 0.21239 | 0.29449 | 0.34373 | 0.23856 | 0
Oct | 12 | 1 | Weekday | Thursday | 0.57978 | 0.68296 | 0.64549 | 0.48202 | 1 | 0.48202 | 0.48202 | 0.19392 | 0.48202 | 0.57978 | 0.57978 | 0.23671 | 0.66054 | 0.34702 | 0.24344 | 0.29234 | 0.3642 | 0.42772 | 0.30069 | 0.30279 | 0.18408 | 0.34519 | 0.39774 | 0.19392 | 0.25955 | 0.30965 | 0.27268 | 0.31217 | 0.61577 | 0.35481 | 0.24497 | 0.29312 | 0.3614 | 0.36702 | 0.32076 | 0.33601 | 0.20352 | 0.33568 | 0.39346 | 0.21239 | 0.29449 | 0.34035 | 0.23942 | 0
Oct | 12 | 2 | Weekday | Thursday | 0.57819 | 0.66979 | 0.64066 | 0.46463 | 1 | 0.46463 | 0.46463 | 0.19392 | 0.46463 | 0.57819 | 0.57819 | 0.2372 | 0.65914 | 0.3441 | 0.24341 | 0.29255 | 0.36561 | 0.38257 | 0.30105 | 0.30243 | 0.18371 | 0.34647 | 0.39682 | 0.19392 | 0.25955 | 0.3075 | 0.28109 | 0.31239 | 0.61359 | 0.35261 | 0.24497 | 0.29312 | 0.35727 | 0.33413 | 0.32071 | 0.33638 | 0.2035 | 0.33214 | 0.39346 | 0.21239 | 0.29449 | 0.33798 | 0.24075 | 0
Oct | 12 | 3 | Weekday | Thursday | 0.57421 | 0.66871 | 0.64181 | 0.44863 | 1 | 0.44863 | 0.44863 | 0.19392 | 0.44863 | 0.57421 | 0.57421 | 0.24255 | 0.71057 | 0.37073 | 0.25386 | 0.29255 | 0.41647 | 0.55246 | 0.30428 | 0.31377 | 0.18547 | 0.36097 | 0.395 | 0.19392 | 0.25955 | 0.34992 | 0.28445 | 0.32008 | 0.6725 | 0.3716 | 0.25546 | 0.29312 | 0.40615 | 0.48375 | 0.32398 | 0.34909 | 0.20546 | 0.34539 | 0.39346 | 0.21239 | 0.29449 | 0.38495 | 0.24124 | 0
Oct | 12 | 4 | Weekday | Thursday | 0.57817 | 0.67215 | 0.65701 | 0.45225 | 1 | 0.45225 | 0.45225 | 0.19392 | 0.45225 | 0.57817 | 0.57817 | 0.55925 | 0.76278 | 0.46363 | 0.29516 | 0.31203 | 0.5381 | 0.68864 | 0.30364 | 0.59762 | 0.1854 | 0.43235 | 0.41925 | 0.19392 | 0.25955 | 0.34774 | 0.28925 | 0.48052 | 0.67306 | 0.43748 | 0.29684 | 0.31251 | 0.51404 | 0.56677 | 0.3235 | 0.48702 | 0.20518 | 0.41843 | 0.41519 | 0.21239 | 0.29449 | 0.38227 | 0.24202 | 0
Oct | 12 | 5 | Weekday | Thursday | 0.56391 | 0.69692 | 0.70225 | 0.55013 | 1 | 0.55013 | 0.55013 | 0.82052 | 0.55013 | 0.56391 | 0.56391 | 0.82365 | 0.85982 | 0.77617 | 0.47966 | 0.65364 | 0.70673 | 0.84549 | 0.61604 | 1 | 0.66765 | 0.7191 | 0.59469 | 0.82052 | 0.92158 | 0.71807 | 0.46926 | 0.80392 | 0.82348 | 0.74022 | 0.40715 | 0.65617 | 0.62857 | 0.7896 | 0.36833 | 0.97586 | 0.35843 | 0.72026 | 0.56872 | 0.41586 | 0.428 | 0.56697 | 0.37258 | 0
Oct | 12 | 6 | Weekday | Thursday | 0.59647 | 0.74031 | 0.77401 | 0.65469 | 0.50223 | 0.65469 | 0.65469 | 0.70667 | 0.65469 | 0.59647 | 0.59647 | 0.91721 | 0.92076 | 0.98295 | 0.54041 | 0.66517 | 0.67873 | 0.92915 | 0.82204 | 0.92424 | 0.8613 | 0.85563 | 0.56534 | 0.70667 | 0.73856 | 0.70159 | 0.61436 | 0.88233 | 0.89664 | 0.90743 | 0.47794 | 0.66044 | 0.59324 | 0.89198 | 0.68352 | 0.89546 | 0.62905 | 0.86407 | 0.49319 | 0.41853 | 0.36661 | 0.56045 | 0.55432 | 0
Oct | 12 | 7 | Weekday | Thursday | 0.64563 | 0.76864 | 0.82393 | 0.67995 | 0.0044583 | 0.67995 | 0.67995 | 0.84006 | 0.67995 | 0.64563 | 0.64563 | 0.92722 | 0.95153 | 0.83951 | 0.95548 | 1 | 0.65241 | 0.95096 | 0.99893 | 0.75645 | 0.92987 | 0.77401 | 0.96904 | 0.84006 | 0.85528 | 0.90609 | 0.85333 | 0.88042 | 0.9344 | 0.78907 | 0.93833 | 1 | 0.56961 | 0.92383 | 0.93419 | 0.72006 | 0.79384 | 0.7583 | 0.96421 | 0.64789 | 0.60415 | 0.81886 | 0.8275 | 0
Oct | 12 | 8 | Weekday | Thursday | 0.70062 | 0.80348 | 0.84561 | 0.71054 | 0.0044583 | 0.71054 | 0.71054 | 1 | 0.71054 | 0.70062 | 0.70062 | 0.75372 | 0.98015 | 0.73911 | 0.93366 | 0.90676 | 0.57895 | 0.99774 | 0.98643 | 0.73493 | 0.9156 | 0.73347 | 0.96879 | 1 | 1 | 0.95637 | 1 | 0.72314 | 0.96863 | 0.7252 | 0.92468 | 0.90761 | 0.50829 | 0.98578 | 0.94168 | 0.72103 | 0.81828 | 0.72771 | 0.96759 | 0.93671 | 0.91563 | 0.9131 | 0.99981 | 0
Oct | 12 | 9 | Weekday | Thursday | 0.77832 | 0.84061 | 0.85431 | 0.69797 | 0.0044583 | 0.69797 | 0.69797 | 0.98976 | 0.69797 | 0.77832 | 0.77832 | 0.92637 | 0.99196 | 0.61403 | 0.92552 | 0.88874 | 0.50844 | 0.99887 | 1 | 0.86791 | 0.93293 | 0.56095 | 0.97659 | 0.98976 | 0.97278 | 0.91968 | 0.99137 | 0.88191 | 0.98391 | 0.6103 | 0.91951 | 0.88964 | 0.44641 | 0.98875 | 0.97469 | 0.89642 | 0.87099 | 0.54517 | 0.97589 | 0.97443 | 0.95784 | 0.8925 | 0.99981 | 0
Oct | 12 | 10 | Weekday | Thursday | 0.85029 | 0.87594 | 0.863 | 0.69531 | 0.0044583 | 0.69531 | 0.69531 | 0.95086 | 0.69531 | 0.85029 | 0.85029 | 0.91484 | 0.99954 | 0.58103 | 0.9503 | 0.90636 | 0.49855 | 1 | 0.99101 | 0.88953 | 0.93909 | 0.55602 | 0.98536 | 0.95086 | 0.91703 | 1 | 0.98744 | 0.90233 | 0.99457 | 0.60678 | 0.94538 | 0.90684 | 0.45687 | 0.99691 | 0.99261 | 0.93972 | 0.90963 | 0.54769 | 0.98475 | 0.97466 | 0.95802 | 1 | 0.99981 | 0
Oct | 12 | 11 | Weekday | Thursday | 0.88246 | 0.90481 | 0.86582 | 0.69084 | 0.0044583 | 0.69084 | 0.69084 | 0.93518 | 0.69084 | 0.88246 | 0.88246 | 0.88251 | 0.97708 | 0.58427 | 0.9219 | 0.91324 | 0.48465 | 0.95817 | 0.992 | 0.85465 | 0.96482 | 0.56151 | 0.94574 | 0.93518 | 0.89436 | 0.93969 | 0.89457 | 0.8992 | 0.97283 | 0.61426 | 0.9148 | 0.91281 | 0.45443 | 0.95134 | 1 | 0.91611 | 0.95212 | 0.55253 | 0.94091 | 0.97541 | 0.95952 | 0.94527 | 0.90637 | 0
Oct | 12 | 12 | Weekday | Thursday | 0.86406 | 0.91547 | 0.8627 | 0.6906 | 0.0044583 | 0.6906 | 0.6906 | 0.92553 | 0.6906 | 0.86406 | 0.86406 | 0.73085 | 1 | 0.56573 | 0.96737 | 0.91966 | 0.47476 | 0.99513 | 0.99309 | 0.84425 | 0.98668 | 0.56082 | 0.99897 | 0.92553 | 0.88095 | 0.92911 | 0.98391 | 0.73848 | 0.99781 | 0.59345 | 0.96508 | 0.91916 | 0.45336 | 0.99788 | 0.98681 | 0.9097 | 0.97616 | 0.55795 | 0.99711 | 0.97748 | 0.96182 | 0.9412 | 0.99981 | 0
Oct | 12 | 13 | Weekday | Thursday | 0.83775 | 0.92108 | 0.8642 | 0.67884 | 0.0044583 | 0.67884 | 0.67884 | 0.92302 | 0.67884 | 0.83775 | 0.83775 | 0.70314 | 0.9981 | 0.57204 | 0.9758 | 0.88196 | 0.46489 | 0.99725 | 0.99278 | 0.69055 | 1 | 0.56187 | 0.99936 | 0.92302 | 0.87845 | 0.91058 | 0.98317 | 0.73594 | 0.99842 | 0.6008 | 0.97728 | 0.88326 | 0.45102 | 1 | 0.99528 | 0.73182 | 1 | 0.55913 | 0.99935 | 0.98022 | 0.96505 | 0.92492 | 0.99985 | 0
Oct | 12 | 14 | Weekday | Thursday | 0.824 | 0.92741 | 0.85395 | 0.67052 | 0.0044583 | 0.67052 | 0.67052 | 0.91915 | 0.67052 | 0.824 | 0.824 | 0.75126 | 0.99634 | 0.5664 | 0.97159 | 0.8766 | 0.49921 | 0.96098 | 0.98983 | 0.69683 | 0.98885 | 0.56139 | 1 | 0.91915 | 0.87609 | 0.89496 | 0.98327 | 0.73355 | 0.99788 | 0.59287 | 0.97315 | 0.87808 | 0.48368 | 0.97607 | 0.98385 | 0.72987 | 0.99766 | 0.55592 | 1 | 0.98192 | 0.96801 | 0.91077 | 1 | 0
Oct | 12 | 15 | Weekday | Thursday | 0.79898 | 0.92212 | 0.83728 | 0.71385 | 0.0044583 | 0.71385 | 0.71385 | 0.9204 | 0.71385 | 0.79898 | 0.79898 | 0.93145 | 0.998 | 0.58998 | 1 | 0.89395 | 0.66558 | 0.9574 | 0.93598 | 0.69571 | 0.91361 | 0.55364 | 0.99703 | 0.9204 | 0.88231 | 0.89601 | 0.98368 | 0.89096 | 1 | 0.64594 | 1 | 0.89458 | 0.65928 | 0.97278 | 0.95324 | 0.7255 | 0.94725 | 0.58984 | 0.99608 | 0.98041 | 0.96736 | 0.90833 | 0.99987 | 0
Oct | 12 | 16 | Weekday | Thursday | 0.75396 | 0.8946 | 0.82184 | 0.8 | 0.50223 | 0.8 | 0.8 | 0.95149 | 0.8 | 0.75396 | 0.75396 | 0.94457 | 0.99433 | 0.68743 | 0.89295 | 0.84243 | 0.82343 | 0.95902 | 0.71365 | 0.86523 | 0.77319 | 0.67283 | 0.65407 | 0.95149 | 0.93057 | 0.90469 | 0.31465 | 0.90668 | 0.99647 | 0.72721 | 0.88897 | 0.84392 | 0.81464 | 0.97145 | 0.70646 | 0.91569 | 0.75823 | 0.71356 | 0.65076 | 1 | 1 | 0.90711 | 0.32071 | 0
Oct | 12 | 17 | Weekday | Thursday | 0.73534 | 0.86787 | 0.80756 | 0.91017 | 1 | 0.91017 | 0.91017 | 0.8636 | 0.91017 | 0.73534 | 0.73534 | 1 | 0.82576 | 0.8953 | 0.75895 | 0.69099 | 0.97183 | 0.65721 | 0.76009 | 0.93776 | 0.77325 | 0.80857 | 0.67027 | 0.8636 | 0.89332 | 0.94162 | 0.2258 | 0.97396 | 0.81433 | 0.89335 | 0.74371 | 0.69225 | 0.96365 | 0.64772 | 0.74008 | 0.98047 | 0.73713 | 0.84255 | 0.66669 | 0.87966 | 0.92654 | 0.93204 | 0.22689 | 0
Oct | 12 | 18 | Weekday | Thursday | 0.74724 | 0.87349 | 0.79249 | 0.98508 | 1 | 0.98508 | 0.98508 | 0.86851 | 0.98508 | 0.74724 | 0.74724 | 0.83341 | 0.81735 | 0.87115 | 0.73063 | 0.69455 | 0.94886 | 0.667 | 0.77343 | 0.95129 | 0.7599 | 0.83426 | 0.68153 | 0.86851 | 0.91198 | 0.89716 | 0.23723 | 0.8164 | 0.80349 | 0.90819 | 0.71062 | 0.69658 | 0.94159 | 0.65145 | 0.74006 | 0.98564 | 0.71715 | 0.87585 | 0.67437 | 0.85439 | 0.90218 | 0.86938 | 0.23386 | 0
Oct | 12 | 19 | Weekday | Thursday | 0.74968 | 0.86216 | 0.77298 | 0.98392 | 1 | 0.98392 | 0.98392 | 0.823 | 0.98392 | 0.74968 | 0.74968 | 0.82684 | 0.74105 | 0.92848 | 0.61414 | 0.61507 | 0.92935 | 0.59202 | 0.77926 | 0.79778 | 0.7663 | 0.91983 | 0.64406 | 0.823 | 0.87386 | 0.82145 | 0.24442 | 0.8139 | 0.71261 | 0.97842 | 0.58313 | 0.61649 | 0.92613 | 0.54648 | 0.73841 | 0.80962 | 0.70821 | 0.96688 | 0.63031 | 0.78495 | 0.82925 | 0.77505 | 0.235 | 0
Oct | 12 | 20 | Weekday | Thursday | 0.73188 | 0.82712 | 0.75179 | 0.88721 | 1 | 0.88721 | 0.88721 | 0.35435 | 0.88721 | 0.73188 | 0.73188 | 0.82384 | 0.7165 | 0.95629 | 0.58979 | 0.62252 | 0.79504 | 0.41747 | 0.30813 | 0.80836 | 0.18664 | 0.8876 | 0.64654 | 0.35435 | 0.41348 | 0.60293 | 0.24628 | 0.81113 | 0.68517 | 0.93879 | 0.55456 | 0.62454 | 0.79148 | 0.39362 | 0.32104 | 0.807 | 0.20368 | 0.91546 | 0.63025 | 0.37452 | 0.45069 | 0.56082 | 0.2353 | 0
Oct | 12 | 21 | Weekday | Thursday | 0.67052 | 0.75854 | 0.72748 | 0.79582 | 1 | 0.79582 | 0.79582 | 0.19392 | 0.79582 | 0.67052 | 0.67052 | 0.79862 | 0.67206 | 0.77453 | 0.2949 | 0.31203 | 0.63509 | 0.40383 | 0.3036 | 0.81431 | 0.18454 | 0.64577 | 0.41559 | 0.19392 | 0.25955 | 0.32353 | 0.25913 | 0.80944 | 0.63306 | 0.75239 | 0.29684 | 0.31251 | 0.61929 | 0.35431 | 0.32067 | 0.80432 | 0.20346 | 0.65541 | 0.41519 | 0.21239 | 0.29449 | 0.35557 | 0.23733 | 0
Oct | 12 | 22 | Weekday | Thursday | 0.64612 | 0.73349 | 0.69832 | 0.69204 | 1 | 0.69204 | 0.69204 | 0.19392 | 0.69204 | 0.64612 | 0.64612 | 0.77796 | 0.6675 | 0.55314 | 0.25386 | 0.29224 | 0.48537 | 0.37966 | 0.30675 | 0.85872 | 0.18621 | 0.4398 | 0.39865 | 0.19392 | 0.25955 | 0.43318 | 0.26357 | 0.82538 | 0.6269 | 0.54153 | 0.25546 | 0.29312 | 0.47353 | 0.33574 | 0.32492 | 0.84404 | 0.20513 | 0.43615 | 0.39346 | 0.21239 | 0.29449 | 0.47632 | 0.23804 | 0
Oct | 12 | 23 | Weekday | Thursday | 0.60649 | 0.7379 | 0.67501 | 0.58216 | 1 | 0.58216 | 0.58216 | 0.19519 | 0.58216 | 0.60649 | 0.60649 | 0.52485 | 0.66802 | 0.40429 | 0.23382 | 0.28306 | 0.38437 | 0.42105 | 0.30037 | 0.56594 | 0.18359 | 0.39126 | 0.38612 | 0.19519 | 0.2606 | 0.33694 | 0.2589 | 0.4737 | 0.62573 | 0.40144 | 0.23525 | 0.28389 | 0.38655 | 0.36291 | 0.32084 | 0.48164 | 0.20355 | 0.3863 | 0.38312 | 0.21378 | 0.29569 | 0.3706 | 0.23729 | 0
Oct | 13 | 24 | Weekday | Friday | 0.58761 | 0.71656 | 0.655 | 0.51481 | 1 | 0.51481 | 0.51481 | 0.19392 | 0.51481 | 0.58761 | 0.58761 | 0.23658 | 0.66502 | 0.36688 | 0.24343 | 0.29287 | 0.36994 | 0.37382 | 0.30153 | 0.30102 | 0.18375 | 0.36742 | 0.39545 | 0.19392 | 0.25955 | 0.31262 | 0.26687 | 0.31167 | 0.62151 | 0.37633 | 0.24497 | 0.29312 | 0.36998 | 0.32725 | 0.32081 | 0.33506 | 0.20354 | 0.36105 | 0.39346 | 0.21239 | 0.29449 | 0.34373 | 0.23856 | 0
Oct | 13 | 1 | Weekday | Friday | 0.57978 | 0.68296 | 0.64549 | 0.48202 | 1 | 0.48202 | 0.48202 | 0.19392 | 0.48202 | 0.57978 | 0.57978 | 0.23671 | 0.66054 | 0.34702 | 0.24344 | 0.29234 | 0.3642 | 0.42772 | 0.30069 | 0.30279 | 0.18408 | 0.34519 | 0.39774 | 0.19392 | 0.25955 | 0.30965 | 0.27268 | 0.31217 | 0.61577 | 0.35481 | 0.24497 | 0.29312 | 0.3614 | 0.36702 | 0.32076 | 0.33601 | 0.20352 | 0.33568 | 0.39346 | 0.21239 | 0.29449 | 0.34035 | 0.23942 | 0
Oct | 13 | 2 | Weekday | Friday | 0.57819 | 0.66979 | 0.64066 | 0.46463 | 1 | 0.46463 | 0.46463 | 0.19392 | 0.46463 | 0.57819 | 0.57819 | 0.2372 | 0.65914 | 0.3441 | 0.24341 | 0.29255 | 0.36561 | 0.38257 | 0.30105 | 0.30243 | 0.18371 | 0.34647 | 0.39682 | 0.19392 | 0.25955 | 0.3075 | 0.28109 | 0.31239 | 0.61359 | 0.35261 | 0.24497 | 0.29312 | 0.35727 | 0.33413 | 0.32071 | 0.33638 | 0.2035 | 0.33214 | 0.39346 | 0.21239 | 0.29449 | 0.33798 | 0.24075 | 0
Oct | 13 | 3 | Weekday | Friday | 0.57421 | 0.66871 | 0.64181 | 0.44863 | 1 | 0.44863 | 0.44863 | 0.19392 | 0.44863 | 0.57421 | 0.57421 | 0.24255 | 0.71057 | 0.37073 | 0.25386 | 0.29255 | 0.41647 | 0.55246 | 0.30428 | 0.31377 | 0.18547 | 0.36097 | 0.395 | 0.19392 | 0.25955 | 0.34992 | 0.28445 | 0.32008 | 0.6725 | 0.3716 | 0.25546 | 0.29312 | 0.40615 | 0.48375 | 0.32398 | 0.34909 | 0.20546 | 0.34539 | 0.39346 | 0.21239 | 0.29449 | 0.38495 | 0.24124 | 0
Oct | 13 | 4 | Weekday | Friday | 0.57817 | 0.67215 | 0.65701 | 0.45225 | 1 | 0.45225 | 0.45225 | 0.19392 | 0.45225 | 0.57817 | 0.57817 | 0.55925 | 0.76278 | 0.46363 | 0.29516 | 0.31203 | 0.5381 | 0.68864 | 0.30364 | 0.59762 | 0.1854 | 0.43235 | 0.41925 | 0.19392 | 0.25955 | 0.34774 | 0.28925 | 0.48052 | 0.67306 | 0.43748 | 0.29684 | 0.31251 | 0.51404 | 0.56677 | 0.3235 | 0.48702 | 0.20518 | 0.41843 | 0.41519 | 0.21239 | 0.29449 | 0.38227 | 0.24202 | 0
Oct | 13 | 5 | Weekday | Friday | 0.56391 | 0.69692 | 0.70225 | 0.55013 | 1 | 0.55013 | 0.55013 | 0.82052 | 0.55013 | 0.56391 | 0.56391 | 0.82365 | 0.85982 | 0.77617 | 0.47966 | 0.65364 | 0.70673 | 0.84549 | 0.61604 | 1 | 0.66765 | 0.7191 | 0.59469 | 0.82052 | 0.92158 | 0.71807 | 0.46926 | 0.80392 | 0.82348 | 0.74022 | 0.40715 | 0.65617 | 0.62857 | 0.7896 | 0.36833 | 0.97586 | 0.35843 | 0.72026 | 0.56872 | 0.41586 | 0.428 | 0.56697 | 0.37258 | 0
Oct | 13 | 6 | Weekday | Friday | 0.59647 | 0.74031 | 0.77401 | 0.65469 | 0.50223 | 0.65469 | 0.65469 | 0.70667 | 0.65469 | 0.59647 | 0.59647 | 0.91721 | 0.92076 | 0.98295 | 0.54041 | 0.66517 | 0.67873 | 0.92915 | 0.82204 | 0.92424 | 0.8613 | 0.85563 | 0.56534 | 0.70667 | 0.73856 | 0.70159 | 0.61436 | 0.88233 | 0.89664 | 0.90743 | 0.47794 | 0.66044 | 0.59324 | 0.89198 | 0.68352 | 0.89546 | 0.62905 | 0.86407 | 0.49319 | 0.41853 | 0.36661 | 0.56045 | 0.55432 | 0
Oct | 13 | 7 | Weekday | Friday | 0.64563 | 0.76864 | 0.82393 | 0.67995 | 0.0044583 | 0.67995 | 0.67995 | 0.84006 | 0.67995 | 0.64563 | 0.64563 | 0.92722 | 0.95153 | 0.83951 | 0.95548 | 1 | 0.65241 | 0.95096 | 0.99893 | 0.75645 | 0.92987 | 0.77401 | 0.96904 | 0.84006 | 0.85528 | 0.90609 | 0.85333 | 0.88042 | 0.9344 | 0.78907 | 0.93833 | 1 | 0.56961 | 0.92383 | 0.93419 | 0.72006 | 0.79384 | 0.7583 | 0.96421 | 0.64789 | 0.60415 | 0.81886 | 0.8275 | 0
Oct | 13 | 8 | Weekday | Friday | 0.70062 | 0.80348 | 0.84561 | 0.71054 | 0.0044583 | 0.71054 | 0.71054 | 1 | 0.71054 | 0.70062 | 0.70062 | 0.75372 | 0.98015 | 0.73911 | 0.93366 | 0.90676 | 0.57895 | 0.99774 | 0.98643 | 0.73493 | 0.9156 | 0.73347 | 0.96879 | 1 | 1 | 0.95637 | 1 | 0.72314 | 0.96863 | 0.7252 | 0.92468 | 0.90761 | 0.50829 | 0.98578 | 0.94168 | 0.72103 | 0.81828 | 0.72771 | 0.96759 | 0.93671 | 0.91563 | 0.9131 | 0.99981 | 0
Oct | 13 | 9 | Weekday | Friday | 0.77832 | 0.84061 | 0.85431 | 0.69797 | 0.0044583 | 0.69797 | 0.69797 | 0.98976 | 0.69797 | 0.77832 | 0.77832 | 0.92637 | 0.99196 | 0.61403 | 0.92552 | 0.88874 | 0.50844 | 0.99887 | 1 | 0.86791 | 0.93293 | 0.56095 | 0.97659 | 0.98976 | 0.97278 | 0.91968 | 0.99137 | 0.88191 | 0.98391 | 0.6103 | 0.91951 | 0.88964 | 0.44641 | 0.98875 | 0.97469 | 0.89642 | 0.87099 | 0.54517 | 0.97589 | 0.97443 | 0.95784 | 0.8925 | 0.99981 | 0
Oct | 13 | 10 | Weekday | Friday | 0.85029 | 0.87594 | 0.863 | 0.69531 | 0.0044583 | 0.69531 | 0.69531 | 0.95086 | 0.69531 | 0.85029 | 0.85029 | 0.91484 | 0.99954 | 0.58103 | 0.9503 | 0.90636 | 0.49855 | 1 | 0.99101 | 0.88953 | 0.93909 | 0.55602 | 0.98536 | 0.95086 | 0.91703 | 1 | 0.98744 | 0.90233 | 0.99457 | 0.60678 | 0.94538 | 0.90684 | 0.45687 | 0.99691 | 0.99261 | 0.93972 | 0.90963 | 0.54769 | 0.98475 | 0.97466 | 0.95802 | 1 | 0.99981 | 0
Oct | 13 | 11 | Weekday | Friday | 0.88246 | 0.90481 | 0.86582 | 0.69084 | 0.0044583 | 0.69084 | 0.69084 | 0.93518 | 0.69084 | 0.88246 | 0.88246 | 0.88251 | 0.97708 | 0.58427 | 0.9219 | 0.91324 | 0.48465 | 0.95817 | 0.992 | 0.85465 | 0.96482 | 0.56151 | 0.94574 | 0.93518 | 0.89436 | 0.93969 | 0.89457 | 0.8992 | 0.97283 | 0.61426 | 0.9148 | 0.91281 | 0.45443 | 0.95134 | 1 | 0.91611 | 0.95212 | 0.55253 | 0.94091 | 0.97541 | 0.95952 | 0.94527 | 0.90637 | 0
Oct | 13 | 12 | Weekday | Friday | 0.86406 | 0.91547 | 0.8627 | 0.6906 | 0.0044583 | 0.6906 | 0.6906 | 0.92553 | 0.6906 | 0.86406 | 0.86406 | 0.73085 | 1 | 0.56573 | 0.96737 | 0.91966 | 0.47476 | 0.99513 | 0.99309 | 0.84425 | 0.98668 | 0.56082 | 0.99897 | 0.92553 | 0.88095 | 0.92911 | 0.98391 | 0.73848 | 0.99781 | 0.59345 | 0.96508 | 0.91916 | 0.45336 | 0.99788 | 0.98681 | 0.9097 | 0.97616 | 0.55795 | 0.99711 | 0.97748 | 0.96182 | 0.9412 | 0.99981 | 0
Oct | 13 | 13 | Weekday | Friday | 0.83775 | 0.92108 | 0.8642 | 0.67884 | 0.0044583 | 0.67884 | 0.67884 | 0.92302 | 0.67884 | 0.83775 | 0.83775 | 0.70314 | 0.9981 | 0.57204 | 0.9758 | 0.88196 | 0.46489 | 0.99725 | 0.99278 | 0.69055 | 1 | 0.56187 | 0.99936 | 0.92302 | 0.87845 | 0.91058 | 0.98317 | 0.73594 | 0.99842 | 0.6008 | 0.97728 | 0.88326 | 0.45102 | 1 | 0.99528 | 0.73182 | 1 | 0.55913 | 0.99935 | 0.98022 | 0.96505 | 0.92492 | 0.99985 | 0
Oct | 13 | 14 | Weekday | Friday | 0.824 | 0.92741 | 0.85395 | 0.67052 | 0.0044583 | 0.67052 | 0.67052 | 0.91915 | 0.67052 | 0.824 | 0.824 | 0.75126 | 0.99634 | 0.5664 | 0.97159 | 0.8766 | 0.49921 | 0.96098 | 0.98983 | 0.69683 | 0.98885 | 0.56139 | 1 | 0.91915 | 0.87609 | 0.89496 | 0.98327 | 0.73355 | 0.99788 | 0.59287 | 0.97315 | 0.87808 | 0.48368 | 0.97607 | 0.98385 | 0.72987 | 0.99766 | 0.55592 | 1 | 0.98192 | 0.96801 | 0.91077 | 1 | 0
Oct | 13 | 15 | Weekday | Friday | 0.79898 | 0.92212 | 0.83728 | 0.71385 | 0.0044583 | 0.71385 | 0.71385 | 0.9204 | 0.71385 | 0.79898 | 0.79898 | 0.93145 | 0.998 | 0.58998 | 1 | 0.89395 | 0.66558 | 0.9574 | 0.93598 | 0.69571 | 0.91361 | 0.55364 | 0.99703 | 0.9204 | 0.88231 | 0.89601 | 0.98368 | 0.89096 | 1 | 0.64594 | 1 | 0.89458 | 0.65928 | 0.97278 | 0.95324 | 0.7255 | 0.94725 | 0.58984 | 0.99608 | 0.98041 | 0.96736 | 0.90833 | 0.99987 | 0
Oct | 13 | 16 | Weekday | Friday | 0.75396 | 0.8946 | 0.82184 | 0.8 | 0.50223 | 0.8 | 0.8 | 0.95149 | 0.8 | 0.75396 | 0.75396 | 0.94457 | 0.99433 | 0.68743 | 0.89295 | 0.84243 | 0.82343 | 0.95902 | 0.71365 | 0.86523 | 0.77319 | 0.67283 | 0.65407 | 0.95149 | 0.93057 | 0.90469 | 0.31465 | 0.90668 | 0.99647 | 0.72721 | 0.88897 | 0.84392 | 0.81464 | 0.97145 | 0.70646 | 0.91569 | 0.75823 | 0.71356 | 0.65076 | 1 | 1 | 0.90711 | 0.32071 | 0
Oct | 13 | 17 | Weekday | Friday | 0.73534 | 0.86787 | 0.80756 | 0.91017 | 1 | 0.91017 | 0.91017 | 0.8636 | 0.91017 | 0.73534 | 0.73534 | 1 | 0.82576 | 0.8953 | 0.75895 | 0.69099 | 0.97183 | 0.65721 | 0.76009 | 0.93776 | 0.77325 | 0.80857 | 0.67027 | 0.8636 | 0.89332 | 0.94162 | 0.2258 | 0.97396 | 0.81433 | 0.89335 | 0.74371 | 0.69225 | 0.96365 | 0.64772 | 0.74008 | 0.98047 | 0.73713 | 0.84255 | 0.66669 | 0.87966 | 0.92654 | 0.93204 | 0.22689 | 0
Oct | 13 | 18 | Weekday | Friday | 0.74724 | 0.87349 | 0.79249 | 0.98508 | 1 | 0.98508 | 0.98508 | 0.86851 | 0.98508 | 0.74724 | 0.74724 | 0.83341 | 0.81735 | 0.87115 | 0.73063 | 0.69455 | 0.94886 | 0.667 | 0.77343 | 0.95129 | 0.7599 | 0.83426 | 0.68153 | 0.86851 | 0.91198 | 0.89716 | 0.23723 | 0.8164 | 0.80349 | 0.90819 | 0.71062 | 0.69658 | 0.94159 | 0.65145 | 0.74006 | 0.98564 | 0.71715 | 0.87585 | 0.67437 | 0.85439 | 0.90218 | 0.86938 | 0.23386 | 0
Oct | 13 | 19 | Weekday | Friday | 0.74968 | 0.86216 | 0.77298 | 0.98392 | 1 | 0.98392 | 0.98392 | 0.823 | 0.98392 | 0.74968 | 0.74968 | 0.82684 | 0.74105 | 0.92848 | 0.61414 | 0.61507 | 0.92935 | 0.59202 | 0.77926 | 0.79778 | 0.7663 | 0.91983 | 0.64406 | 0.823 | 0.87386 | 0.82145 | 0.24442 | 0.8139 | 0.71261 | 0.97842 | 0.58313 | 0.61649 | 0.92613 | 0.54648 | 0.73841 | 0.80962 | 0.70821 | 0.96688 | 0.63031 | 0.78495 | 0.82925 | 0.77505 | 0.235 | 0
Oct | 13 | 20 | Weekday | Friday | 0.73188 | 0.82712 | 0.75179 | 0.88721 | 1 | 0.88721 | 0.88721 | 0.35435 | 0.88721 | 0.73188 | 0.73188 | 0.82384 | 0.7165 | 0.95629 | 0.58979 | 0.62252 | 0.79504 | 0.41747 | 0.30813 | 0.80836 | 0.18664 | 0.8876 | 0.64654 | 0.35435 | 0.41348 | 0.60293 | 0.24628 | 0.81113 | 0.68517 | 0.93879 | 0.55456 | 0.62454 | 0.79148 | 0.39362 | 0.32104 | 0.807 | 0.20368 | 0.91546 | 0.63025 | 0.37452 | 0.45069 | 0.56082 | 0.2353 | 0
Oct | 13 | 21 | Weekday | Friday | 0.67052 | 0.75854 | 0.72748 | 0.79582 | 1 | 0.79582 | 0.79582 | 0.19392 | 0.79582 | 0.67052 | 0.67052 | 0.79862 | 0.67206 | 0.77453 | 0.2949 | 0.31203 | 0.63509 | 0.40383 | 0.3036 | 0.81431 | 0.18454 | 0.64577 | 0.41559 | 0.19392 | 0.25955 | 0.32353 | 0.25913 | 0.80944 | 0.63306 | 0.75239 | 0.29684 | 0.31251 | 0.61929 | 0.35431 | 0.32067 | 0.80432 | 0.20346 | 0.65541 | 0.41519 | 0.21239 | 0.29449 | 0.35557 | 0.23733 | 0
Oct | 13 | 22 | Weekday | Friday | 0.64612 | 0.73349 | 0.69832 | 0.69204 | 1 | 0.69204 | 0.69204 | 0.19392 | 0.69204 | 0.64612 | 0.64612 | 0.77796 | 0.6675 | 0.55314 | 0.25386 | 0.29224 | 0.48537 | 0.37966 | 0.30675 | 0.85872 | 0.18621 | 0.4398 | 0.39865 | 0.19392 | 0.25955 | 0.43318 | 0.26357 | 0.82538 | 0.6269 | 0.54153 | 0.25546 | 0.29312 | 0.47353 | 0.33574 | 0.32492 | 0.84404 | 0.20513 | 0.43615 | 0.39346 | 0.21239 | 0.29449 | 0.47632 | 0.23804 | 0
Oct | 13 | 23 | Weekday | Friday | 0.60649 | 0.7379 | 0.67501 | 0.58216 | 1 | 0.58216 | 0.58216 | 0.1863 | 0.58216 | 0.60649 | 0.60649 | 0.48709 | 0.67383 | 0.39657 | 0.22182 | 0.27193 | 0.38519 | 0.38099 | 0.30086 | 0.53731 | 0.18298 | 0.39651 | 0.3748 | 0.1863 | 0.25319 | 0.35871 | 0.25634 | 0.47447 | 0.63372 | 0.39809 | 0.22315 | 0.27241 | 0.38951 | 0.32668 | 0.32098 | 0.48334 | 0.20364 | 0.39733 | 0.37024 | 0.20404 | 0.28728 | 0.39452 | 0.23687 | 0
Oct | 14 | 24 | Weekend | Saturday | 0.59045 | 0.72764 | 0.70779 | 0.51624 | 1 | 0.51624 | 0.51624 | 0.19044 | 0.51624 | 0.59045 | 0.59045 | 0.23705 | 0.66575 | 0.38667 | 0.20298 | 0.25398 | 0.3723 | 0.39539 | 0.30082 | 0.30256 | 0.18464 | 0.38893 | 0.35141 | 0.19044 | 0.25664 | 0.32729 | 0.26274 | 0.31236 | 0.62346 | 0.40623 | 0.20415 | 0.25436 | 0.37352 | 0.33729 | 0.32094 | 0.33633 | 0.20362 | 0.39693 | 0.35 | 0.20858 | 0.2912 | 0.35941 | 0.23791 | 0
Oct | 14 | 1 | Weekend | Saturday | 0.58495 | 0.6956 | 0.69455 | 0.48757 | 1 | 0.48757 | 0.48757 | 0.19044 | 0.48757 | 0.58495 | 0.58495 | 0.23769 | 0.66115 | 0.35361 | 0.20286 | 0.25398 | 0.3669 | 0.38419 | 0.30029 | 0.30395 | 0.18336 | 0.35326 | 0.35477 | 0.19044 | 0.25664 | 0.32287 | 0.26599 | 0.31289 | 0.61867 | 0.3662 | 0.20415 | 0.25436 | 0.36588 | 0.32805 | 0.3209 | 0.33726 | 0.2036 | 0.34493 | 0.35 | 0.20858 | 0.2912 | 0.35521 | 0.23841 | 0
Oct | 14 | 2 | Weekend | Saturday | 0.58631 | 0.68493 | 0.68659 | 0.47189 | 1 | 0.47189 | 0.47189 | 0.19044 | 0.47189 | 0.58631 | 0.58631 | 0.23756 | 0.65575 | 0.35731 | 0.20292 | 0.25398 | 0.3683 | 0.40993 | 0.30025 | 0.30312 | 0.18334 | 0.34626 | 0.35365 | 0.19044 | 0.25664 | 0.31952 | 0.27596 | 0.31308 | 0.61158 | 0.3716 | 0.20415 | 0.25436 | 0.363 | 0.34714 | 0.32086 | 0.33758 | 0.20358 | 0.34153 | 0.35 | 0.20858 | 0.2912 | 0.35138 | 0.23996 | 0
Oct | 14 | 3 | Weekend | Saturday | 0.58404 | 0.68559 | 0.68701 | 0.45558 | 1 | 0.45558 | 0.45558 | 0.19044 | 0.45558 | 0.58404 | 0.58404 | 0.23992 | 0.66121 | 0.3938 | 0.21332 | 0.25373 | 0.42044 | 0.48125 | 0.30194 | 0.30911 | 0.18446 | 0.36287 | 0.35141 | 0.19044 | 0.25664 | 0.34108 | 0.27631 | 0.31641 | 0.61897 | 0.40016 | 0.21463 | 0.25436 | 0.41427 | 0.41299 | 0.32214 | 0.34305 | 0.20436 | 0.35659 | 0.35 | 0.20858 | 0.2912 | 0.37471 | 0.23997 | 0
Oct | 14 | 4 | Weekend | Saturday | 0.59177 | 0.69589 | 0.7072 | 0.47036 | 1 | 0.47036 | 0.47036 | 0.19044 | 0.47036 | 0.59177 | 0.59177 | 0.53905 | 0.66152 | 0.42707 | 0.23447 | 0.25424 | 0.54335 | 0.56652 | 0.30135 | 0.56814 | 0.18398 | 0.40535 | 0.35477 | 0.19044 | 0.25664 | 0.33752 | 0.28322 | 0.48289 | 0.61979 | 0.42425 | 0.23561 | 0.25436 | 0.52477 | 0.46728 | 0.32204 | 0.48583 | 0.2043 | 0.39695 | 0.35 | 0.20858 | 0.2912 | 0.3712 | 0.24107 | 0
Oct | 14 | 5 | Weekend | Saturday | 0.57938 | 0.73318 | 0.77038 | 0.59438 | 1 | 0.59438 | 0.59438 | 0.38023 | 0.59438 | 0.57938 | 0.57938 | 0.80334 | 0.69423 | 0.61489 | 0.39417 | 0.44366 | 0.71389 | 0.62784 | 0.29761 | 0.97891 | 0.18102 | 0.58409 | 0.45993 | 0.38023 | 0.4552 | 0.65087 | 0.2629 | 0.80829 | 0.66588 | 0.62314 | 0.36075 | 0.44512 | 0.64293 | 0.56119 | 0.31749 | 0.97883 | 0.20146 | 0.59153 | 0.44363 | 0.29179 | 0.34372 | 0.51199 | 0.22733 | 0
Oct | 14 | 6 | Weekend | Saturday | 0.62615 | 0.79095 | 0.8706 | 0.73053 | 0.55754 | 0.73053 | 0.73053 | 0.28836 | 0.73053 | 0.62615 | 0.62615 | 0.85456 | 0.74662 | 0.80946 | 0.3833 | 0.34343 | 0.6793 | 0.63074 | 0.25619 | 0.88739 | 0.15829 | 0.71091 | 0.31583 | 0.28836 | 0.29721 | 0.65126 | 0.23811 | 0.90259 | 0.70231 | 0.76829 | 0.3531 | 0.34115 | 0.60207 | 0.57361 | 0.27405 | 0.90895 | 0.17429 | 0.71735 | 0.27667 | 0.22986 | 0.21113 | 0.52177 | 0.178 | 0
Oct | 14 | 7 | Weekend | Saturday | 0.69928 | 0.83983 | 0.94348 | 0.72611 | 0.0044583 | 0.72611 | 0.72611 | 0.66091 | 0.72611 | 0.69928 | 0.69928 | 0.86785 | 0.78166 | 1 | 0.50808 | 0.39851 | 0.62387 | 0.69962 | 0.25605 | 0.71795 | 0.15648 | 1 | 0.35144 | 0.66091 | 0.66612 | 0.77861 | 0.21278 | 0.901 | 0.75307 | 0.91543 | 0.49096 | 0.3985 | 0.54799 | 0.66532 | 0.27234 | 0.7306 | 0.17321 | 0.99835 | 0.33043 | 0.48718 | 0.4385 | 0.69198 | 0.17834 | 0
Oct | 14 | 8 | Weekend | Saturday | 0.77234 | 0.88714 | 0.97543 | 0.68405 | 0.0044583 | 0.68405 | 0.68405 | 0.67213 | 0.68405 | 0.77234 | 0.77234 | 0.72928 | 0.82258 | 0.83098 | 0.46146 | 0.37577 | 0.55017 | 0.73206 | 0.25576 | 0.70807 | 0.15659 | 0.85759 | 0.34223 | 0.67213 | 0.65091 | 0.74315 | 0.25652 | 0.73743 | 0.80213 | 0.79927 | 0.44955 | 0.37603 | 0.48757 | 0.70159 | 0.27256 | 0.73156 | 0.17334 | 0.86019 | 0.33032 | 0.61666 | 0.58129 | 0.68123 | 0.24196 | 0
Oct | 14 | 9 | Weekend | Saturday | 0.86879 | 0.92223 | 0.98716 | 0.62331 | 0.0044583 | 0.62331 | 0.62331 | 0.74898 | 0.62331 | 0.86879 | 0.86879 | 0.90781 | 0.83203 | 0.70071 | 0.47933 | 0.36441 | 0.48241 | 0.72777 | 0.25776 | 0.85608 | 0.21234 | 0.61609 | 0.3387 | 0.74898 | 0.70881 | 0.81923 | 0.24694 | 0.89846 | 0.81464 | 0.69553 | 0.47073 | 0.36516 | 0.4302 | 0.70634 | 0.27262 | 0.90821 | 0.2297 | 0.60769 | 0.33034 | 0.75903 | 0.72984 | 0.79565 | 0.24154 | 0
Oct | 14 | 10 | Weekend | Saturday | 0.95798 | 0.9565 | 0.99713 | 0.60425 | 0.0044583 | 0.60425 | 0.60425 | 0.71975 | 0.60425 | 0.95798 | 0.95798 | 0.89166 | 0.83721 | 0.65855 | 0.57178 | 0.39573 | 0.47452 | 0.74498 | 0.26001 | 0.88591 | 0.23503 | 0.59407 | 0.33694 | 0.71975 | 0.66261 | 0.89843 | 0.24338 | 0.9142 | 0.82249 | 0.68386 | 0.56526 | 0.39562 | 0.44402 | 0.72589 | 0.27816 | 0.94996 | 0.25939 | 0.58861 | 0.33058 | 0.76185 | 0.72984 | 0.90707 | 0.24154 | 0
Oct | 14 | 11 | Weekend | Saturday | 1 | 0.98006 | 1 | 0.60595 | 0.0044583 | 0.60595 | 0.60595 | 0.7903 | 0.60595 | 1 | 1 | 0.87364 | 0.82854 | 0.63199 | 0.62124 | 0.41633 | 0.46729 | 0.72528 | 0.26434 | 0.86088 | 0.23338 | 0.59205 | 0.27602 | 0.7903 | 0.73245 | 0.88427 | 0.17203 | 0.90532 | 0.81497 | 0.68789 | 0.61575 | 0.41737 | 0.44847 | 0.70873 | 0.28021 | 0.9291 | 0.25629 | 0.59486 | 0.27043 | 0.86155 | 0.83008 | 0.91199 | 0.16979 | 0
Oct | 14 | 12 | Weekend | Saturday | 0.9882 | 0.98779 | 0.99315 | 0.61407 | 0.0044583 | 0.61407 | 0.61407 | 0.79557 | 0.61407 | 0.9882 | 0.9882 | 0.7247 | 0.81817 | 0.6035 | 0.60806 | 0.41932 | 0.45692 | 0.7581 | 0.26148 | 0.85884 | 0.25656 | 0.59725 | 0.27805 | 0.79557 | 0.73974 | 0.87163 | 0.17032 | 0.74702 | 0.8055 | 0.65247 | 0.60322 | 0.4196 | 0.44505 | 0.74721 | 0.28026 | 0.92872 | 0.28178 | 0.6023 | 0.27075 | 0.86711 | 0.83857 | 0.91059 | 0.16979 | 0
Oct | 14 | 13 | Weekend | Saturday | 0.9717 | 0.99423 | 0.99629 | 0.6031 | 0.0044583 | 0.6031 | 0.6031 | 0.79907 | 0.6031 | 0.9717 | 0.9717 | 0.67752 | 0.81429 | 0.6124 | 0.54327 | 0.33919 | 0.45331 | 0.75625 | 0.27072 | 0.69317 | 0.27398 | 0.60725 | 0.27758 | 0.79907 | 0.74733 | 0.84781 | 0.16912 | 0.74304 | 0.80389 | 0.66556 | 0.53628 | 0.33979 | 0.44881 | 0.74485 | 0.28706 | 0.74882 | 0.30351 | 0.60823 | 0.27081 | 0.87399 | 0.84781 | 0.89454 | 0.16979 | 0
Oct | 14 | 14 | Weekend | Saturday | 0.96094 | 1 | 0.98107 | 0.60306 | 0.0044583 | 0.60306 | 0.60306 | 0.80075 | 0.60306 | 0.96094 | 0.96094 | 0.71315 | 0.78518 | 0.61346 | 0.53757 | 0.31839 | 0.49178 | 0.76242 | 0.26762 | 0.69226 | 0.28285 | 0.59795 | 0.27474 | 0.80075 | 0.74987 | 0.83178 | 0.16868 | 0.74333 | 0.78097 | 0.66811 | 0.53052 | 0.31888 | 0.48508 | 0.75515 | 0.28686 | 0.74859 | 0.31151 | 0.60498 | 0.27045 | 0.87699 | 0.85082 | 0.87975 | 0.16979 | 0
Oct | 14 | 15 | Weekend | Saturday | 0.92364 | 0.98793 | 0.95281 | 0.65895 | 0.0044583 | 0.65895 | 0.65895 | 0.79484 | 0.65895 | 0.92364 | 0.92364 | 0.90341 | 0.7831 | 0.64548 | 0.56016 | 0.30292 | 0.66101 | 0.71548 | 0.26472 | 0.6893 | 0.2608 | 0.59109 | 0.27622 | 0.79484 | 0.74553 | 0.83121 | 0.096035 | 0.91549 | 0.77776 | 0.73066 | 0.55258 | 0.30331 | 0.66209 | 0.69976 | 0.28218 | 0.74487 | 0.29025 | 0.63612 | 0.26979 | 0.87051 | 0.8459 | 0.87688 | 0.097885 | 0
Oct | 14 | 16 | Weekend | Saturday | 0.84585 | 0.94712 | 0.92556 | 0.76254 | 0.55754 | 0.76254 | 0.76254 | 0.73084 | 0.76254 | 0.84585 | 0.84585 | 0.92196 | 0.76353 | 0.70587 | 0.47289 | 0.3066 | 0.85631 | 0.67099 | 0.26819 | 0.85915 | 0.22693 | 0.67106 | 0.28036 | 0.73084 | 0.69561 | 0.79205 | 0.12048 | 0.92759 | 0.75406 | 0.78532 | 0.45958 | 0.30727 | 0.85672 | 0.65221 | 0.28539 | 0.93025 | 0.25162 | 0.72034 | 0.27456 | 0.79348 | 0.78243 | 0.81721 | 0.1228 | 0
Oct | 14 | 17 | Weekend | Saturday | 0.80111 | 0.91389 | 0.89989 | 0.89436 | 1 | 0.89436 | 0.89436 | 0.65626 | 0.89436 | 0.80111 | 0.80111 | 0.98397 | 0.76032 | 0.85138 | 0.29334 | 0.24598 | 1 | 0.51102 | 0.29637 | 0.92463 | 0.21773 | 0.8573 | 0.33855 | 0.65626 | 0.6714 | 0.82666 | 0.21824 | 1 | 0.74288 | 0.94764 | 0.29527 | 0.24605 | 1 | 0.4868 | 0.31825 | 0.99523 | 0.24092 | 0.92297 | 0.33588 | 0.7011 | 0.74022 | 0.83007 | 0.22244 | 0
Oct | 14 | 18 | Weekend | Saturday | 0.80623 | 0.91878 | 0.87336 | 0.98466 | 1 | 0.98466 | 0.98466 | 0.48289 | 0.98466 | 0.80623 | 0.80623 | 0.79953 | 0.75637 | 0.88672 | 0.27583 | 0.25373 | 0.97628 | 0.51942 | 0.30391 | 0.9312 | 0.19443 | 0.8777 | 0.35365 | 0.48289 | 0.53178 | 0.74435 | 0.22801 | 0.83698 | 0.73602 | 0.95474 | 0.27756 | 0.25436 | 0.97831 | 0.49008 | 0.32322 | 1 | 0.21592 | 0.93645 | 0.35 | 0.51299 | 0.58217 | 0.7247 | 0.23241 | 0
Oct | 14 | 19 | Weekend | Saturday | 0.79386 | 0.9073 | 0.84849 | 1 | 1 | 1 | 1 | 0.45758 | 1 | 0.79386 | 0.79386 | 0.78861 | 0.7178 | 0.92308 | 0.27583 | 0.25424 | 0.95312 | 0.48646 | 0.3023 | 0.77068 | 0.19239 | 0.93719 | 0.35365 | 0.45758 | 0.51185 | 0.71095 | 0.22801 | 0.82862 | 0.68714 | 1 | 0.27756 | 0.25436 | 0.96044 | 0.44041 | 0.32306 | 0.82176 | 0.21318 | 1 | 0.35 | 0.47507 | 0.54256 | 0.6804 | 0.23241 | 0
Oct | 14 | 20 | Weekend | Saturday | 0.76248 | 0.86588 | 0.8224 | 0.91272 | 1 | 0.91272 | 0.91272 | 0.24663 | 0.91272 | 0.76248 | 0.76248 | 0.76688 | 0.71186 | 0.89094 | 0.25521 | 0.25424 | 0.81335 | 0.40967 | 0.30056 | 0.772 | 0.19405 | 0.919 | 0.35365 | 0.24663 | 0.31246 | 0.57609 | 0.23086 | 0.81894 | 0.67799 | 0.95613 | 0.25658 | 0.25436 | 0.82235 | 0.37001 | 0.32223 | 0.81625 | 0.20439 | 0.97513 | 0.35 | 0.27012 | 0.35453 | 0.56388 | 0.23286 | 0
Oct | 14 | 21 | Weekend | Saturday | 0.68946 | 0.78566 | 0.79046 | 0.81842 | 1 | 0.81842 | 0.81842 | 0.19044 | 0.81842 | 0.68946 | 0.68946 | 0.73157 | 0.70347 | 0.84359 | 0.23417 | 0.25373 | 0.64363 | 0.41504 | 0.30199 | 0.76608 | 0.18378 | 0.71019 | 0.35365 | 0.19044 | 0.25664 | 0.33249 | 0.23357 | 0.81244 | 0.66579 | 0.82226 | 0.23561 | 0.25436 | 0.64422 | 0.35709 | 0.32117 | 0.80934 | 0.20372 | 0.73618 | 0.35 | 0.20858 | 0.2912 | 0.36566 | 0.23329 | 0
Oct | 14 | 22 | Weekend | Saturday | 0.66086 | 0.75281 | 0.75221 | 0.7037 | 1 | 0.7037 | 0.7037 | 0.19044 | 0.7037 | 0.66086 | 0.66086 | 0.70633 | 0.70268 | 0.61465 | 0.21332 | 0.25398 | 0.48358 | 0.38644 | 0.3037 | 0.80308 | 0.18478 | 0.47489 | 0.35365 | 0.19044 | 0.25664 | 0.442 | 0.23578 | 0.82686 | 0.66392 | 0.61928 | 0.21463 | 0.25436 | 0.49274 | 0.33391 | 0.32507 | 0.84763 | 0.20517 | 0.48661 | 0.35 | 0.20858 | 0.2912 | 0.48566 | 0.23363 | 0
Oct | 14 | 23 | Weekend | Saturday | 0.61896 | 0.75232 | 0.73656 | 0.58953 | 1 | 0.58953 | 0.58953 | 0.1863 | 0.58953 | 0.61896 | 0.61896 | 0.48709 | 0.67383 | 0.39657 | 0.22182 | 0.27193 | 0.38519 | 0.38099 | 0.30086 | 0.53731 | 0.18298 | 0.39651 | 0.3748 | 0.1863 | 0.25319 | 0.35871 | 0.25634 | 0.47447 | 0.63372 | 0.39809 | 0.22315 | 0.27241 | 0.38951 | 0.32668 | 0.32098 | 0.48334 | 0.20364 | 0.39733 | 0.37024 | 0.20404 | 0.28728 | 0.39452 | 0.23687 | 0
Oct | 15 | 24 | Weekend | Sunday | 0.59045 | 0.72764 | 0.70779 | 0.51624 | 1 | 0.51624 | 0.51624 | 0.19044 | 0.51624 | 0.59045 | 0.59045 | 0.23705 | 0.66575 | 0.38667 | 0.20298 | 0.25398 | 0.3723 | 0.39539 | 0.30082 | 0.30256 | 0.18464 | 0.38893 | 0.35141 | 0.19044 | 0.25664 | 0.32729 | 0.26274 | 0.31236 | 0.62346 | 0.40623 | 0.20415 | 0.25436 | 0.37352 | 0.33729 | 0.32094 | 0.33633 | 0.20362 | 0.39693 | 0.35 | 0.20858 | 0.2912 | 0.35941 | 0.23791 | 0
Oct | 15 | 1 | Weekend | Sunday | 0.58495 | 0.6956 | 0.69455 | 0.48757 | 1 | 0.48757 | 0.48757 | 0.19044 | 0.48757 | 0.58495 | 0.58495 | 0.23769 | 0.66115 | 0.35361 | 0.20286 | 0.25398 | 0.3669 | 0.38419 | 0.30029 | 0.30395 | 0.18336 | 0.35326 | 0.35477 | 0.19044 | 0.25664 | 0.32287 | 0.26599 | 0.31289 | 0.61867 | 0.3662 | 0.20415 | 0.25436 | 0.36588 | 0.32805 | 0.3209 | 0.33726 | 0.2036 | 0.34493 | 0.35 | 0.20858 | 0.2912 | 0.35521 | 0.23841 | 0
Oct | 15 | 2 | Weekend | Sunday | 0.58631 | 0.68493 | 0.68659 | 0.47189 | 1 | 0.47189 | 0.47189 | 0.19044 | 0.47189 | 0.58631 | 0.58631 | 0.23756 | 0.65575 | 0.35731 | 0.20292 | 0.25398 | 0.3683 | 0.40993 | 0.30025 | 0.30312 | 0.18334 | 0.34626 | 0.35365 | 0.19044 | 0.25664 | 0.31952 | 0.27596 | 0.31308 | 0.61158 | 0.3716 | 0.20415 | 0.25436 | 0.363 | 0.34714 | 0.32086 | 0.33758 | 0.20358 | 0.34153 | 0.35 | 0.20858 | 0.2912 | 0.35138 | 0.23996 | 0
Oct | 15 | 3 | Weekend | Sunday | 0.58404 | 0.68559 | 0.68701 | 0.45558 | 1 | 0.45558 | 0.45558 | 0.19044 | 0.45558 | 0.58404 | 0.58404 | 0.23992 | 0.66121 | 0.3938 | 0.21332 | 0.25373 | 0.42044 | 0.48125 | 0.30194 | 0.30911 | 0.18446 | 0.36287 | 0.35141 | 0.19044 | 0.25664 | 0.34108 | 0.27631 | 0.31641 | 0.61897 | 0.40016 | 0.21463 | 0.25436 | 0.41427 | 0.41299 | 0.32214 | 0.34305 | 0.20436 | 0.35659 | 0.35 | 0.20858 | 0.2912 | 0.37471 | 0.23997 | 0
Oct | 15 | 4 | Weekend | Sunday | 0.59177 | 0.69589 | 0.7072 | 0.47036 | 1 | 0.47036 | 0.47036 | 0.19044 | 0.47036 | 0.59177 | 0.59177 | 0.53905 | 0.66152 | 0.42707 | 0.23447 | 0.25424 | 0.54335 | 0.56652 | 0.30135 | 0.56814 | 0.18398 | 0.40535 | 0.35477 | 0.19044 | 0.25664 | 0.33752 | 0.28322 | 0.48289 | 0.61979 | 0.42425 | 0.23561 | 0.25436 | 0.52477 | 0.46728 | 0.32204 | 0.48583 | 0.2043 | 0.39695 | 0.35 | 0.20858 | 0.2912 | 0.3712 | 0.24107 | 0
Oct | 15 | 5 | Weekend | Sunday | 0.57938 | 0.73318 | 0.77038 | 0.59438 | 1 | 0.59438 | 0.59438 | 0.38023 | 0.59438 | 0.57938 | 0.57938 | 0.80334 | 0.69423 | 0.61489 | 0.39417 | 0.44366 | 0.71389 | 0.62784 | 0.29761 | 0.97891 | 0.18102 | 0.58409 | 0.45993 | 0.38023 | 0.4552 | 0.65087 | 0.2629 | 0.80829 | 0.66588 | 0.62314 | 0.36075 | 0.44512 | 0.64293 | 0.56119 | 0.31749 | 0.97883 | 0.20146 | 0.59153 | 0.44363 | 0.29179 | 0.34372 | 0.51199 | 0.22733 | 0
Oct | 15 | 6 | Weekend | Sunday | 0.62615 | 0.79095 | 0.8706 | 0.73053 | 0.55754 | 0.73053 | 0.73053 | 0.28836 | 0.73053 | 0.62615 | 0.62615 | 0.85456 | 0.74662 | 0.80946 | 0.3833 | 0.34343 | 0.6793 | 0.63074 | 0.25619 | 0.88739 | 0.15829 | 0.71091 | 0.31583 | 0.28836 | 0.29721 | 0.65126 | 0.23811 | 0.90259 | 0.70231 | 0.76829 | 0.3531 | 0.34115 | 0.60207 | 0.57361 | 0.27405 | 0.90895 | 0.17429 | 0.71735 | 0.27667 | 0.22986 | 0.21113 | 0.52177 | 0.178 | 0
Oct | 15 | 7 | Weekend | Sunday | 0.69928 | 0.83983 | 0.94348 | 0.72611 | 0.0044583 | 0.72611 | 0.72611 | 0.66091 | 0.72611 | 0.69928 | 0.69928 | 0.86785 | 0.78166 | 1 | 0.50808 | 0.39851 | 0.62387 | 0.69962 | 0.25605 | 0.71795 | 0.15648 | 1 | 0.35144 | 0.66091 | 0.66612 | 0.77861 | 0.21278 | 0.901 | 0.75307 | 0.91543 | 0.49096 | 0.3985 | 0.54799 | 0.66532 | 0.27234 | 0.7306 | 0.17321 | 0.99835 | 0.33043 | 0.48718 | 0.4385 | 0.69198 | 0.17834 | 0
Oct | 15 | 8 | Weekend | Sunday | 0.77234 | 0.88714 | 0.97543 | 0.68405 | 0.0044583 | 0.68405 | 0.68405 | 0.67213 | 0.68405 | 0.77234 | 0.77234 | 0.72928 | 0.82258 | 0.83098 | 0.46146 | 0.37577 | 0.55017 | 0.73206 | 0.25576 | 0.70807 | 0.15659 | 0.85759 | 0.34223 | 0.67213 | 0.65091 | 0.74315 | 0.25652 | 0.73743 | 0.80213 | 0.79927 | 0.44955 | 0.37603 | 0.48757 | 0.70159 | 0.27256 | 0.73156 | 0.17334 | 0.86019 | 0.33032 | 0.61666 | 0.58129 | 0.68123 | 0.24196 | 0
Oct | 15 | 9 | Weekend | Sunday | 0.86879 | 0.92223 | 0.98716 | 0.62331 | 0.0044583 | 0.62331 | 0.62331 | 0.74898 | 0.62331 | 0.86879 | 0.86879 | 0.90781 | 0.83203 | 0.70071 | 0.47933 | 0.36441 | 0.48241 | 0.72777 | 0.25776 | 0.85608 | 0.21234 | 0.61609 | 0.3387 | 0.74898 | 0.70881 | 0.81923 | 0.24694 | 0.89846 | 0.81464 | 0.69553 | 0.47073 | 0.36516 | 0.4302 | 0.70634 | 0.27262 | 0.90821 | 0.2297 | 0.60769 | 0.33034 | 0.75903 | 0.72984 | 0.79565 | 0.24154 | 0
Oct | 15 | 10 | Weekend | Sunday | 0.95798 | 0.9565 | 0.99713 | 0.60425 | 0.0044583 | 0.60425 | 0.60425 | 0.71975 | 0.60425 | 0.95798 | 0.95798 | 0.89166 | 0.83721 | 0.65855 | 0.57178 | 0.39573 | 0.47452 | 0.74498 | 0.26001 | 0.88591 | 0.23503 | 0.59407 | 0.33694 | 0.71975 | 0.66261 | 0.89843 | 0.24338 | 0.9142 | 0.82249 | 0.68386 | 0.56526 | 0.39562 | 0.44402 | 0.72589 | 0.27816 | 0.94996 | 0.25939 | 0.58861 | 0.33058 | 0.76185 | 0.72984 | 0.90707 | 0.24154 | 0
Oct | 15 | 11 | Weekend | Sunday | 1 | 0.98006 | 1 | 0.60595 | 0.0044583 | 0.60595 | 0.60595 | 0.7903 | 0.60595 | 1 | 1 | 0.87364 | 0.82854 | 0.63199 | 0.62124 | 0.41633 | 0.46729 | 0.72528 | 0.26434 | 0.86088 | 0.23338 | 0.59205 | 0.27602 | 0.7903 | 0.73245 | 0.88427 | 0.17203 | 0.90532 | 0.81497 | 0.68789 | 0.61575 | 0.41737 | 0.44847 | 0.70873 | 0.28021 | 0.9291 | 0.25629 | 0.59486 | 0.27043 | 0.86155 | 0.83008 | 0.91199 | 0.16979 | 0
Oct | 15 | 12 | Weekend | Sunday | 0.9882 | 0.98779 | 0.99315 | 0.61407 | 0.0044583 | 0.61407 | 0.61407 | 0.79557 | 0.61407 | 0.9882 | 0.9882 | 0.7247 | 0.81817 | 0.6035 | 0.60806 | 0.41932 | 0.45692 | 0.7581 | 0.26148 | 0.85884 | 0.25656 | 0.59725 | 0.27805 | 0.79557 | 0.73974 | 0.87163 | 0.17032 | 0.74702 | 0.8055 | 0.65247 | 0.60322 | 0.4196 | 0.44505 | 0.74721 | 0.28026 | 0.92872 | 0.28178 | 0.6023 | 0.27075 | 0.86711 | 0.83857 | 0.91059 | 0.16979 | 0
Oct | 15 | 13 | Weekend | Sunday | 0.9717 | 0.99423 | 0.99629 | 0.6031 | 0.0044583 | 0.6031 | 0.6031 | 0.79907 | 0.6031 | 0.9717 | 0.9717 | 0.67752 | 0.81429 | 0.6124 | 0.54327 | 0.33919 | 0.45331 | 0.75625 | 0.27072 | 0.69317 | 0.27398 | 0.60725 | 0.27758 | 0.79907 | 0.74733 | 0.84781 | 0.16912 | 0.74304 | 0.80389 | 0.66556 | 0.53628 | 0.33979 | 0.44881 | 0.74485 | 0.28706 | 0.74882 | 0.30351 | 0.60823 | 0.27081 | 0.87399 | 0.84781 | 0.89454 | 0.16979 | 0
Oct | 15 | 14 | Weekend | Sunday | 0.96094 | 1 | 0.98107 | 0.60306 | 0.0044583 | 0.60306 | 0.60306 | 0.80075 | 0.60306 | 0.96094 | 0.96094 | 0.71315 | 0.78518 | 0.61346 | 0.53757 | 0.31839 | 0.49178 | 0.76242 | 0.26762 | 0.69226 | 0.28285 | 0.59795 | 0.27474 | 0.80075 | 0.74987 | 0.83178 | 0.16868 | 0.74333 | 0.78097 | 0.66811 | 0.53052 | 0.31888 | 0.48508 | 0.75515 | 0.28686 | 0.74859 | 0.31151 | 0.60498 | 0.27045 | 0.87699 | 0.85082 | 0.87975 | 0.16979 | 0
Oct | 15 | 15 | Weekend | Sunday | 0.92364 | 0.98793 | 0.95281 | 0.65895 | 0.0044583 | 0.65895 | 0.65895 | 0.79484 | 0.65895 | 0.92364 | 0.92364 | 0.90341 | 0.7831 | 0.64548 | 0.56016 | 0.30292 | 0.66101 | 0.71548 | 0.26472 | 0.6893 | 0.2608 | 0.59109 | 0.27622 | 0.79484 | 0.74553 | 0.83121 | 0.096035 | 0.91549 | 0.77776 | 0.73066 | 0.55258 | 0.30331 | 0.66209 | 0.69976 | 0.28218 | 0.74487 | 0.29025 | 0.63612 | 0.26979 | 0.87051 | 0.8459 | 0.87688 | 0.097885 | 0
Oct | 15 | 16 | Weekend | Sunday | 0.84585 | 0.94712 | 0.92556 | 0.76254 | 0.55754 | 0.76254 | 0.76254 | 0.73084 | 0.76254 | 0.84585 | 0.84585 | 0.92196 | 0.76353 | 0.70587 | 0.47289 | 0.3066 | 0.85631 | 0.67099 | 0.26819 | 0.85915 | 0.22693 | 0.67106 | 0.28036 | 0.73084 | 0.69561 | 0.79205 | 0.12048 | 0.92759 | 0.75406 | 0.78532 | 0.45958 | 0.30727 | 0.85672 | 0.65221 | 0.28539 | 0.93025 | 0.25162 | 0.72034 | 0.27456 | 0.79348 | 0.78243 | 0.81721 | 0.1228 | 0
Oct | 15 | 17 | Weekend | Sunday | 0.80111 | 0.91389 | 0.89989 | 0.89436 | 1 | 0.89436 | 0.89436 | 0.65626 | 0.89436 | 0.80111 | 0.80111 | 0.98397 | 0.76032 | 0.85138 | 0.29334 | 0.24598 | 1 | 0.51102 | 0.29637 | 0.92463 | 0.21773 | 0.8573 | 0.33855 | 0.65626 | 0.6714 | 0.82666 | 0.21824 | 1 | 0.74288 | 0.94764 | 0.29527 | 0.24605 | 1 | 0.4868 | 0.31825 | 0.99523 | 0.24092 | 0.92297 | 0.33588 | 0.7011 | 0.74022 | 0.83007 | 0.22244 | 0
Oct | 15 | 18 | Weekend | Sunday | 0.80623 | 0.91878 | 0.87336 | 0.98466 | 1 | 0.98466 | 0.98466 | 0.48289 | 0.98466 | 0.80623 | 0.80623 | 0.79953 | 0.75637 | 0.88672 | 0.27583 | 0.25373 | 0.97628 | 0.51942 | 0.30391 | 0.9312 | 0.19443 | 0.8777 | 0.35365 | 0.48289 | 0.53178 | 0.74435 | 0.22801 | 0.83698 | 0.73602 | 0.95474 | 0.27756 | 0.25436 | 0.97831 | 0.49008 | 0.32322 | 1 | 0.21592 | 0.93645 | 0.35 | 0.51299 | 0.58217 | 0.7247 | 0.23241 | 0
Oct | 15 | 19 | Weekend | Sunday | 0.79386 | 0.9073 | 0.84849 | 1 | 1 | 1 | 1 | 0.45758 | 1 | 0.79386 | 0.79386 | 0.78861 | 0.7178 | 0.92308 | 0.27583 | 0.25424 | 0.95312 | 0.48646 | 0.3023 | 0.77068 | 0.19239 | 0.93719 | 0.35365 | 0.45758 | 0.51185 | 0.71095 | 0.22801 | 0.82862 | 0.68714 | 1 | 0.27756 | 0.25436 | 0.96044 | 0.44041 | 0.32306 | 0.82176 | 0.21318 | 1 | 0.35 | 0.47507 | 0.54256 | 0.6804 | 0.23241 | 0
Oct | 15 | 20 | Weekend | Sunday | 0.76248 | 0.86588 | 0.8224 | 0.91272 | 1 | 0.91272 | 0.91272 | 0.24663 | 0.91272 | 0.76248 | 0.76248 | 0.76688 | 0.71186 | 0.89094 | 0.25521 | 0.25424 | 0.81335 | 0.40967 | 0.30056 | 0.772 | 0.19405 | 0.919 | 0.35365 | 0.24663 | 0.31246 | 0.57609 | 0.23086 | 0.81894 | 0.67799 | 0.95613 | 0.25658 | 0.25436 | 0.82235 | 0.37001 | 0.32223 | 0.81625 | 0.20439 | 0.97513 | 0.35 | 0.27012 | 0.35453 | 0.56388 | 0.23286 | 0
Oct | 15 | 21 | Weekend | Sunday | 0.68946 | 0.78566 | 0.79046 | 0.81842 | 1 | 0.81842 | 0.81842 | 0.19044 | 0.81842 | 0.68946 | 0.68946 | 0.73157 | 0.70347 | 0.84359 | 0.23417 | 0.25373 | 0.64363 | 0.41504 | 0.30199 | 0.76608 | 0.18378 | 0.71019 | 0.35365 | 0.19044 | 0.25664 | 0.33249 | 0.23357 | 0.81244 | 0.66579 | 0.82226 | 0.23561 | 0.25436 | 0.64422 | 0.35709 | 0.32117 | 0.80934 | 0.20372 | 0.73618 | 0.35 | 0.20858 | 0.2912 | 0.36566 | 0.23329 | 0
Oct | 15 | 22 | Weekend | Sunday | 0.66086 | 0.75281 | 0.75221 | 0.7037 | 1 | 0.7037 | 0.7037 | 0.19044 | 0.7037 | 0.66086 | 0.66086 | 0.70633 | 0.70268 | 0.61465 | 0.21332 | 0.25398 | 0.48358 | 0.38644 | 0.3037 | 0.80308 | 0.18478 | 0.47489 | 0.35365 | 0.19044 | 0.25664 | 0.442 | 0.23578 | 0.82686 | 0.66392 | 0.61928 | 0.21463 | 0.25436 | 0.49274 | 0.33391 | 0.32507 | 0.84763 | 0.20517 | 0.48661 | 0.35 | 0.20858 | 0.2912 | 0.48566 | 0.23363 | 0
Oct | 15 | 23 | Weekend | Sunday | 0.61896 | 0.75232 | 0.73656 | 0.58953 | 1 | 0.58953 | 0.58953 | 0.19519 | 0.58953 | 0.61896 | 0.61896 | 0.52485 | 0.66802 | 0.40429 | 0.23382 | 0.28306 | 0.38437 | 0.42105 | 0.30037 | 0.56594 | 0.18359 | 0.39126 | 0.38612 | 0.19519 | 0.2606 | 0.33694 | 0.2589 | 0.4737 | 0.62573 | 0.40144 | 0.23525 | 0.28389 | 0.38655 | 0.36291 | 0.32084 | 0.48164 | 0.20355 | 0.3863 | 0.38312 | 0.21378 | 0.29569 | 0.3706 | 0.23729 | 0
Oct | 16 | 24 | Weekday | Monday | 0.58761 | 0.71656 | 0.655 | 0.51481 | 1 | 0.51481 | 0.51481 | 0.19392 | 0.51481 | 0.58761 | 0.58761 | 0.23658 | 0.66502 | 0.36688 | 0.24343 | 0.29287 | 0.36994 | 0.37382 | 0.30153 | 0.30102 | 0.18375 | 0.36742 | 0.39545 | 0.19392 | 0.25955 | 0.31262 | 0.26687 | 0.31167 | 0.62151 | 0.37633 | 0.24497 | 0.29312 | 0.36998 | 0.32725 | 0.32081 | 0.33506 | 0.20354 | 0.36105 | 0.39346 | 0.21239 | 0.29449 | 0.34373 | 0.23856 | 0
Oct | 16 | 1 | Weekday | Monday | 0.57978 | 0.68296 | 0.64549 | 0.48202 | 1 | 0.48202 | 0.48202 | 0.19392 | 0.48202 | 0.57978 | 0.57978 | 0.23671 | 0.66054 | 0.34702 | 0.24344 | 0.29234 | 0.3642 | 0.42772 | 0.30069 | 0.30279 | 0.18408 | 0.34519 | 0.39774 | 0.19392 | 0.25955 | 0.30965 | 0.27268 | 0.31217 | 0.61577 | 0.35481 | 0.24497 | 0.29312 | 0.3614 | 0.36702 | 0.32076 | 0.33601 | 0.20352 | 0.33568 | 0.39346 | 0.21239 | 0.29449 | 0.34035 | 0.23942 | 0
Oct | 16 | 2 | Weekday | Monday | 0.57819 | 0.66979 | 0.64066 | 0.46463 | 1 | 0.46463 | 0.46463 | 0.19392 | 0.46463 | 0.57819 | 0.57819 | 0.2372 | 0.65914 | 0.3441 | 0.24341 | 0.29255 | 0.36561 | 0.38257 | 0.30105 | 0.30243 | 0.18371 | 0.34647 | 0.39682 | 0.19392 | 0.25955 | 0.3075 | 0.28109 | 0.31239 | 0.61359 | 0.35261 | 0.24497 | 0.29312 | 0.35727 | 0.33413 | 0.32071 | 0.33638 | 0.2035 | 0.33214 | 0.39346 | 0.21239 | 0.29449 | 0.33798 | 0.24075 | 0
Oct | 16 | 3 | Weekday | Monday | 0.57421 | 0.66871 | 0.64181 | 0.44863 | 1 | 0.44863 | 0.44863 | 0.19392 | 0.44863 | 0.57421 | 0.57421 | 0.24255 | 0.71057 | 0.37073 | 0.25386 | 0.29255 | 0.41647 | 0.55246 | 0.30428 | 0.31377 | 0.18547 | 0.36097 | 0.395 | 0.19392 | 0.25955 | 0.34992 | 0.28445 | 0.32008 | 0.6725 | 0.3716 | 0.25546 | 0.29312 | 0.40615 | 0.48375 | 0.32398 | 0.34909 | 0.20546 | 0.34539 | 0.39346 | 0.21239 | 0.29449 | 0.38495 | 0.24124 | 0
Oct | 16 | 4 | Weekday | Monday | 0.57817 | 0.67215 | 0.65701 | 0.45225 | 1 | 0.45225 | 0.45225 | 0.19392 | 0.45225 | 0.57817 | 0.57817 | 0.55925 | 0.76278 | 0.46363 | 0.29516 | 0.31203 | 0.5381 | 0.68864 | 0.30364 | 0.59762 | 0.1854 | 0.43235 | 0.41925 | 0.19392 | 0.25955 | 0.34774 | 0.28925 | 0.48052 | 0.67306 | 0.43748 | 0.29684 | 0.31251 | 0.51404 | 0.56677 | 0.3235 | 0.48702 | 0.20518 | 0.41843 | 0.41519 | 0.21239 | 0.29449 | 0.38227 | 0.24202 | 0
Oct | 16 | 5 | Weekday | Monday | 0.56391 | 0.69692 | 0.70225 | 0.55013 | 1 | 0.55013 | 0.55013 | 0.82052 | 0.55013 | 0.56391 | 0.56391 | 0.82365 | 0.85982 | 0.77617 | 0.47966 | 0.65364 | 0.70673 | 0.84549 | 0.61604 | 1 | 0.66765 | 0.7191 | 0.59469 | 0.82052 | 0.92158 | 0.71807 | 0.46926 | 0.80392 | 0.82348 | 0.74022 | 0.40715 | 0.65617 | 0.62857 | 0.7896 | 0.36833 | 0.97586 | 0.35843 | 0.72026 | 0.56872 | 0.41586 | 0.428 | 0.56697 | 0.37258 | 0
Oct | 16 | 6 | Weekday | Monday | 0.59647 | 0.74031 | 0.77401 | 0.65469 | 0.50223 | 0.65469 | 0.65469 | 0.70667 | 0.65469 | 0.59647 | 0.59647 | 0.91721 | 0.92076 | 0.98295 | 0.54041 | 0.66517 | 0.67873 | 0.92915 | 0.82204 | 0.92424 | 0.8613 | 0.85563 | 0.56534 | 0.70667 | 0.73856 | 0.70159 | 0.61436 | 0.88233 | 0.89664 | 0.90743 | 0.47794 | 0.66044 | 0.59324 | 0.89198 | 0.68352 | 0.89546 | 0.62905 | 0.86407 | 0.49319 | 0.41853 | 0.36661 | 0.56045 | 0.55432 | 0
Oct | 16 | 7 | Weekday | Monday | 0.64563 | 0.76864 | 0.82393 | 0.67995 | 0.0044583 | 0.67995 | 0.67995 | 0.84006 | 0.67995 | 0.64563 | 0.64563 | 0.92722 | 0.95153 | 0.83951 | 0.95548 | 1 | 0.65241 | 0.95096 | 0.99893 | 0.75645 | 0.92987 | 0.77401 | 0.96904 | 0.84006 | 0.85528 | 0.90609 | 0.85333 | 0.88042 | 0.9344 | 0.78907 | 0.93833 | 1 | 0.56961 | 0.92383 | 0.93419 | 0.72006 | 0.79384 | 0.7583 | 0.96421 | 0.64789 | 0.60415 | 0.81886 | 0.8275 | 0
Oct | 16 | 8 | Weekday | Monday | 0.70062 | 0.80348 | 0.84561 | 0.71054 | 0.0044583 | 0.71054 | 0.71054 | 1 | 0.71054 | 0.70062 | 0.70062 | 0.75372 | 0.98015 | 0.73911 | 0.93366 | 0.90676 | 0.57895 | 0.99774 | 0.98643 | 0.73493 | 0.9156 | 0.73347 | 0.96879 | 1 | 1 | 0.95637 | 1 | 0.72314 | 0.96863 | 0.7252 | 0.92468 | 0.90761 | 0.50829 | 0.98578 | 0.94168 | 0.72103 | 0.81828 | 0.72771 | 0.96759 | 0.93671 | 0.91563 | 0.9131 | 0.99981 | 0
Oct | 16 | 9 | Weekday | Monday | 0.77832 | 0.84061 | 0.85431 | 0.69797 | 0.0044583 | 0.69797 | 0.69797 | 0.98976 | 0.69797 | 0.77832 | 0.77832 | 0.92637 | 0.99196 | 0.61403 | 0.92552 | 0.88874 | 0.50844 | 0.99887 | 1 | 0.86791 | 0.93293 | 0.56095 | 0.97659 | 0.98976 | 0.97278 | 0.91968 | 0.99137 | 0.88191 | 0.98391 | 0.6103 | 0.91951 | 0.88964 | 0.44641 | 0.98875 | 0.97469 | 0.89642 | 0.87099 | 0.54517 | 0.97589 | 0.97443 | 0.95784 | 0.8925 | 0.99981 | 0
Oct | 16 | 10 | Weekday | Monday | 0.85029 | 0.87594 | 0.863 | 0.69531 | 0.0044583 | 0.69531 | 0.69531 | 0.95086 | 0.69531 | 0.85029 | 0.85029 | 0.91484 | 0.99954 | 0.58103 | 0.9503 | 0.90636 | 0.49855 | 1 | 0.99101 | 0.88953 | 0.93909 | 0.55602 | 0.98536 | 0.95086 | 0.91703 | 1 | 0.98744 | 0.90233 | 0.99457 | 0.60678 | 0.94538 | 0.90684 | 0.45687 | 0.99691 | 0.99261 | 0.93972 | 0.90963 | 0.54769 | 0.98475 | 0.97466 | 0.95802 | 1 | 0.99981 | 0
Oct | 16 | 11 | Weekday | Monday | 0.88246 | 0.90481 | 0.86582 | 0.69084 | 0.0044583 | 0.69084 | 0.69084 | 0.93518 | 0.69084 | 0.88246 | 0.88246 | 0.88251 | 0.97708 | 0.58427 | 0.9219 | 0.91324 | 0.48465 | 0.95817 | 0.992 | 0.85465 | 0.96482 | 0.56151 | 0.94574 | 0.93518 | 0.89436 | 0.93969 | 0.89457 | 0.8992 | 0.97283 | 0.61426 | 0.9148 | 0.91281 | 0.45443 | 0.95134 | 1 | 0.91611 | 0.95212 | 0.55253 | 0.94091 | 0.97541 | 0.95952 | 0.94527 | 0.90637 | 0
Oct | 16 | 12 | Weekday | Monday | 0.86406 | 0.91547 | 0.8627 | 0.6906 | 0.0044583 | 0.6906 | 0.6906 | 0.92553 | 0.6906 | 0.86406 | 0.86406 | 0.73085 | 1 | 0.56573 | 0.96737 | 0.91966 | 0.47476 | 0.99513 | 0.99309 | 0.84425 | 0.98668 | 0.56082 | 0.99897 | 0.92553 | 0.88095 | 0.92911 | 0.98391 | 0.73848 | 0.99781 | 0.59345 | 0.96508 | 0.91916 | 0.45336 | 0.99788 | 0.98681 | 0.9097 | 0.97616 | 0.55795 | 0.99711 | 0.97748 | 0.96182 | 0.9412 | 0.99981 | 0
Oct | 16 | 13 | Weekday | Monday | 0.83775 | 0.92108 | 0.8642 | 0.67884 | 0.0044583 | 0.67884 | 0.67884 | 0.92302 | 0.67884 | 0.83775 | 0.83775 | 0.70314 | 0.9981 | 0.57204 | 0.9758 | 0.88196 | 0.46489 | 0.99725 | 0.99278 | 0.69055 | 1 | 0.56187 | 0.99936 | 0.92302 | 0.87845 | 0.91058 | 0.98317 | 0.73594 | 0.99842 | 0.6008 | 0.97728 | 0.88326 | 0.45102 | 1 | 0.99528 | 0.73182 | 1 | 0.55913 | 0.99935 | 0.98022 | 0.96505 | 0.92492 | 0.99985 | 0
Oct | 16 | 14 | Weekday | Monday | 0.824 | 0.92741 | 0.85395 | 0.67052 | 0.0044583 | 0.67052 | 0.67052 | 0.91915 | 0.67052 | 0.824 | 0.824 | 0.75126 | 0.99634 | 0.5664 | 0.97159 | 0.8766 | 0.49921 | 0.96098 | 0.98983 | 0.69683 | 0.98885 | 0.56139 | 1 | 0.91915 | 0.87609 | 0.89496 | 0.98327 | 0.73355 | 0.99788 | 0.59287 | 0.97315 | 0.87808 | 0.48368 | 0.97607 | 0.98385 | 0.72987 | 0.99766 | 0.55592 | 1 | 0.98192 | 0.96801 | 0.91077 | 1 | 0
Oct | 16 | 15 | Weekday | Monday | 0.79898 | 0.92212 | 0.83728 | 0.71385 | 0.0044583 | 0.71385 | 0.71385 | 0.9204 | 0.71385 | 0.79898 | 0.79898 | 0.93145 | 0.998 | 0.58998 | 1 | 0.89395 | 0.66558 | 0.9574 | 0.93598 | 0.69571 | 0.91361 | 0.55364 | 0.99703 | 0.9204 | 0.88231 | 0.89601 | 0.98368 | 0.89096 | 1 | 0.64594 | 1 | 0.89458 | 0.65928 | 0.97278 | 0.95324 | 0.7255 | 0.94725 | 0.58984 | 0.99608 | 0.98041 | 0.96736 | 0.90833 | 0.99987 | 0
Oct | 16 | 16 | Weekday | Monday | 0.75396 | 0.8946 | 0.82184 | 0.8 | 0.50223 | 0.8 | 0.8 | 0.95149 | 0.8 | 0.75396 | 0.75396 | 0.94457 | 0.99433 | 0.68743 | 0.89295 | 0.84243 | 0.82343 | 0.95902 | 0.71365 | 0.86523 | 0.77319 | 0.67283 | 0.65407 | 0.95149 | 0.93057 | 0.90469 | 0.31465 | 0.90668 | 0.99647 | 0.72721 | 0.88897 | 0.84392 | 0.81464 | 0.97145 | 0.70646 | 0.91569 | 0.75823 | 0.71356 | 0.65076 | 1 | 1 | 0.90711 | 0.32071 | 0
Oct | 16 | 17 | Weekday | Monday | 0.73534 | 0.86787 | 0.80756 | 0.91017 | 1 | 0.91017 | 0.91017 | 0.8636 | 0.91017 | 0.73534 | 0.73534 | 1 | 0.82576 | 0.8953 | 0.75895 | 0.69099 | 0.97183 | 0.65721 | 0.76009 | 0.93776 | 0.77325 | 0.80857 | 0.67027 | 0.8636 | 0.89332 | 0.94162 | 0.2258 | 0.97396 | 0.81433 | 0.89335 | 0.74371 | 0.69225 | 0.96365 | 0.64772 | 0.74008 | 0.98047 | 0.73713 | 0.84255 | 0.66669 | 0.87966 | 0.92654 | 0.93204 | 0.22689 | 0
Oct | 16 | 18 | Weekday | Monday | 0.74724 | 0.87349 | 0.79249 | 0.98508 | 1 | 0.98508 | 0.98508 | 0.86851 | 0.98508 | 0.74724 | 0.74724 | 0.83341 | 0.81735 | 0.87115 | 0.73063 | 0.69455 | 0.94886 | 0.667 | 0.77343 | 0.95129 | 0.7599 | 0.83426 | 0.68153 | 0.86851 | 0.91198 | 0.89716 | 0.23723 | 0.8164 | 0.80349 | 0.90819 | 0.71062 | 0.69658 | 0.94159 | 0.65145 | 0.74006 | 0.98564 | 0.71715 | 0.87585 | 0.67437 | 0.85439 | 0.90218 | 0.86938 | 0.23386 | 0
Oct | 16 | 19 | Weekday | Monday | 0.74968 | 0.86216 | 0.77298 | 0.98392 | 1 | 0.98392 | 0.98392 | 0.823 | 0.98392 | 0.74968 | 0.74968 | 0.82684 | 0.74105 | 0.92848 | 0.61414 | 0.61507 | 0.92935 | 0.59202 | 0.77926 | 0.79778 | 0.7663 | 0.91983 | 0.64406 | 0.823 | 0.87386 | 0.82145 | 0.24442 | 0.8139 | 0.71261 | 0.97842 | 0.58313 | 0.61649 | 0.92613 | 0.54648 | 0.73841 | 0.80962 | 0.70821 | 0.96688 | 0.63031 | 0.78495 | 0.82925 | 0.77505 | 0.235 | 0
Oct | 16 | 20 | Weekday | Monday | 0.73188 | 0.82712 | 0.75179 | 0.88721 | 1 | 0.88721 | 0.88721 | 0.35435 | 0.88721 | 0.73188 | 0.73188 | 0.82384 | 0.7165 | 0.95629 | 0.58979 | 0.62252 | 0.79504 | 0.41747 | 0.30813 | 0.80836 | 0.18664 | 0.8876 | 0.64654 | 0.35435 | 0.41348 | 0.60293 | 0.24628 | 0.81113 | 0.68517 | 0.93879 | 0.55456 | 0.62454 | 0.79148 | 0.39362 | 0.32104 | 0.807 | 0.20368 | 0.91546 | 0.63025 | 0.37452 | 0.45069 | 0.56082 | 0.2353 | 0
Oct | 16 | 21 | Weekday | Monday | 0.67052 | 0.75854 | 0.72748 | 0.79582 | 1 | 0.79582 | 0.79582 | 0.19392 | 0.79582 | 0.67052 | 0.67052 | 0.79862 | 0.67206 | 0.77453 | 0.2949 | 0.31203 | 0.63509 | 0.40383 | 0.3036 | 0.81431 | 0.18454 | 0.64577 | 0.41559 | 0.19392 | 0.25955 | 0.32353 | 0.25913 | 0.80944 | 0.63306 | 0.75239 | 0.29684 | 0.31251 | 0.61929 | 0.35431 | 0.32067 | 0.80432 | 0.20346 | 0.65541 | 0.41519 | 0.21239 | 0.29449 | 0.35557 | 0.23733 | 0
Oct | 16 | 22 | Weekday | Monday | 0.64612 | 0.73349 | 0.69832 | 0.69204 | 1 | 0.69204 | 0.69204 | 0.19392 | 0.69204 | 0.64612 | 0.64612 | 0.77796 | 0.6675 | 0.55314 | 0.25386 | 0.29224 | 0.48537 | 0.37966 | 0.30675 | 0.85872 | 0.18621 | 0.4398 | 0.39865 | 0.19392 | 0.25955 | 0.43318 | 0.26357 | 0.82538 | 0.6269 | 0.54153 | 0.25546 | 0.29312 | 0.47353 | 0.33574 | 0.32492 | 0.84404 | 0.20513 | 0.43615 | 0.39346 | 0.21239 | 0.29449 | 0.47632 | 0.23804 | 0
Oct | 16 | 23 | Weekday | Monday | 0.60649 | 0.7379 | 0.67501 | 0.58216 | 1 | 0.58216 | 0.58216 | 0.19519 | 0.58216 | 0.60649 | 0.60649 | 0.52485 | 0.66802 | 0.40429 | 0.23382 | 0.28306 | 0.38437 | 0.42105 | 0.30037 | 0.56594 | 0.18359 | 0.39126 | 0.38612 | 0.19519 | 0.2606 | 0.33694 | 0.2589 | 0.4737 | 0.62573 | 0.40144 | 0.23525 | 0.28389 | 0.38655 | 0.36291 | 0.32084 | 0.48164 | 0.20355 | 0.3863 | 0.38312 | 0.21378 | 0.29569 | 0.3706 | 0.23729 | 0
Oct | 17 | 24 | Weekday | Tuesday | 0.58761 | 0.71656 | 0.655 | 0.51481 | 1 | 0.51481 | 0.51481 | 0.19392 | 0.51481 | 0.58761 | 0.58761 | 0.23658 | 0.66502 | 0.36688 | 0.24343 | 0.29287 | 0.36994 | 0.37382 | 0.30153 | 0.30102 | 0.18375 | 0.36742 | 0.39545 | 0.19392 | 0.25955 | 0.31262 | 0.26687 | 0.31167 | 0.62151 | 0.37633 | 0.24497 | 0.29312 | 0.36998 | 0.32725 | 0.32081 | 0.33506 | 0.20354 | 0.36105 | 0.39346 | 0.21239 | 0.29449 | 0.34373 | 0.23856 | 0
Oct | 17 | 1 | Weekday | Tuesday | 0.57978 | 0.68296 | 0.64549 | 0.48202 | 1 | 0.48202 | 0.48202 | 0.19392 | 0.48202 | 0.57978 | 0.57978 | 0.23671 | 0.66054 | 0.34702 | 0.24344 | 0.29234 | 0.3642 | 0.42772 | 0.30069 | 0.30279 | 0.18408 | 0.34519 | 0.39774 | 0.19392 | 0.25955 | 0.30965 | 0.27268 | 0.31217 | 0.61577 | 0.35481 | 0.24497 | 0.29312 | 0.3614 | 0.36702 | 0.32076 | 0.33601 | 0.20352 | 0.33568 | 0.39346 | 0.21239 | 0.29449 | 0.34035 | 0.23942 | 0
Oct | 17 | 2 | Weekday | Tuesday | 0.57819 | 0.66979 | 0.64066 | 0.46463 | 1 | 0.46463 | 0.46463 | 0.19392 | 0.46463 | 0.57819 | 0.57819 | 0.2372 | 0.65914 | 0.3441 | 0.24341 | 0.29255 | 0.36561 | 0.38257 | 0.30105 | 0.30243 | 0.18371 | 0.34647 | 0.39682 | 0.19392 | 0.25955 | 0.3075 | 0.28109 | 0.31239 | 0.61359 | 0.35261 | 0.24497 | 0.29312 | 0.35727 | 0.33413 | 0.32071 | 0.33638 | 0.2035 | 0.33214 | 0.39346 | 0.21239 | 0.29449 | 0.33798 | 0.24075 | 0
Oct | 17 | 3 | Weekday | Tuesday | 0.57421 | 0.66871 | 0.64181 | 0.44863 | 1 | 0.44863 | 0.44863 | 0.19392 | 0.44863 | 0.57421 | 0.57421 | 0.24255 | 0.71057 | 0.37073 | 0.25386 | 0.29255 | 0.41647 | 0.55246 | 0.30428 | 0.31377 | 0.18547 | 0.36097 | 0.395 | 0.19392 | 0.25955 | 0.34992 | 0.28445 | 0.32008 | 0.6725 | 0.3716 | 0.25546 | 0.29312 | 0.40615 | 0.48375 | 0.32398 | 0.34909 | 0.20546 | 0.34539 | 0.39346 | 0.21239 | 0.29449 | 0.38495 | 0.24124 | 0
Oct | 17 | 4 | Weekday | Tuesday | 0.57817 | 0.67215 | 0.65701 | 0.45225 | 1 | 0.45225 | 0.45225 | 0.19392 | 0.45225 | 0.57817 | 0.57817 | 0.55925 | 0.76278 | 0.46363 | 0.29516 | 0.31203 | 0.5381 | 0.68864 | 0.30364 | 0.59762 | 0.1854 | 0.43235 | 0.41925 | 0.19392 | 0.25955 | 0.34774 | 0.28925 | 0.48052 | 0.67306 | 0.43748 | 0.29684 | 0.31251 | 0.51404 | 0.56677 | 0.3235 | 0.48702 | 0.20518 | 0.41843 | 0.41519 | 0.21239 | 0.29449 | 0.38227 | 0.24202 | 0
Oct | 17 | 5 | Weekday | Tuesday | 0.56391 | 0.69692 | 0.70225 | 0.55013 | 1 | 0.55013 | 0.55013 | 0.82052 | 0.55013 | 0.56391 | 0.56391 | 0.82365 | 0.85982 | 0.77617 | 0.47966 | 0.65364 | 0.70673 | 0.84549 | 0.61604 | 1 | 0.66765 | 0.7191 | 0.59469 | 0.82052 | 0.92158 | 0.71807 | 0.46926 | 0.80392 | 0.82348 | 0.74022 | 0.40715 | 0.65617 | 0.62857 | 0.7896 | 0.36833 | 0.97586 | 0.35843 | 0.72026 | 0.56872 | 0.41586 | 0.428 | 0.56697 | 0.37258 | 0
Oct | 17 | 6 | Weekday | Tuesday | 0.59647 | 0.74031 | 0.77401 | 0.65469 | 0.50223 | 0.65469 | 0.65469 | 0.70667 | 0.65469 | 0.59647 | 0.59647 | 0.91721 | 0.92076 | 0.98295 | 0.54041 | 0.66517 | 0.67873 | 0.92915 | 0.82204 | 0.92424 | 0.8613 | 0.85563 | 0.56534 | 0.70667 | 0.73856 | 0.70159 | 0.61436 | 0.88233 | 0.89664 | 0.90743 | 0.47794 | 0.66044 | 0.59324 | 0.89198 | 0.68352 | 0.89546 | 0.62905 | 0.86407 | 0.49319 | 0.41853 | 0.36661 | 0.56045 | 0.55432 | 0
Oct | 17 | 7 | Weekday | Tuesday | 0.64563 | 0.76864 | 0.82393 | 0.67995 | 0.0044583 | 0.67995 | 0.67995 | 0.84006 | 0.67995 | 0.64563 | 0.64563 | 0.92722 | 0.95153 | 0.83951 | 0.95548 | 1 | 0.65241 | 0.95096 | 0.99893 | 0.75645 | 0.92987 | 0.77401 | 0.96904 | 0.84006 | 0.85528 | 0.90609 | 0.85333 | 0.88042 | 0.9344 | 0.78907 | 0.93833 | 1 | 0.56961 | 0.92383 | 0.93419 | 0.72006 | 0.79384 | 0.7583 | 0.96421 | 0.64789 | 0.60415 | 0.81886 | 0.8275 | 0
Oct | 17 | 8 | Weekday | Tuesday | 0.70062 | 0.80348 | 0.84561 | 0.71054 | 0.0044583 | 0.71054 | 0.71054 | 1 | 0.71054 | 0.70062 | 0.70062 | 0.75372 | 0.98015 | 0.73911 | 0.93366 | 0.90676 | 0.57895 | 0.99774 | 0.98643 | 0.73493 | 0.9156 | 0.73347 | 0.96879 | 1 | 1 | 0.95637 | 1 | 0.72314 | 0.96863 | 0.7252 | 0.92468 | 0.90761 | 0.50829 | 0.98578 | 0.94168 | 0.72103 | 0.81828 | 0.72771 | 0.96759 | 0.93671 | 0.91563 | 0.9131 | 0.99981 | 0
Oct | 17 | 9 | Weekday | Tuesday | 0.77832 | 0.84061 | 0.85431 | 0.69797 | 0.0044583 | 0.69797 | 0.69797 | 0.98976 | 0.69797 | 0.77832 | 0.77832 | 0.92637 | 0.99196 | 0.61403 | 0.92552 | 0.88874 | 0.50844 | 0.99887 | 1 | 0.86791 | 0.93293 | 0.56095 | 0.97659 | 0.98976 | 0.97278 | 0.91968 | 0.99137 | 0.88191 | 0.98391 | 0.6103 | 0.91951 | 0.88964 | 0.44641 | 0.98875 | 0.97469 | 0.89642 | 0.87099 | 0.54517 | 0.97589 | 0.97443 | 0.95784 | 0.8925 | 0.99981 | 0
Oct | 17 | 10 | Weekday | Tuesday | 0.85029 | 0.87594 | 0.863 | 0.69531 | 0.0044583 | 0.69531 | 0.69531 | 0.95086 | 0.69531 | 0.85029 | 0.85029 | 0.91484 | 0.99954 | 0.58103 | 0.9503 | 0.90636 | 0.49855 | 1 | 0.99101 | 0.88953 | 0.93909 | 0.55602 | 0.98536 | 0.95086 | 0.91703 | 1 | 0.98744 | 0.90233 | 0.99457 | 0.60678 | 0.94538 | 0.90684 | 0.45687 | 0.99691 | 0.99261 | 0.93972 | 0.90963 | 0.54769 | 0.98475 | 0.97466 | 0.95802 | 1 | 0.99981 | 0
Oct | 17 | 11 | Weekday | Tuesday | 0.88246 | 0.90481 | 0.86582 | 0.69084 | 0.0044583 | 0.69084 | 0.69084 | 0.93518 | 0.69084 | 0.88246 | 0.88246 | 0.88251 | 0.97708 | 0.58427 | 0.9219 | 0.91324 | 0.48465 | 0.95817 | 0.992 | 0.85465 | 0.96482 | 0.56151 | 0.94574 | 0.93518 | 0.89436 | 0.93969 | 0.89457 | 0.8992 | 0.97283 | 0.61426 | 0.9148 | 0.91281 | 0.45443 | 0.95134 | 1 | 0.91611 | 0.95212 | 0.55253 | 0.94091 | 0.97541 | 0.95952 | 0.94527 | 0.90637 | 0
Oct | 17 | 12 | Weekday | Tuesday | 0.86406 | 0.91547 | 0.8627 | 0.6906 | 0.0044583 | 0.6906 | 0.6906 | 0.92553 | 0.6906 | 0.86406 | 0.86406 | 0.73085 | 1 | 0.56573 | 0.96737 | 0.91966 | 0.47476 | 0.99513 | 0.99309 | 0.84425 | 0.98668 | 0.56082 | 0.99897 | 0.92553 | 0.88095 | 0.92911 | 0.98391 | 0.73848 | 0.99781 | 0.59345 | 0.96508 | 0.91916 | 0.45336 | 0.99788 | 0.98681 | 0.9097 | 0.97616 | 0.55795 | 0.99711 | 0.97748 | 0.96182 | 0.9412 | 0.99981 | 0
Oct | 17 | 13 | Weekday | Tuesday | 0.83775 | 0.92108 | 0.8642 | 0.67884 | 0.0044583 | 0.67884 | 0.67884 | 0.92302 | 0.67884 | 0.83775 | 0.83775 | 0.70314 | 0.9981 | 0.57204 | 0.9758 | 0.88196 | 0.46489 | 0.99725 | 0.99278 | 0.69055 | 1 | 0.56187 | 0.99936 | 0.92302 | 0.87845 | 0.91058 | 0.98317 | 0.73594 | 0.99842 | 0.6008 | 0.97728 | 0.88326 | 0.45102 | 1 | 0.99528 | 0.73182 | 1 | 0.55913 | 0.99935 | 0.98022 | 0.96505 | 0.92492 | 0.99985 | 0
Oct | 17 | 14 | Weekday | Tuesday | 0.824 | 0.92741 | 0.85395 | 0.67052 | 0.0044583 | 0.67052 | 0.67052 | 0.91915 | 0.67052 | 0.824 | 0.824 | 0.75126 | 0.99634 | 0.5664 | 0.97159 | 0.8766 | 0.49921 | 0.96098 | 0.98983 | 0.69683 | 0.98885 | 0.56139 | 1 | 0.91915 | 0.87609 | 0.89496 | 0.98327 | 0.73355 | 0.99788 | 0.59287 | 0.97315 | 0.87808 | 0.48368 | 0.97607 | 0.98385 | 0.72987 | 0.99766 | 0.55592 | 1 | 0.98192 | 0.96801 | 0.91077 | 1 | 0
Oct | 17 | 15 | Weekday | Tuesday | 0.79898 | 0.92212 | 0.83728 | 0.71385 | 0.0044583 | 0.71385 | 0.71385 | 0.9204 | 0.71385 | 0.79898 | 0.79898 | 0.93145 | 0.998 | 0.58998 | 1 | 0.89395 | 0.66558 | 0.9574 | 0.93598 | 0.69571 | 0.91361 | 0.55364 | 0.99703 | 0.9204 | 0.88231 | 0.89601 | 0.98368 | 0.89096 | 1 | 0.64594 | 1 | 0.89458 | 0.65928 | 0.97278 | 0.95324 | 0.7255 | 0.94725 | 0.58984 | 0.99608 | 0.98041 | 0.96736 | 0.90833 | 0.99987 | 0
Oct | 17 | 16 | Weekday | Tuesday | 0.75396 | 0.8946 | 0.82184 | 0.8 | 0.50223 | 0.8 | 0.8 | 0.95149 | 0.8 | 0.75396 | 0.75396 | 0.94457 | 0.99433 | 0.68743 | 0.89295 | 0.84243 | 0.82343 | 0.95902 | 0.71365 | 0.86523 | 0.77319 | 0.67283 | 0.65407 | 0.95149 | 0.93057 | 0.90469 | 0.31465 | 0.90668 | 0.99647 | 0.72721 | 0.88897 | 0.84392 | 0.81464 | 0.97145 | 0.70646 | 0.91569 | 0.75823 | 0.71356 | 0.65076 | 1 | 1 | 0.90711 | 0.32071 | 0
Oct | 17 | 17 | Weekday | Tuesday | 0.73534 | 0.86787 | 0.80756 | 0.91017 | 1 | 0.91017 | 0.91017 | 0.8636 | 0.91017 | 0.73534 | 0.73534 | 1 | 0.82576 | 0.8953 | 0.75895 | 0.69099 | 0.97183 | 0.65721 | 0.76009 | 0.93776 | 0.77325 | 0.80857 | 0.67027 | 0.8636 | 0.89332 | 0.94162 | 0.2258 | 0.97396 | 0.81433 | 0.89335 | 0.74371 | 0.69225 | 0.96365 | 0.64772 | 0.74008 | 0.98047 | 0.73713 | 0.84255 | 0.66669 | 0.87966 | 0.92654 | 0.93204 | 0.22689 | 0
Oct | 17 | 18 | Weekday | Tuesday | 0.74724 | 0.87349 | 0.79249 | 0.98508 | 1 | 0.98508 | 0.98508 | 0.86851 | 0.98508 | 0.74724 | 0.74724 | 0.83341 | 0.81735 | 0.87115 | 0.73063 | 0.69455 | 0.94886 | 0.667 | 0.77343 | 0.95129 | 0.7599 | 0.83426 | 0.68153 | 0.86851 | 0.91198 | 0.89716 | 0.23723 | 0.8164 | 0.80349 | 0.90819 | 0.71062 | 0.69658 | 0.94159 | 0.65145 | 0.74006 | 0.98564 | 0.71715 | 0.87585 | 0.67437 | 0.85439 | 0.90218 | 0.86938 | 0.23386 | 0
Oct | 17 | 19 | Weekday | Tuesday | 0.74968 | 0.86216 | 0.77298 | 0.98392 | 1 | 0.98392 | 0.98392 | 0.823 | 0.98392 | 0.74968 | 0.74968 | 0.82684 | 0.74105 | 0.92848 | 0.61414 | 0.61507 | 0.92935 | 0.59202 | 0.77926 | 0.79778 | 0.7663 | 0.91983 | 0.64406 | 0.823 | 0.87386 | 0.82145 | 0.24442 | 0.8139 | 0.71261 | 0.97842 | 0.58313 | 0.61649 | 0.92613 | 0.54648 | 0.73841 | 0.80962 | 0.70821 | 0.96688 | 0.63031 | 0.78495 | 0.82925 | 0.77505 | 0.235 | 0
Oct | 17 | 20 | Weekday | Tuesday | 0.73188 | 0.82712 | 0.75179 | 0.88721 | 1 | 0.88721 | 0.88721 | 0.35435 | 0.88721 | 0.73188 | 0.73188 | 0.82384 | 0.7165 | 0.95629 | 0.58979 | 0.62252 | 0.79504 | 0.41747 | 0.30813 | 0.80836 | 0.18664 | 0.8876 | 0.64654 | 0.35435 | 0.41348 | 0.60293 | 0.24628 | 0.81113 | 0.68517 | 0.93879 | 0.55456 | 0.62454 | 0.79148 | 0.39362 | 0.32104 | 0.807 | 0.20368 | 0.91546 | 0.63025 | 0.37452 | 0.45069 | 0.56082 | 0.2353 | 0
Oct | 17 | 21 | Weekday | Tuesday | 0.67052 | 0.75854 | 0.72748 | 0.79582 | 1 | 0.79582 | 0.79582 | 0.19392 | 0.79582 | 0.67052 | 0.67052 | 0.79862 | 0.67206 | 0.77453 | 0.2949 | 0.31203 | 0.63509 | 0.40383 | 0.3036 | 0.81431 | 0.18454 | 0.64577 | 0.41559 | 0.19392 | 0.25955 | 0.32353 | 0.25913 | 0.80944 | 0.63306 | 0.75239 | 0.29684 | 0.31251 | 0.61929 | 0.35431 | 0.32067 | 0.80432 | 0.20346 | 0.65541 | 0.41519 | 0.21239 | 0.29449 | 0.35557 | 0.23733 | 0
Oct | 17 | 22 | Weekday | Tuesday | 0.64612 | 0.73349 | 0.69832 | 0.69204 | 1 | 0.69204 | 0.69204 | 0.19392 | 0.69204 | 0.64612 | 0.64612 | 0.77796 | 0.6675 | 0.55314 | 0.25386 | 0.29224 | 0.48537 | 0.37966 | 0.30675 | 0.85872 | 0.18621 | 0.4398 | 0.39865 | 0.19392 | 0.25955 | 0.43318 | 0.26357 | 0.82538 | 0.6269 | 0.54153 | 0.25546 | 0.29312 | 0.47353 | 0.33574 | 0.32492 | 0.84404 | 0.20513 | 0.43615 | 0.39346 | 0.21239 | 0.29449 | 0.47632 | 0.23804 | 0
Oct | 17 | 23 | Weekday | Tuesday | 0.60649 | 0.7379 | 0.67501 | 0.58216 | 1 | 0.58216 | 0.58216 | 0.19519 | 0.58216 | 0.60649 | 0.60649 | 0.52485 | 0.66802 | 0.40429 | 0.23382 | 0.28306 | 0.38437 | 0.42105 | 0.30037 | 0.56594 | 0.18359 | 0.39126 | 0.38612 | 0.19519 | 0.2606 | 0.33694 | 0.2589 | 0.4737 | 0.62573 | 0.40144 | 0.23525 | 0.28389 | 0.38655 | 0.36291 | 0.32084 | 0.48164 | 0.20355 | 0.3863 | 0.38312 | 0.21378 | 0.29569 | 0.3706 | 0.23729 | 0
Oct | 18 | 24 | Weekday | Wednesday | 0.58761 | 0.71656 | 0.655 | 0.51481 | 1 | 0.51481 | 0.51481 | 0.19392 | 0.51481 | 0.58761 | 0.58761 | 0.23658 | 0.66502 | 0.36688 | 0.24343 | 0.29287 | 0.36994 | 0.37382 | 0.30153 | 0.30102 | 0.18375 | 0.36742 | 0.39545 | 0.19392 | 0.25955 | 0.31262 | 0.26687 | 0.31167 | 0.62151 | 0.37633 | 0.24497 | 0.29312 | 0.36998 | 0.32725 | 0.32081 | 0.33506 | 0.20354 | 0.36105 | 0.39346 | 0.21239 | 0.29449 | 0.34373 | 0.23856 | 0
Oct | 18 | 1 | Weekday | Wednesday | 0.57978 | 0.68296 | 0.64549 | 0.48202 | 1 | 0.48202 | 0.48202 | 0.19392 | 0.48202 | 0.57978 | 0.57978 | 0.23671 | 0.66054 | 0.34702 | 0.24344 | 0.29234 | 0.3642 | 0.42772 | 0.30069 | 0.30279 | 0.18408 | 0.34519 | 0.39774 | 0.19392 | 0.25955 | 0.30965 | 0.27268 | 0.31217 | 0.61577 | 0.35481 | 0.24497 | 0.29312 | 0.3614 | 0.36702 | 0.32076 | 0.33601 | 0.20352 | 0.33568 | 0.39346 | 0.21239 | 0.29449 | 0.34035 | 0.23942 | 0
Oct | 18 | 2 | Weekday | Wednesday | 0.57819 | 0.66979 | 0.64066 | 0.46463 | 1 | 0.46463 | 0.46463 | 0.19392 | 0.46463 | 0.57819 | 0.57819 | 0.2372 | 0.65914 | 0.3441 | 0.24341 | 0.29255 | 0.36561 | 0.38257 | 0.30105 | 0.30243 | 0.18371 | 0.34647 | 0.39682 | 0.19392 | 0.25955 | 0.3075 | 0.28109 | 0.31239 | 0.61359 | 0.35261 | 0.24497 | 0.29312 | 0.35727 | 0.33413 | 0.32071 | 0.33638 | 0.2035 | 0.33214 | 0.39346 | 0.21239 | 0.29449 | 0.33798 | 0.24075 | 0
Oct | 18 | 3 | Weekday | Wednesday | 0.57421 | 0.66871 | 0.64181 | 0.44863 | 1 | 0.44863 | 0.44863 | 0.19392 | 0.44863 | 0.57421 | 0.57421 | 0.24255 | 0.71057 | 0.37073 | 0.25386 | 0.29255 | 0.41647 | 0.55246 | 0.30428 | 0.31377 | 0.18547 | 0.36097 | 0.395 | 0.19392 | 0.25955 | 0.34992 | 0.28445 | 0.32008 | 0.6725 | 0.3716 | 0.25546 | 0.29312 | 0.40615 | 0.48375 | 0.32398 | 0.34909 | 0.20546 | 0.34539 | 0.39346 | 0.21239 | 0.29449 | 0.38495 | 0.24124 | 0
Oct | 18 | 4 | Weekday | Wednesday | 0.57817 | 0.67215 | 0.65701 | 0.45225 | 1 | 0.45225 | 0.45225 | 0.19392 | 0.45225 | 0.57817 | 0.57817 | 0.55925 | 0.76278 | 0.46363 | 0.29516 | 0.31203 | 0.5381 | 0.68864 | 0.30364 | 0.59762 | 0.1854 | 0.43235 | 0.41925 | 0.19392 | 0.25955 | 0.34774 | 0.28925 | 0.48052 | 0.67306 | 0.43748 | 0.29684 | 0.31251 | 0.51404 | 0.56677 | 0.3235 | 0.48702 | 0.20518 | 0.41843 | 0.41519 | 0.21239 | 0.29449 | 0.38227 | 0.24202 | 0
Oct | 18 | 5 | Weekday | Wednesday | 0.56391 | 0.69692 | 0.70225 | 0.55013 | 1 | 0.55013 | 0.55013 | 0.82052 | 0.55013 | 0.56391 | 0.56391 | 0.82365 | 0.85982 | 0.77617 | 0.47966 | 0.65364 | 0.70673 | 0.84549 | 0.61604 | 1 | 0.66765 | 0.7191 | 0.59469 | 0.82052 | 0.92158 | 0.71807 | 0.46926 | 0.80392 | 0.82348 | 0.74022 | 0.40715 | 0.65617 | 0.62857 | 0.7896 | 0.36833 | 0.97586 | 0.35843 | 0.72026 | 0.56872 | 0.41586 | 0.428 | 0.56697 | 0.37258 | 0
Oct | 18 | 6 | Weekday | Wednesday | 0.59647 | 0.74031 | 0.77401 | 0.65469 | 0.50223 | 0.65469 | 0.65469 | 0.70667 | 0.65469 | 0.59647 | 0.59647 | 0.91721 | 0.92076 | 0.98295 | 0.54041 | 0.66517 | 0.67873 | 0.92915 | 0.82204 | 0.92424 | 0.8613 | 0.85563 | 0.56534 | 0.70667 | 0.73856 | 0.70159 | 0.61436 | 0.88233 | 0.89664 | 0.90743 | 0.47794 | 0.66044 | 0.59324 | 0.89198 | 0.68352 | 0.89546 | 0.62905 | 0.86407 | 0.49319 | 0.41853 | 0.36661 | 0.56045 | 0.55432 | 0
Oct | 18 | 7 | Weekday | Wednesday | 0.64563 | 0.76864 | 0.82393 | 0.67995 | 0.0044583 | 0.67995 | 0.67995 | 0.84006 | 0.67995 | 0.64563 | 0.64563 | 0.92722 | 0.95153 | 0.83951 | 0.95548 | 1 | 0.65241 | 0.95096 | 0.99893 | 0.75645 | 0.92987 | 0.77401 | 0.96904 | 0.84006 | 0.85528 | 0.90609 | 0.85333 | 0.88042 | 0.9344 | 0.78907 | 0.93833 | 1 | 0.56961 | 0.92383 | 0.93419 | 0.72006 | 0.79384 | 0.7583 | 0.96421 | 0.64789 | 0.60415 | 0.81886 | 0.8275 | 0
Oct | 18 | 8 | Weekday | Wednesday | 0.70062 | 0.80348 | 0.84561 | 0.71054 | 0.0044583 | 0.71054 | 0.71054 | 1 | 0.71054 | 0.70062 | 0.70062 | 0.75372 | 0.98015 | 0.73911 | 0.93366 | 0.90676 | 0.57895 | 0.99774 | 0.98643 | 0.73493 | 0.9156 | 0.73347 | 0.96879 | 1 | 1 | 0.95637 | 1 | 0.72314 | 0.96863 | 0.7252 | 0.92468 | 0.90761 | 0.50829 | 0.98578 | 0.94168 | 0.72103 | 0.81828 | 0.72771 | 0.96759 | 0.93671 | 0.91563 | 0.9131 | 0.99981 | 0
Oct | 18 | 9 | Weekday | Wednesday | 0.77832 | 0.84061 | 0.85431 | 0.69797 | 0.0044583 | 0.69797 | 0.69797 | 0.98976 | 0.69797 | 0.77832 | 0.77832 | 0.92637 | 0.99196 | 0.61403 | 0.92552 | 0.88874 | 0.50844 | 0.99887 | 1 | 0.86791 | 0.93293 | 0.56095 | 0.97659 | 0.98976 | 0.97278 | 0.91968 | 0.99137 | 0.88191 | 0.98391 | 0.6103 | 0.91951 | 0.88964 | 0.44641 | 0.98875 | 0.97469 | 0.89642 | 0.87099 | 0.54517 | 0.97589 | 0.97443 | 0.95784 | 0.8925 | 0.99981 | 0
Oct | 18 | 10 | Weekday | Wednesday | 0.85029 | 0.87594 | 0.863 | 0.69531 | 0.0044583 | 0.69531 | 0.69531 | 0.95086 | 0.69531 | 0.85029 | 0.85029 | 0.91484 | 0.99954 | 0.58103 | 0.9503 | 0.90636 | 0.49855 | 1 | 0.99101 | 0.88953 | 0.93909 | 0.55602 | 0.98536 | 0.95086 | 0.91703 | 1 | 0.98744 | 0.90233 | 0.99457 | 0.60678 | 0.94538 | 0.90684 | 0.45687 | 0.99691 | 0.99261 | 0.93972 | 0.90963 | 0.54769 | 0.98475 | 0.97466 | 0.95802 | 1 | 0.99981 | 0
Oct | 18 | 11 | Weekday | Wednesday | 0.88246 | 0.90481 | 0.86582 | 0.69084 | 0.0044583 | 0.69084 | 0.69084 | 0.93518 | 0.69084 | 0.88246 | 0.88246 | 0.88251 | 0.97708 | 0.58427 | 0.9219 | 0.91324 | 0.48465 | 0.95817 | 0.992 | 0.85465 | 0.96482 | 0.56151 | 0.94574 | 0.93518 | 0.89436 | 0.93969 | 0.89457 | 0.8992 | 0.97283 | 0.61426 | 0.9148 | 0.91281 | 0.45443 | 0.95134 | 1 | 0.91611 | 0.95212 | 0.55253 | 0.94091 | 0.97541 | 0.95952 | 0.94527 | 0.90637 | 0
Oct | 18 | 12 | Weekday | Wednesday | 0.86406 | 0.91547 | 0.8627 | 0.6906 | 0.0044583 | 0.6906 | 0.6906 | 0.92553 | 0.6906 | 0.86406 | 0.86406 | 0.73085 | 1 | 0.56573 | 0.96737 | 0.91966 | 0.47476 | 0.99513 | 0.99309 | 0.84425 | 0.98668 | 0.56082 | 0.99897 | 0.92553 | 0.88095 | 0.92911 | 0.98391 | 0.73848 | 0.99781 | 0.59345 | 0.96508 | 0.91916 | 0.45336 | 0.99788 | 0.98681 | 0.9097 | 0.97616 | 0.55795 | 0.99711 | 0.97748 | 0.96182 | 0.9412 | 0.99981 | 0
Oct | 18 | 13 | Weekday | Wednesday | 0.83775 | 0.92108 | 0.8642 | 0.67884 | 0.0044583 | 0.67884 | 0.67884 | 0.92302 | 0.67884 | 0.83775 | 0.83775 | 0.70314 | 0.9981 | 0.57204 | 0.9758 | 0.88196 | 0.46489 | 0.99725 | 0.99278 | 0.69055 | 1 | 0.56187 | 0.99936 | 0.92302 | 0.87845 | 0.91058 | 0.98317 | 0.73594 | 0.99842 | 0.6008 | 0.97728 | 0.88326 | 0.45102 | 1 | 0.99528 | 0.73182 | 1 | 0.55913 | 0.99935 | 0.98022 | 0.96505 | 0.92492 | 0.99985 | 0
Oct | 18 | 14 | Weekday | Wednesday | 0.824 | 0.92741 | 0.85395 | 0.67052 | 0.0044583 | 0.67052 | 0.67052 | 0.91915 | 0.67052 | 0.824 | 0.824 | 0.75126 | 0.99634 | 0.5664 | 0.97159 | 0.8766 | 0.49921 | 0.96098 | 0.98983 | 0.69683 | 0.98885 | 0.56139 | 1 | 0.91915 | 0.87609 | 0.89496 | 0.98327 | 0.73355 | 0.99788 | 0.59287 | 0.97315 | 0.87808 | 0.48368 | 0.97607 | 0.98385 | 0.72987 | 0.99766 | 0.55592 | 1 | 0.98192 | 0.96801 | 0.91077 | 1 | 0
Oct | 18 | 15 | Weekday | Wednesday | 0.79898 | 0.92212 | 0.83728 | 0.71385 | 0.0044583 | 0.71385 | 0.71385 | 0.9204 | 0.71385 | 0.79898 | 0.79898 | 0.93145 | 0.998 | 0.58998 | 1 | 0.89395 | 0.66558 | 0.9574 | 0.93598 | 0.69571 | 0.91361 | 0.55364 | 0.99703 | 0.9204 | 0.88231 | 0.89601 | 0.98368 | 0.89096 | 1 | 0.64594 | 1 | 0.89458 | 0.65928 | 0.97278 | 0.95324 | 0.7255 | 0.94725 | 0.58984 | 0.99608 | 0.98041 | 0.96736 | 0.90833 | 0.99987 | 0
Oct | 18 | 16 | Weekday | Wednesday | 0.75396 | 0.8946 | 0.82184 | 0.8 | 0.50223 | 0.8 | 0.8 | 0.95149 | 0.8 | 0.75396 | 0.75396 | 0.94457 | 0.99433 | 0.68743 | 0.89295 | 0.84243 | 0.82343 | 0.95902 | 0.71365 | 0.86523 | 0.77319 | 0.67283 | 0.65407 | 0.95149 | 0.93057 | 0.90469 | 0.31465 | 0.90668 | 0.99647 | 0.72721 | 0.88897 | 0.84392 | 0.81464 | 0.97145 | 0.70646 | 0.91569 | 0.75823 | 0.71356 | 0.65076 | 1 | 1 | 0.90711 | 0.32071 | 0
Oct | 18 | 17 | Weekday | Wednesday | 0.73534 | 0.86787 | 0.80756 | 0.91017 | 1 | 0.91017 | 0.91017 | 0.8636 | 0.91017 | 0.73534 | 0.73534 | 1 | 0.82576 | 0.8953 | 0.75895 | 0.69099 | 0.97183 | 0.65721 | 0.76009 | 0.93776 | 0.77325 | 0.80857 | 0.67027 | 0.8636 | 0.89332 | 0.94162 | 0.2258 | 0.97396 | 0.81433 | 0.89335 | 0.74371 | 0.69225 | 0.96365 | 0.64772 | 0.74008 | 0.98047 | 0.73713 | 0.84255 | 0.66669 | 0.87966 | 0.92654 | 0.93204 | 0.22689 | 0
Oct | 18 | 18 | Weekday | Wednesday | 0.74724 | 0.87349 | 0.79249 | 0.98508 | 1 | 0.98508 | 0.98508 | 0.86851 | 0.98508 | 0.74724 | 0.74724 | 0.83341 | 0.81735 | 0.87115 | 0.73063 | 0.69455 | 0.94886 | 0.667 | 0.77343 | 0.95129 | 0.7599 | 0.83426 | 0.68153 | 0.86851 | 0.91198 | 0.89716 | 0.23723 | 0.8164 | 0.80349 | 0.90819 | 0.71062 | 0.69658 | 0.94159 | 0.65145 | 0.74006 | 0.98564 | 0.71715 | 0.87585 | 0.67437 | 0.85439 | 0.90218 | 0.86938 | 0.23386 | 0
Oct | 18 | 19 | Weekday | Wednesday | 0.74968 | 0.86216 | 0.77298 | 0.98392 | 1 | 0.98392 | 0.98392 | 0.823 | 0.98392 | 0.74968 | 0.74968 | 0.82684 | 0.74105 | 0.92848 | 0.61414 | 0.61507 | 0.92935 | 0.59202 | 0.77926 | 0.79778 | 0.7663 | 0.91983 | 0.64406 | 0.823 | 0.87386 | 0.82145 | 0.24442 | 0.8139 | 0.71261 | 0.97842 | 0.58313 | 0.61649 | 0.92613 | 0.54648 | 0.73841 | 0.80962 | 0.70821 | 0.96688 | 0.63031 | 0.78495 | 0.82925 | 0.77505 | 0.235 | 0
Oct | 18 | 20 | Weekday | Wednesday | 0.73188 | 0.82712 | 0.75179 | 0.88721 | 1 | 0.88721 | 0.88721 | 0.35435 | 0.88721 | 0.73188 | 0.73188 | 0.82384 | 0.7165 | 0.95629 | 0.58979 | 0.62252 | 0.79504 | 0.41747 | 0.30813 | 0.80836 | 0.18664 | 0.8876 | 0.64654 | 0.35435 | 0.41348 | 0.60293 | 0.24628 | 0.81113 | 0.68517 | 0.93879 | 0.55456 | 0.62454 | 0.79148 | 0.39362 | 0.32104 | 0.807 | 0.20368 | 0.91546 | 0.63025 | 0.37452 | 0.45069 | 0.56082 | 0.2353 | 0
Oct | 18 | 21 | Weekday | Wednesday | 0.67052 | 0.75854 | 0.72748 | 0.79582 | 1 | 0.79582 | 0.79582 | 0.19392 | 0.79582 | 0.67052 | 0.67052 | 0.79862 | 0.67206 | 0.77453 | 0.2949 | 0.31203 | 0.63509 | 0.40383 | 0.3036 | 0.81431 | 0.18454 | 0.64577 | 0.41559 | 0.19392 | 0.25955 | 0.32353 | 0.25913 | 0.80944 | 0.63306 | 0.75239 | 0.29684 | 0.31251 | 0.61929 | 0.35431 | 0.32067 | 0.80432 | 0.20346 | 0.65541 | 0.41519 | 0.21239 | 0.29449 | 0.35557 | 0.23733 | 0
Oct | 18 | 22 | Weekday | Wednesday | 0.64612 | 0.73349 | 0.69832 | 0.69204 | 1 | 0.69204 | 0.69204 | 0.19392 | 0.69204 | 0.64612 | 0.64612 | 0.77796 | 0.6675 | 0.55314 | 0.25386 | 0.29224 | 0.48537 | 0.37966 | 0.30675 | 0.85872 | 0.18621 | 0.4398 | 0.39865 | 0.19392 | 0.25955 | 0.43318 | 0.26357 | 0.82538 | 0.6269 | 0.54153 | 0.25546 | 0.29312 | 0.47353 | 0.33574 | 0.32492 | 0.84404 | 0.20513 | 0.43615 | 0.39346 | 0.21239 | 0.29449 | 0.47632 | 0.23804 | 0
Oct | 18 | 23 | Weekday | Wednesday | 0.60649 | 0.7379 | 0.67501 | 0.58216 | 1 | 0.58216 | 0.58216 | 0.19519 | 0.58216 | 0.60649 | 0.60649 | 0.52485 | 0.66802 | 0.40429 | 0.23382 | 0.28306 | 0.38437 | 0.42105 | 0.30037 | 0.56594 | 0.18359 | 0.39126 | 0.38612 | 0.19519 | 0.2606 | 0.33694 | 0.2589 | 0.4737 | 0.62573 | 0.40144 | 0.23525 | 0.28389 | 0.38655 | 0.36291 | 0.32084 | 0.48164 | 0.20355 | 0.3863 | 0.38312 | 0.21378 | 0.29569 | 0.3706 | 0.23729 | 0
Oct | 19 | 24 | Weekday | Thursday | 0.58761 | 0.71656 | 0.655 | 0.51481 | 1 | 0.51481 | 0.51481 | 0.19392 | 0.51481 | 0.58761 | 0.58761 | 0.23658 | 0.66502 | 0.36688 | 0.24343 | 0.29287 | 0.36994 | 0.37382 | 0.30153 | 0.30102 | 0.18375 | 0.36742 | 0.39545 | 0.19392 | 0.25955 | 0.31262 | 0.26687 | 0.31167 | 0.62151 | 0.37633 | 0.24497 | 0.29312 | 0.36998 | 0.32725 | 0.32081 | 0.33506 | 0.20354 | 0.36105 | 0.39346 | 0.21239 | 0.29449 | 0.34373 | 0.23856 | 0
Oct | 19 | 1 | Weekday | Thursday | 0.57978 | 0.68296 | 0.64549 | 0.48202 | 1 | 0.48202 | 0.48202 | 0.19392 | 0.48202 | 0.57978 | 0.57978 | 0.23671 | 0.66054 | 0.34702 | 0.24344 | 0.29234 | 0.3642 | 0.42772 | 0.30069 | 0.30279 | 0.18408 | 0.34519 | 0.39774 | 0.19392 | 0.25955 | 0.30965 | 0.27268 | 0.31217 | 0.61577 | 0.35481 | 0.24497 | 0.29312 | 0.3614 | 0.36702 | 0.32076 | 0.33601 | 0.20352 | 0.33568 | 0.39346 | 0.21239 | 0.29449 | 0.34035 | 0.23942 | 0
Oct | 19 | 2 | Weekday | Thursday | 0.57819 | 0.66979 | 0.64066 | 0.46463 | 1 | 0.46463 | 0.46463 | 0.19392 | 0.46463 | 0.57819 | 0.57819 | 0.2372 | 0.65914 | 0.3441 | 0.24341 | 0.29255 | 0.36561 | 0.38257 | 0.30105 | 0.30243 | 0.18371 | 0.34647 | 0.39682 | 0.19392 | 0.25955 | 0.3075 | 0.28109 | 0.31239 | 0.61359 | 0.35261 | 0.24497 | 0.29312 | 0.35727 | 0.33413 | 0.32071 | 0.33638 | 0.2035 | 0.33214 | 0.39346 | 0.21239 | 0.29449 | 0.33798 | 0.24075 | 0
Oct | 19 | 3 | Weekday | Thursday | 0.57421 | 0.66871 | 0.64181 | 0.44863 | 1 | 0.44863 | 0.44863 | 0.19392 | 0.44863 | 0.57421 | 0.57421 | 0.24255 | 0.71057 | 0.37073 | 0.25386 | 0.29255 | 0.41647 | 0.55246 | 0.30428 | 0.31377 | 0.18547 | 0.36097 | 0.395 | 0.19392 | 0.25955 | 0.34992 | 0.28445 | 0.32008 | 0.6725 | 0.3716 | 0.25546 | 0.29312 | 0.40615 | 0.48375 | 0.32398 | 0.34909 | 0.20546 | 0.34539 | 0.39346 | 0.21239 | 0.29449 | 0.38495 | 0.24124 | 0
Oct | 19 | 4 | Weekday | Thursday | 0.57817 | 0.67215 | 0.65701 | 0.45225 | 1 | 0.45225 | 0.45225 | 0.19392 | 0.45225 | 0.57817 | 0.57817 | 0.55925 | 0.76278 | 0.46363 | 0.29516 | 0.31203 | 0.5381 | 0.68864 | 0.30364 | 0.59762 | 0.1854 | 0.43235 | 0.41925 | 0.19392 | 0.25955 | 0.34774 | 0.28925 | 0.48052 | 0.67306 | 0.43748 | 0.29684 | 0.31251 | 0.51404 | 0.56677 | 0.3235 | 0.48702 | 0.20518 | 0.41843 | 0.41519 | 0.21239 | 0.29449 | 0.38227 | 0.24202 | 0
Oct | 19 | 5 | Weekday | Thursday | 0.56391 | 0.69692 | 0.70225 | 0.55013 | 1 | 0.55013 | 0.55013 | 0.82052 | 0.55013 | 0.56391 | 0.56391 | 0.82365 | 0.85982 | 0.77617 | 0.47966 | 0.65364 | 0.70673 | 0.84549 | 0.61604 | 1 | 0.66765 | 0.7191 | 0.59469 | 0.82052 | 0.92158 | 0.71807 | 0.46926 | 0.80392 | 0.82348 | 0.74022 | 0.40715 | 0.65617 | 0.62857 | 0.7896 | 0.36833 | 0.97586 | 0.35843 | 0.72026 | 0.56872 | 0.41586 | 0.428 | 0.56697 | 0.37258 | 0
Oct | 19 | 6 | Weekday | Thursday | 0.59647 | 0.74031 | 0.77401 | 0.65469 | 0.50223 | 0.65469 | 0.65469 | 0.70667 | 0.65469 | 0.59647 | 0.59647 | 0.91721 | 0.92076 | 0.98295 | 0.54041 | 0.66517 | 0.67873 | 0.92915 | 0.82204 | 0.92424 | 0.8613 | 0.85563 | 0.56534 | 0.70667 | 0.73856 | 0.70159 | 0.61436 | 0.88233 | 0.89664 | 0.90743 | 0.47794 | 0.66044 | 0.59324 | 0.89198 | 0.68352 | 0.89546 | 0.62905 | 0.86407 | 0.49319 | 0.41853 | 0.36661 | 0.56045 | 0.55432 | 0
Oct | 19 | 7 | Weekday | Thursday | 0.64563 | 0.76864 | 0.82393 | 0.67995 | 0.0044583 | 0.67995 | 0.67995 | 0.84006 | 0.67995 | 0.64563 | 0.64563 | 0.92722 | 0.95153 | 0.83951 | 0.95548 | 1 | 0.65241 | 0.95096 | 0.99893 | 0.75645 | 0.92987 | 0.77401 | 0.96904 | 0.84006 | 0.85528 | 0.90609 | 0.85333 | 0.88042 | 0.9344 | 0.78907 | 0.93833 | 1 | 0.56961 | 0.92383 | 0.93419 | 0.72006 | 0.79384 | 0.7583 | 0.96421 | 0.64789 | 0.60415 | 0.81886 | 0.8275 | 0
Oct | 19 | 8 | Weekday | Thursday | 0.70062 | 0.80348 | 0.84561 | 0.71054 | 0.0044583 | 0.71054 | 0.71054 | 1 | 0.71054 | 0.70062 | 0.70062 | 0.75372 | 0.98015 | 0.73911 | 0.93366 | 0.90676 | 0.57895 | 0.99774 | 0.98643 | 0.73493 | 0.9156 | 0.73347 | 0.96879 | 1 | 1 | 0.95637 | 1 | 0.72314 | 0.96863 | 0.7252 | 0.92468 | 0.90761 | 0.50829 | 0.98578 | 0.94168 | 0.72103 | 0.81828 | 0.72771 | 0.96759 | 0.93671 | 0.91563 | 0.9131 | 0.99981 | 0
Oct | 19 | 9 | Weekday | Thursday | 0.77832 | 0.84061 | 0.85431 | 0.69797 | 0.0044583 | 0.69797 | 0.69797 | 0.98976 | 0.69797 | 0.77832 | 0.77832 | 0.92637 | 0.99196 | 0.61403 | 0.92552 | 0.88874 | 0.50844 | 0.99887 | 1 | 0.86791 | 0.93293 | 0.56095 | 0.97659 | 0.98976 | 0.97278 | 0.91968 | 0.99137 | 0.88191 | 0.98391 | 0.6103 | 0.91951 | 0.88964 | 0.44641 | 0.98875 | 0.97469 | 0.89642 | 0.87099 | 0.54517 | 0.97589 | 0.97443 | 0.95784 | 0.8925 | 0.99981 | 0
Oct | 19 | 10 | Weekday | Thursday | 0.85029 | 0.87594 | 0.863 | 0.69531 | 0.0044583 | 0.69531 | 0.69531 | 0.95086 | 0.69531 | 0.85029 | 0.85029 | 0.91484 | 0.99954 | 0.58103 | 0.9503 | 0.90636 | 0.49855 | 1 | 0.99101 | 0.88953 | 0.93909 | 0.55602 | 0.98536 | 0.95086 | 0.91703 | 1 | 0.98744 | 0.90233 | 0.99457 | 0.60678 | 0.94538 | 0.90684 | 0.45687 | 0.99691 | 0.99261 | 0.93972 | 0.90963 | 0.54769 | 0.98475 | 0.97466 | 0.95802 | 1 | 0.99981 | 0
Oct | 19 | 11 | Weekday | Thursday | 0.88246 | 0.90481 | 0.86582 | 0.69084 | 0.0044583 | 0.69084 | 0.69084 | 0.93518 | 0.69084 | 0.88246 | 0.88246 | 0.88251 | 0.97708 | 0.58427 | 0.9219 | 0.91324 | 0.48465 | 0.95817 | 0.992 | 0.85465 | 0.96482 | 0.56151 | 0.94574 | 0.93518 | 0.89436 | 0.93969 | 0.89457 | 0.8992 | 0.97283 | 0.61426 | 0.9148 | 0.91281 | 0.45443 | 0.95134 | 1 | 0.91611 | 0.95212 | 0.55253 | 0.94091 | 0.97541 | 0.95952 | 0.94527 | 0.90637 | 0
Oct | 19 | 12 | Weekday | Thursday | 0.86406 | 0.91547 | 0.8627 | 0.6906 | 0.0044583 | 0.6906 | 0.6906 | 0.92553 | 0.6906 | 0.86406 | 0.86406 | 0.73085 | 1 | 0.56573 | 0.96737 | 0.91966 | 0.47476 | 0.99513 | 0.99309 | 0.84425 | 0.98668 | 0.56082 | 0.99897 | 0.92553 | 0.88095 | 0.92911 | 0.98391 | 0.73848 | 0.99781 | 0.59345 | 0.96508 | 0.91916 | 0.45336 | 0.99788 | 0.98681 | 0.9097 | 0.97616 | 0.55795 | 0.99711 | 0.97748 | 0.96182 | 0.9412 | 0.99981 | 0
Oct | 19 | 13 | Weekday | Thursday | 0.83775 | 0.92108 | 0.8642 | 0.67884 | 0.0044583 | 0.67884 | 0.67884 | 0.92302 | 0.67884 | 0.83775 | 0.83775 | 0.70314 | 0.9981 | 0.57204 | 0.9758 | 0.88196 | 0.46489 | 0.99725 | 0.99278 | 0.69055 | 1 | 0.56187 | 0.99936 | 0.92302 | 0.87845 | 0.91058 | 0.98317 | 0.73594 | 0.99842 | 0.6008 | 0.97728 | 0.88326 | 0.45102 | 1 | 0.99528 | 0.73182 | 1 | 0.55913 | 0.99935 | 0.98022 | 0.96505 | 0.92492 | 0.99985 | 0
Oct | 19 | 14 | Weekday | Thursday | 0.824 | 0.92741 | 0.85395 | 0.67052 | 0.0044583 | 0.67052 | 0.67052 | 0.91915 | 0.67052 | 0.824 | 0.824 | 0.75126 | 0.99634 | 0.5664 | 0.97159 | 0.8766 | 0.49921 | 0.96098 | 0.98983 | 0.69683 | 0.98885 | 0.56139 | 1 | 0.91915 | 0.87609 | 0.89496 | 0.98327 | 0.73355 | 0.99788 | 0.59287 | 0.97315 | 0.87808 | 0.48368 | 0.97607 | 0.98385 | 0.72987 | 0.99766 | 0.55592 | 1 | 0.98192 | 0.96801 | 0.91077 | 1 | 0
Oct | 19 | 15 | Weekday | Thursday | 0.79898 | 0.92212 | 0.83728 | 0.71385 | 0.0044583 | 0.71385 | 0.71385 | 0.9204 | 0.71385 | 0.79898 | 0.79898 | 0.93145 | 0.998 | 0.58998 | 1 | 0.89395 | 0.66558 | 0.9574 | 0.93598 | 0.69571 | 0.91361 | 0.55364 | 0.99703 | 0.9204 | 0.88231 | 0.89601 | 0.98368 | 0.89096 | 1 | 0.64594 | 1 | 0.89458 | 0.65928 | 0.97278 | 0.95324 | 0.7255 | 0.94725 | 0.58984 | 0.99608 | 0.98041 | 0.96736 | 0.90833 | 0.99987 | 0
Oct | 19 | 16 | Weekday | Thursday | 0.75396 | 0.8946 | 0.82184 | 0.8 | 0.50223 | 0.8 | 0.8 | 0.95149 | 0.8 | 0.75396 | 0.75396 | 0.94457 | 0.99433 | 0.68743 | 0.89295 | 0.84243 | 0.82343 | 0.95902 | 0.71365 | 0.86523 | 0.77319 | 0.67283 | 0.65407 | 0.95149 | 0.93057 | 0.90469 | 0.31465 | 0.90668 | 0.99647 | 0.72721 | 0.88897 | 0.84392 | 0.81464 | 0.97145 | 0.70646 | 0.91569 | 0.75823 | 0.71356 | 0.65076 | 1 | 1 | 0.90711 | 0.32071 | 0
Oct | 19 | 17 | Weekday | Thursday | 0.73534 | 0.86787 | 0.80756 | 0.91017 | 1 | 0.91017 | 0.91017 | 0.8636 | 0.91017 | 0.73534 | 0.73534 | 1 | 0.82576 | 0.8953 | 0.75895 | 0.69099 | 0.97183 | 0.65721 | 0.76009 | 0.93776 | 0.77325 | 0.80857 | 0.67027 | 0.8636 | 0.89332 | 0.94162 | 0.2258 | 0.97396 | 0.81433 | 0.89335 | 0.74371 | 0.69225 | 0.96365 | 0.64772 | 0.74008 | 0.98047 | 0.73713 | 0.84255 | 0.66669 | 0.87966 | 0.92654 | 0.93204 | 0.22689 | 0
Oct | 19 | 18 | Weekday | Thursday | 0.74724 | 0.87349 | 0.79249 | 0.98508 | 1 | 0.98508 | 0.98508 | 0.86851 | 0.98508 | 0.74724 | 0.74724 | 0.83341 | 0.81735 | 0.87115 | 0.73063 | 0.69455 | 0.94886 | 0.667 | 0.77343 | 0.95129 | 0.7599 | 0.83426 | 0.68153 | 0.86851 | 0.91198 | 0.89716 | 0.23723 | 0.8164 | 0.80349 | 0.90819 | 0.71062 | 0.69658 | 0.94159 | 0.65145 | 0.74006 | 0.98564 | 0.71715 | 0.87585 | 0.67437 | 0.85439 | 0.90218 | 0.86938 | 0.23386 | 0
Oct | 19 | 19 | Weekday | Thursday | 0.74968 | 0.86216 | 0.77298 | 0.98392 | 1 | 0.98392 | 0.98392 | 0.823 | 0.98392 | 0.74968 | 0.74968 | 0.82684 | 0.74105 | 0.92848 | 0.61414 | 0.61507 | 0.92935 | 0.59202 | 0.77926 | 0.79778 | 0.7663 | 0.91983 | 0.64406 | 0.823 | 0.87386 | 0.82145 | 0.24442 | 0.8139 | 0.71261 | 0.97842 | 0.58313 | 0.61649 | 0.92613 | 0.54648 | 0.73841 | 0.80962 | 0.70821 | 0.96688 | 0.63031 | 0.78495 | 0.82925 | 0.77505 | 0.235 | 0
Oct | 19 | 20 | Weekday | Thursday | 0.73188 | 0.82712 | 0.75179 | 0.88721 | 1 | 0.88721 | 0.88721 | 0.35435 | 0.88721 | 0.73188 | 0.73188 | 0.82384 | 0.7165 | 0.95629 | 0.58979 | 0.62252 | 0.79504 | 0.41747 | 0.30813 | 0.80836 | 0.18664 | 0.8876 | 0.64654 | 0.35435 | 0.41348 | 0.60293 | 0.24628 | 0.81113 | 0.68517 | 0.93879 | 0.55456 | 0.62454 | 0.79148 | 0.39362 | 0.32104 | 0.807 | 0.20368 | 0.91546 | 0.63025 | 0.37452 | 0.45069 | 0.56082 | 0.2353 | 0
Oct | 19 | 21 | Weekday | Thursday | 0.67052 | 0.75854 | 0.72748 | 0.79582 | 1 | 0.79582 | 0.79582 | 0.19392 | 0.79582 | 0.67052 | 0.67052 | 0.79862 | 0.67206 | 0.77453 | 0.2949 | 0.31203 | 0.63509 | 0.40383 | 0.3036 | 0.81431 | 0.18454 | 0.64577 | 0.41559 | 0.19392 | 0.25955 | 0.32353 | 0.25913 | 0.80944 | 0.63306 | 0.75239 | 0.29684 | 0.31251 | 0.61929 | 0.35431 | 0.32067 | 0.80432 | 0.20346 | 0.65541 | 0.41519 | 0.21239 | 0.29449 | 0.35557 | 0.23733 | 0
Oct | 19 | 22 | Weekday | Thursday | 0.64612 | 0.73349 | 0.69832 | 0.69204 | 1 | 0.69204 | 0.69204 | 0.19392 | 0.69204 | 0.64612 | 0.64612 | 0.77796 | 0.6675 | 0.55314 | 0.25386 | 0.29224 | 0.48537 | 0.37966 | 0.30675 | 0.85872 | 0.18621 | 0.4398 | 0.39865 | 0.19392 | 0.25955 | 0.43318 | 0.26357 | 0.82538 | 0.6269 | 0.54153 | 0.25546 | 0.29312 | 0.47353 | 0.33574 | 0.32492 | 0.84404 | 0.20513 | 0.43615 | 0.39346 | 0.21239 | 0.29449 | 0.47632 | 0.23804 | 0
Oct | 19 | 23 | Weekday | Thursday | 0.60649 | 0.7379 | 0.67501 | 0.58216 | 1 | 0.58216 | 0.58216 | 0.19519 | 0.58216 | 0.60649 | 0.60649 | 0.52485 | 0.66802 | 0.40429 | 0.23382 | 0.28306 | 0.38437 | 0.42105 | 0.30037 | 0.56594 | 0.18359 | 0.39126 | 0.38612 | 0.19519 | 0.2606 | 0.33694 | 0.2589 | 0.4737 | 0.62573 | 0.40144 | 0.23525 | 0.28389 | 0.38655 | 0.36291 | 0.32084 | 0.48164 | 0.20355 | 0.3863 | 0.38312 | 0.21378 | 0.29569 | 0.3706 | 0.23729 | 0
Oct | 20 | 24 | Weekday | Friday | 0.58761 | 0.71656 | 0.655 | 0.51481 | 1 | 0.51481 | 0.51481 | 0.19392 | 0.51481 | 0.58761 | 0.58761 | 0.23658 | 0.66502 | 0.36688 | 0.24343 | 0.29287 | 0.36994 | 0.37382 | 0.30153 | 0.30102 | 0.18375 | 0.36742 | 0.39545 | 0.19392 | 0.25955 | 0.31262 | 0.26687 | 0.31167 | 0.62151 | 0.37633 | 0.24497 | 0.29312 | 0.36998 | 0.32725 | 0.32081 | 0.33506 | 0.20354 | 0.36105 | 0.39346 | 0.21239 | 0.29449 | 0.34373 | 0.23856 | 0
Oct | 20 | 1 | Weekday | Friday | 0.57978 | 0.68296 | 0.64549 | 0.48202 | 1 | 0.48202 | 0.48202 | 0.19392 | 0.48202 | 0.57978 | 0.57978 | 0.23671 | 0.66054 | 0.34702 | 0.24344 | 0.29234 | 0.3642 | 0.42772 | 0.30069 | 0.30279 | 0.18408 | 0.34519 | 0.39774 | 0.19392 | 0.25955 | 0.30965 | 0.27268 | 0.31217 | 0.61577 | 0.35481 | 0.24497 | 0.29312 | 0.3614 | 0.36702 | 0.32076 | 0.33601 | 0.20352 | 0.33568 | 0.39346 | 0.21239 | 0.29449 | 0.34035 | 0.23942 | 0
Oct | 20 | 2 | Weekday | Friday | 0.57819 | 0.66979 | 0.64066 | 0.46463 | 1 | 0.46463 | 0.46463 | 0.19392 | 0.46463 | 0.57819 | 0.57819 | 0.2372 | 0.65914 | 0.3441 | 0.24341 | 0.29255 | 0.36561 | 0.38257 | 0.30105 | 0.30243 | 0.18371 | 0.34647 | 0.39682 | 0.19392 | 0.25955 | 0.3075 | 0.28109 | 0.31239 | 0.61359 | 0.35261 | 0.24497 | 0.29312 | 0.35727 | 0.33413 | 0.32071 | 0.33638 | 0.2035 | 0.33214 | 0.39346 | 0.21239 | 0.29449 | 0.33798 | 0.24075 | 0
Oct | 20 | 3 | Weekday | Friday | 0.57421 | 0.66871 | 0.64181 | 0.44863 | 1 | 0.44863 | 0.44863 | 0.19392 | 0.44863 | 0.57421 | 0.57421 | 0.24255 | 0.71057 | 0.37073 | 0.25386 | 0.29255 | 0.41647 | 0.55246 | 0.30428 | 0.31377 | 0.18547 | 0.36097 | 0.395 | 0.19392 | 0.25955 | 0.34992 | 0.28445 | 0.32008 | 0.6725 | 0.3716 | 0.25546 | 0.29312 | 0.40615 | 0.48375 | 0.32398 | 0.34909 | 0.20546 | 0.34539 | 0.39346 | 0.21239 | 0.29449 | 0.38495 | 0.24124 | 0
Oct | 20 | 4 | Weekday | Friday | 0.57817 | 0.67215 | 0.65701 | 0.45225 | 1 | 0.45225 | 0.45225 | 0.19392 | 0.45225 | 0.57817 | 0.57817 | 0.55925 | 0.76278 | 0.46363 | 0.29516 | 0.31203 | 0.5381 | 0.68864 | 0.30364 | 0.59762 | 0.1854 | 0.43235 | 0.41925 | 0.19392 | 0.25955 | 0.34774 | 0.28925 | 0.48052 | 0.67306 | 0.43748 | 0.29684 | 0.31251 | 0.51404 | 0.56677 | 0.3235 | 0.48702 | 0.20518 | 0.41843 | 0.41519 | 0.21239 | 0.29449 | 0.38227 | 0.24202 | 0
Oct | 20 | 5 | Weekday | Friday | 0.56391 | 0.69692 | 0.70225 | 0.55013 | 1 | 0.55013 | 0.55013 | 0.82052 | 0.55013 | 0.56391 | 0.56391 | 0.82365 | 0.85982 | 0.77617 | 0.47966 | 0.65364 | 0.70673 | 0.84549 | 0.61604 | 1 | 0.66765 | 0.7191 | 0.59469 | 0.82052 | 0.92158 | 0.71807 | 0.46926 | 0.80392 | 0.82348 | 0.74022 | 0.40715 | 0.65617 | 0.62857 | 0.7896 | 0.36833 | 0.97586 | 0.35843 | 0.72026 | 0.56872 | 0.41586 | 0.428 | 0.56697 | 0.37258 | 0
Oct | 20 | 6 | Weekday | Friday | 0.59647 | 0.74031 | 0.77401 | 0.65469 | 0.50223 | 0.65469 | 0.65469 | 0.70667 | 0.65469 | 0.59647 | 0.59647 | 0.91721 | 0.92076 | 0.98295 | 0.54041 | 0.66517 | 0.67873 | 0.92915 | 0.82204 | 0.92424 | 0.8613 | 0.85563 | 0.56534 | 0.70667 | 0.73856 | 0.70159 | 0.61436 | 0.88233 | 0.89664 | 0.90743 | 0.47794 | 0.66044 | 0.59324 | 0.89198 | 0.68352 | 0.89546 | 0.62905 | 0.86407 | 0.49319 | 0.41853 | 0.36661 | 0.56045 | 0.55432 | 0
Oct | 20 | 7 | Weekday | Friday | 0.64563 | 0.76864 | 0.82393 | 0.67995 | 0.0044583 | 0.67995 | 0.67995 | 0.84006 | 0.67995 | 0.64563 | 0.64563 | 0.92722 | 0.95153 | 0.83951 | 0.95548 | 1 | 0.65241 | 0.95096 | 0.99893 | 0.75645 | 0.92987 | 0.77401 | 0.96904 | 0.84006 | 0.85528 | 0.90609 | 0.85333 | 0.88042 | 0.9344 | 0.78907 | 0.93833 | 1 | 0.56961 | 0.92383 | 0.93419 | 0.72006 | 0.79384 | 0.7583 | 0.96421 | 0.64789 | 0.60415 | 0.81886 | 0.8275 | 0
Oct | 20 | 8 | Weekday | Friday | 0.70062 | 0.80348 | 0.84561 | 0.71054 | 0.0044583 | 0.71054 | 0.71054 | 1 | 0.71054 | 0.70062 | 0.70062 | 0.75372 | 0.98015 | 0.73911 | 0.93366 | 0.90676 | 0.57895 | 0.99774 | 0.98643 | 0.73493 | 0.9156 | 0.73347 | 0.96879 | 1 | 1 | 0.95637 | 1 | 0.72314 | 0.96863 | 0.7252 | 0.92468 | 0.90761 | 0.50829 | 0.98578 | 0.94168 | 0.72103 | 0.81828 | 0.72771 | 0.96759 | 0.93671 | 0.91563 | 0.9131 | 0.99981 | 0
Oct | 20 | 9 | Weekday | Friday | 0.77832 | 0.84061 | 0.85431 | 0.69797 | 0.0044583 | 0.69797 | 0.69797 | 0.98976 | 0.69797 | 0.77832 | 0.77832 | 0.92637 | 0.99196 | 0.61403 | 0.92552 | 0.88874 | 0.50844 | 0.99887 | 1 | 0.86791 | 0.93293 | 0.56095 | 0.97659 | 0.98976 | 0.97278 | 0.91968 | 0.99137 | 0.88191 | 0.98391 | 0.6103 | 0.91951 | 0.88964 | 0.44641 | 0.98875 | 0.97469 | 0.89642 | 0.87099 | 0.54517 | 0.97589 | 0.97443 | 0.95784 | 0.8925 | 0.99981 | 0
Oct | 20 | 10 | Weekday | Friday | 0.85029 | 0.87594 | 0.863 | 0.69531 | 0.0044583 | 0.69531 | 0.69531 | 0.95086 | 0.69531 | 0.85029 | 0.85029 | 0.91484 | 0.99954 | 0.58103 | 0.9503 | 0.90636 | 0.49855 | 1 | 0.99101 | 0.88953 | 0.93909 | 0.55602 | 0.98536 | 0.95086 | 0.91703 | 1 | 0.98744 | 0.90233 | 0.99457 | 0.60678 | 0.94538 | 0.90684 | 0.45687 | 0.99691 | 0.99261 | 0.93972 | 0.90963 | 0.54769 | 0.98475 | 0.97466 | 0.95802 | 1 | 0.99981 | 0
Oct | 20 | 11 | Weekday | Friday | 0.88246 | 0.90481 | 0.86582 | 0.69084 | 0.0044583 | 0.69084 | 0.69084 | 0.93518 | 0.69084 | 0.88246 | 0.88246 | 0.88251 | 0.97708 | 0.58427 | 0.9219 | 0.91324 | 0.48465 | 0.95817 | 0.992 | 0.85465 | 0.96482 | 0.56151 | 0.94574 | 0.93518 | 0.89436 | 0.93969 | 0.89457 | 0.8992 | 0.97283 | 0.61426 | 0.9148 | 0.91281 | 0.45443 | 0.95134 | 1 | 0.91611 | 0.95212 | 0.55253 | 0.94091 | 0.97541 | 0.95952 | 0.94527 | 0.90637 | 0
Oct | 20 | 12 | Weekday | Friday | 0.86406 | 0.91547 | 0.8627 | 0.6906 | 0.0044583 | 0.6906 | 0.6906 | 0.92553 | 0.6906 | 0.86406 | 0.86406 | 0.73085 | 1 | 0.56573 | 0.96737 | 0.91966 | 0.47476 | 0.99513 | 0.99309 | 0.84425 | 0.98668 | 0.56082 | 0.99897 | 0.92553 | 0.88095 | 0.92911 | 0.98391 | 0.73848 | 0.99781 | 0.59345 | 0.96508 | 0.91916 | 0.45336 | 0.99788 | 0.98681 | 0.9097 | 0.97616 | 0.55795 | 0.99711 | 0.97748 | 0.96182 | 0.9412 | 0.99981 | 0
Oct | 20 | 13 | Weekday | Friday | 0.83775 | 0.92108 | 0.8642 | 0.67884 | 0.0044583 | 0.67884 | 0.67884 | 0.92302 | 0.67884 | 0.83775 | 0.83775 | 0.70314 | 0.9981 | 0.57204 | 0.9758 | 0.88196 | 0.46489 | 0.99725 | 0.99278 | 0.69055 | 1 | 0.56187 | 0.99936 | 0.92302 | 0.87845 | 0.91058 | 0.98317 | 0.73594 | 0.99842 | 0.6008 | 0.97728 | 0.88326 | 0.45102 | 1 | 0.99528 | 0.73182 | 1 | 0.55913 | 0.99935 | 0.98022 | 0.96505 | 0.92492 | 0.99985 | 0
Oct | 20 | 14 | Weekday | Friday | 0.824 | 0.92741 | 0.85395 | 0.67052 | 0.0044583 | 0.67052 | 0.67052 | 0.91915 | 0.67052 | 0.824 | 0.824 | 0.75126 | 0.99634 | 0.5664 | 0.97159 | 0.8766 | 0.49921 | 0.96098 | 0.98983 | 0.69683 | 0.98885 | 0.56139 | 1 | 0.91915 | 0.87609 | 0.89496 | 0.98327 | 0.73355 | 0.99788 | 0.59287 | 0.97315 | 0.87808 | 0.48368 | 0.97607 | 0.98385 | 0.72987 | 0.99766 | 0.55592 | 1 | 0.98192 | 0.96801 | 0.91077 | 1 | 0
Oct | 20 | 15 | Weekday | Friday | 0.79898 | 0.92212 | 0.83728 | 0.71385 | 0.0044583 | 0.71385 | 0.71385 | 0.9204 | 0.71385 | 0.79898 | 0.79898 | 0.93145 | 0.998 | 0.58998 | 1 | 0.89395 | 0.66558 | 0.9574 | 0.93598 | 0.69571 | 0.91361 | 0.55364 | 0.99703 | 0.9204 | 0.88231 | 0.89601 | 0.98368 | 0.89096 | 1 | 0.64594 | 1 | 0.89458 | 0.65928 | 0.97278 | 0.95324 | 0.7255 | 0.94725 | 0.58984 | 0.99608 | 0.98041 | 0.96736 | 0.90833 | 0.99987 | 0
Oct | 20 | 16 | Weekday | Friday | 0.75396 | 0.8946 | 0.82184 | 0.8 | 0.50223 | 0.8 | 0.8 | 0.95149 | 0.8 | 0.75396 | 0.75396 | 0.94457 | 0.99433 | 0.68743 | 0.89295 | 0.84243 | 0.82343 | 0.95902 | 0.71365 | 0.86523 | 0.77319 | 0.67283 | 0.65407 | 0.95149 | 0.93057 | 0.90469 | 0.31465 | 0.90668 | 0.99647 | 0.72721 | 0.88897 | 0.84392 | 0.81464 | 0.97145 | 0.70646 | 0.91569 | 0.75823 | 0.71356 | 0.65076 | 1 | 1 | 0.90711 | 0.32071 | 0
Oct | 20 | 17 | Weekday | Friday | 0.73534 | 0.86787 | 0.80756 | 0.91017 | 1 | 0.91017 | 0.91017 | 0.8636 | 0.91017 | 0.73534 | 0.73534 | 1 | 0.82576 | 0.8953 | 0.75895 | 0.69099 | 0.97183 | 0.65721 | 0.76009 | 0.93776 | 0.77325 | 0.80857 | 0.67027 | 0.8636 | 0.89332 | 0.94162 | 0.2258 | 0.97396 | 0.81433 | 0.89335 | 0.74371 | 0.69225 | 0.96365 | 0.64772 | 0.74008 | 0.98047 | 0.73713 | 0.84255 | 0.66669 | 0.87966 | 0.92654 | 0.93204 | 0.22689 | 0
Oct | 20 | 18 | Weekday | Friday | 0.74724 | 0.87349 | 0.79249 | 0.98508 | 1 | 0.98508 | 0.98508 | 0.86851 | 0.98508 | 0.74724 | 0.74724 | 0.83341 | 0.81735 | 0.87115 | 0.73063 | 0.69455 | 0.94886 | 0.667 | 0.77343 | 0.95129 | 0.7599 | 0.83426 | 0.68153 | 0.86851 | 0.91198 | 0.89716 | 0.23723 | 0.8164 | 0.80349 | 0.90819 | 0.71062 | 0.69658 | 0.94159 | 0.65145 | 0.74006 | 0.98564 | 0.71715 | 0.87585 | 0.67437 | 0.85439 | 0.90218 | 0.86938 | 0.23386 | 0
Oct | 20 | 19 | Weekday | Friday | 0.74968 | 0.86216 | 0.77298 | 0.98392 | 1 | 0.98392 | 0.98392 | 0.823 | 0.98392 | 0.74968 | 0.74968 | 0.82684 | 0.74105 | 0.92848 | 0.61414 | 0.61507 | 0.92935 | 0.59202 | 0.77926 | 0.79778 | 0.7663 | 0.91983 | 0.64406 | 0.823 | 0.87386 | 0.82145 | 0.24442 | 0.8139 | 0.71261 | 0.97842 | 0.58313 | 0.61649 | 0.92613 | 0.54648 | 0.73841 | 0.80962 | 0.70821 | 0.96688 | 0.63031 | 0.78495 | 0.82925 | 0.77505 | 0.235 | 0
Oct | 20 | 20 | Weekday | Friday | 0.73188 | 0.82712 | 0.75179 | 0.88721 | 1 | 0.88721 | 0.88721 | 0.35435 | 0.88721 | 0.73188 | 0.73188 | 0.82384 | 0.7165 | 0.95629 | 0.58979 | 0.62252 | 0.79504 | 0.41747 | 0.30813 | 0.80836 | 0.18664 | 0.8876 | 0.64654 | 0.35435 | 0.41348 | 0.60293 | 0.24628 | 0.81113 | 0.68517 | 0.93879 | 0.55456 | 0.62454 | 0.79148 | 0.39362 | 0.32104 | 0.807 | 0.20368 | 0.91546 | 0.63025 | 0.37452 | 0.45069 | 0.56082 | 0.2353 | 0
Oct | 20 | 21 | Weekday | Friday | 0.67052 | 0.75854 | 0.72748 | 0.79582 | 1 | 0.79582 | 0.79582 | 0.19392 | 0.79582 | 0.67052 | 0.67052 | 0.79862 | 0.67206 | 0.77453 | 0.2949 | 0.31203 | 0.63509 | 0.40383 | 0.3036 | 0.81431 | 0.18454 | 0.64577 | 0.41559 | 0.19392 | 0.25955 | 0.32353 | 0.25913 | 0.80944 | 0.63306 | 0.75239 | 0.29684 | 0.31251 | 0.61929 | 0.35431 | 0.32067 | 0.80432 | 0.20346 | 0.65541 | 0.41519 | 0.21239 | 0.29449 | 0.35557 | 0.23733 | 0
Oct | 20 | 22 | Weekday | Friday | 0.64612 | 0.73349 | 0.69832 | 0.69204 | 1 | 0.69204 | 0.69204 | 0.19392 | 0.69204 | 0.64612 | 0.64612 | 0.77796 | 0.6675 | 0.55314 | 0.25386 | 0.29224 | 0.48537 | 0.37966 | 0.30675 | 0.85872 | 0.18621 | 0.4398 | 0.39865 | 0.19392 | 0.25955 | 0.43318 | 0.26357 | 0.82538 | 0.6269 | 0.54153 | 0.25546 | 0.29312 | 0.47353 | 0.33574 | 0.32492 | 0.84404 | 0.20513 | 0.43615 | 0.39346 | 0.21239 | 0.29449 | 0.47632 | 0.23804 | 0
Oct | 20 | 23 | Weekday | Friday | 0.60649 | 0.7379 | 0.67501 | 0.58216 | 1 | 0.58216 | 0.58216 | 0.1863 | 0.58216 | 0.60649 | 0.60649 | 0.48709 | 0.67383 | 0.39657 | 0.22182 | 0.27193 | 0.38519 | 0.38099 | 0.30086 | 0.53731 | 0.18298 | 0.39651 | 0.3748 | 0.1863 | 0.25319 | 0.35871 | 0.25634 | 0.47447 | 0.63372 | 0.39809 | 0.22315 | 0.27241 | 0.38951 | 0.32668 | 0.32098 | 0.48334 | 0.20364 | 0.39733 | 0.37024 | 0.20404 | 0.28728 | 0.39452 | 0.23687 | 0
Oct | 21 | 24 | Weekend | Saturday | 0.59045 | 0.72764 | 0.70779 | 0.51624 | 1 | 0.51624 | 0.51624 | 0.19044 | 0.51624 | 0.59045 | 0.59045 | 0.23705 | 0.66575 | 0.38667 | 0.20298 | 0.25398 | 0.3723 | 0.39539 | 0.30082 | 0.30256 | 0.18464 | 0.38893 | 0.35141 | 0.19044 | 0.25664 | 0.32729 | 0.26274 | 0.31236 | 0.62346 | 0.40623 | 0.20415 | 0.25436 | 0.37352 | 0.33729 | 0.32094 | 0.33633 | 0.20362 | 0.39693 | 0.35 | 0.20858 | 0.2912 | 0.35941 | 0.23791 | 0
Oct | 21 | 1 | Weekend | Saturday | 0.58495 | 0.6956 | 0.69455 | 0.48757 | 1 | 0.48757 | 0.48757 | 0.19044 | 0.48757 | 0.58495 | 0.58495 | 0.23769 | 0.66115 | 0.35361 | 0.20286 | 0.25398 | 0.3669 | 0.38419 | 0.30029 | 0.30395 | 0.18336 | 0.35326 | 0.35477 | 0.19044 | 0.25664 | 0.32287 | 0.26599 | 0.31289 | 0.61867 | 0.3662 | 0.20415 | 0.25436 | 0.36588 | 0.32805 | 0.3209 | 0.33726 | 0.2036 | 0.34493 | 0.35 | 0.20858 | 0.2912 | 0.35521 | 0.23841 | 0
Oct | 21 | 2 | Weekend | Saturday | 0.58631 | 0.68493 | 0.68659 | 0.47189 | 1 | 0.47189 | 0.47189 | 0.19044 | 0.47189 | 0.58631 | 0.58631 | 0.23756 | 0.65575 | 0.35731 | 0.20292 | 0.25398 | 0.3683 | 0.40993 | 0.30025 | 0.30312 | 0.18334 | 0.34626 | 0.35365 | 0.19044 | 0.25664 | 0.31952 | 0.27596 | 0.31308 | 0.61158 | 0.3716 | 0.20415 | 0.25436 | 0.363 | 0.34714 | 0.32086 | 0.33758 | 0.20358 | 0.34153 | 0.35 | 0.20858 | 0.2912 | 0.35138 | 0.23996 | 0
Oct | 21 | 3 | Weekend | Saturday | 0.58404 | 0.68559 | 0.68701 | 0.45558 | 1 | 0.45558 | 0.45558 | 0.19044 | 0.45558 | 0.58404 | 0.58404 | 0.23992 | 0.66121 | 0.3938 | 0.21332 | 0.25373 | 0.42044 | 0.48125 | 0.30194 | 0.30911 | 0.18446 | 0.36287 | 0.35141 | 0.19044 | 0.25664 | 0.34108 | 0.27631 | 0.31641 | 0.61897 | 0.40016 | 0.21463 | 0.25436 | 0.41427 | 0.41299 | 0.32214 | 0.34305 | 0.20436 | 0.35659 | 0.35 | 0.20858 | 0.2912 | 0.37471 | 0.23997 | 0
Oct | 21 | 4 | Weekend | Saturday | 0.59177 | 0.69589 | 0.7072 | 0.47036 | 1 | 0.47036 | 0.47036 | 0.19044 | 0.47036 | 0.59177 | 0.59177 | 0.53905 | 0.66152 | 0.42707 | 0.23447 | 0.25424 | 0.54335 | 0.56652 | 0.30135 | 0.56814 | 0.18398 | 0.40535 | 0.35477 | 0.19044 | 0.25664 | 0.33752 | 0.28322 | 0.48289 | 0.61979 | 0.42425 | 0.23561 | 0.25436 | 0.52477 | 0.46728 | 0.32204 | 0.48583 | 0.2043 | 0.39695 | 0.35 | 0.20858 | 0.2912 | 0.3712 | 0.24107 | 0
Oct | 21 | 5 | Weekend | Saturday | 0.57938 | 0.73318 | 0.77038 | 0.59438 | 1 | 0.59438 | 0.59438 | 0.38023 | 0.59438 | 0.57938 | 0.57938 | 0.80334 | 0.69423 | 0.61489 | 0.39417 | 0.44366 | 0.71389 | 0.62784 | 0.29761 | 0.97891 | 0.18102 | 0.58409 | 0.45993 | 0.38023 | 0.4552 | 0.65087 | 0.2629 | 0.80829 | 0.66588 | 0.62314 | 0.36075 | 0.44512 | 0.64293 | 0.56119 | 0.31749 | 0.97883 | 0.20146 | 0.59153 | 0.44363 | 0.29179 | 0.34372 | 0.51199 | 0.22733 | 0
Oct | 21 | 6 | Weekend | Saturday | 0.62615 | 0.79095 | 0.8706 | 0.73053 | 0.55754 | 0.73053 | 0.73053 | 0.28836 | 0.73053 | 0.62615 | 0.62615 | 0.85456 | 0.74662 | 0.80946 | 0.3833 | 0.34343 | 0.6793 | 0.63074 | 0.25619 | 0.88739 | 0.15829 | 0.71091 | 0.31583 | 0.28836 | 0.29721 | 0.65126 | 0.23811 | 0.90259 | 0.70231 | 0.76829 | 0.3531 | 0.34115 | 0.60207 | 0.57361 | 0.27405 | 0.90895 | 0.17429 | 0.71735 | 0.27667 | 0.22986 | 0.21113 | 0.52177 | 0.178 | 0
Oct | 21 | 7 | Weekend | Saturday | 0.69928 | 0.83983 | 0.94348 | 0.72611 | 0.0044583 | 0.72611 | 0.72611 | 0.66091 | 0.72611 | 0.69928 | 0.69928 | 0.86785 | 0.78166 | 1 | 0.50808 | 0.39851 | 0.62387 | 0.69962 | 0.25605 | 0.71795 | 0.15648 | 1 | 0.35144 | 0.66091 | 0.66612 | 0.77861 | 0.21278 | 0.901 | 0.75307 | 0.91543 | 0.49096 | 0.3985 | 0.54799 | 0.66532 | 0.27234 | 0.7306 | 0.17321 | 0.99835 | 0.33043 | 0.48718 | 0.4385 | 0.69198 | 0.17834 | 0
Oct | 21 | 8 | Weekend | Saturday | 0.77234 | 0.88714 | 0.97543 | 0.68405 | 0.0044583 | 0.68405 | 0.68405 | 0.67213 | 0.68405 | 0.77234 | 0.77234 | 0.72928 | 0.82258 | 0.83098 | 0.46146 | 0.37577 | 0.55017 | 0.73206 | 0.25576 | 0.70807 | 0.15659 | 0.85759 | 0.34223 | 0.67213 | 0.65091 | 0.74315 | 0.25652 | 0.73743 | 0.80213 | 0.79927 | 0.44955 | 0.37603 | 0.48757 | 0.70159 | 0.27256 | 0.73156 | 0.17334 | 0.86019 | 0.33032 | 0.61666 | 0.58129 | 0.68123 | 0.24196 | 0
Oct | 21 | 9 | Weekend | Saturday | 0.86879 | 0.92223 | 0.98716 | 0.62331 | 0.0044583 | 0.62331 | 0.62331 | 0.74898 | 0.62331 | 0.86879 | 0.86879 | 0.90781 | 0.83203 | 0.70071 | 0.47933 | 0.36441 | 0.48241 | 0.72777 | 0.25776 | 0.85608 | 0.21234 | 0.61609 | 0.3387 | 0.74898 | 0.70881 | 0.81923 | 0.24694 | 0.89846 | 0.81464 | 0.69553 | 0.47073 | 0.36516 | 0.4302 | 0.70634 | 0.27262 | 0.90821 | 0.2297 | 0.60769 | 0.33034 | 0.75903 | 0.72984 | 0.79565 | 0.24154 | 0
Oct | 21 | 10 | Weekend | Saturday | 0.95798 | 0.9565 | 0.99713 | 0.60425 | 0.0044583 | 0.60425 | 0.60425 | 0.71975 | 0.60425 | 0.95798 | 0.95798 | 0.89166 | 0.83721 | 0.65855 | 0.57178 | 0.39573 | 0.47452 | 0.74498 | 0.26001 | 0.88591 | 0.23503 | 0.59407 | 0.33694 | 0.71975 | 0.66261 | 0.89843 | 0.24338 | 0.9142 | 0.82249 | 0.68386 | 0.56526 | 0.39562 | 0.44402 | 0.72589 | 0.27816 | 0.94996 | 0.25939 | 0.58861 | 0.33058 | 0.76185 | 0.72984 | 0.90707 | 0.24154 | 0
Oct | 21 | 11 | Weekend | Saturday | 1 | 0.98006 | 1 | 0.60595 | 0.0044583 | 0.60595 | 0.60595 | 0.7903 | 0.60595 | 1 | 1 | 0.87364 | 0.82854 | 0.63199 | 0.62124 | 0.41633 | 0.46729 | 0.72528 | 0.26434 | 0.86088 | 0.23338 | 0.59205 | 0.27602 | 0.7903 | 0.73245 | 0.88427 | 0.17203 | 0.90532 | 0.81497 | 0.68789 | 0.61575 | 0.41737 | 0.44847 | 0.70873 | 0.28021 | 0.9291 | 0.25629 | 0.59486 | 0.27043 | 0.86155 | 0.83008 | 0.91199 | 0.16979 | 0
Oct | 21 | 12 | Weekend | Saturday | 0.9882 | 0.98779 | 0.99315 | 0.61407 | 0.0044583 | 0.61407 | 0.61407 | 0.79557 | 0.61407 | 0.9882 | 0.9882 | 0.7247 | 0.81817 | 0.6035 | 0.60806 | 0.41932 | 0.45692 | 0.7581 | 0.26148 | 0.85884 | 0.25656 | 0.59725 | 0.27805 | 0.79557 | 0.73974 | 0.87163 | 0.17032 | 0.74702 | 0.8055 | 0.65247 | 0.60322 | 0.4196 | 0.44505 | 0.74721 | 0.28026 | 0.92872 | 0.28178 | 0.6023 | 0.27075 | 0.86711 | 0.83857 | 0.91059 | 0.16979 | 0
Oct | 21 | 13 | Weekend | Saturday | 0.9717 | 0.99423 | 0.99629 | 0.6031 | 0.0044583 | 0.6031 | 0.6031 | 0.79907 | 0.6031 | 0.9717 | 0.9717 | 0.67752 | 0.81429 | 0.6124 | 0.54327 | 0.33919 | 0.45331 | 0.75625 | 0.27072 | 0.69317 | 0.27398 | 0.60725 | 0.27758 | 0.79907 | 0.74733 | 0.84781 | 0.16912 | 0.74304 | 0.80389 | 0.66556 | 0.53628 | 0.33979 | 0.44881 | 0.74485 | 0.28706 | 0.74882 | 0.30351 | 0.60823 | 0.27081 | 0.87399 | 0.84781 | 0.89454 | 0.16979 | 0
Oct | 21 | 14 | Weekend | Saturday | 0.96094 | 1 | 0.98107 | 0.60306 | 0.0044583 | 0.60306 | 0.60306 | 0.80075 | 0.60306 | 0.96094 | 0.96094 | 0.71315 | 0.78518 | 0.61346 | 0.53757 | 0.31839 | 0.49178 | 0.76242 | 0.26762 | 0.69226 | 0.28285 | 0.59795 | 0.27474 | 0.80075 | 0.74987 | 0.83178 | 0.16868 | 0.74333 | 0.78097 | 0.66811 | 0.53052 | 0.31888 | 0.48508 | 0.75515 | 0.28686 | 0.74859 | 0.31151 | 0.60498 | 0.27045 | 0.87699 | 0.85082 | 0.87975 | 0.16979 | 0
Oct | 21 | 15 | Weekend | Saturday | 0.92364 | 0.98793 | 0.95281 | 0.65895 | 0.0044583 | 0.65895 | 0.65895 | 0.79484 | 0.65895 | 0.92364 | 0.92364 | 0.90341 | 0.7831 | 0.64548 | 0.56016 | 0.30292 | 0.66101 | 0.71548 | 0.26472 | 0.6893 | 0.2608 | 0.59109 | 0.27622 | 0.79484 | 0.74553 | 0.83121 | 0.096035 | 0.91549 | 0.77776 | 0.73066 | 0.55258 | 0.30331 | 0.66209 | 0.69976 | 0.28218 | 0.74487 | 0.29025 | 0.63612 | 0.26979 | 0.87051 | 0.8459 | 0.87688 | 0.097885 | 0
Oct | 21 | 16 | Weekend | Saturday | 0.84585 | 0.94712 | 0.92556 | 0.76254 | 0.55754 | 0.76254 | 0.76254 | 0.73084 | 0.76254 | 0.84585 | 0.84585 | 0.92196 | 0.76353 | 0.70587 | 0.47289 | 0.3066 | 0.85631 | 0.67099 | 0.26819 | 0.85915 | 0.22693 | 0.67106 | 0.28036 | 0.73084 | 0.69561 | 0.79205 | 0.12048 | 0.92759 | 0.75406 | 0.78532 | 0.45958 | 0.30727 | 0.85672 | 0.65221 | 0.28539 | 0.93025 | 0.25162 | 0.72034 | 0.27456 | 0.79348 | 0.78243 | 0.81721 | 0.1228 | 0
Oct | 21 | 17 | Weekend | Saturday | 0.80111 | 0.91389 | 0.89989 | 0.89436 | 1 | 0.89436 | 0.89436 | 0.65626 | 0.89436 | 0.80111 | 0.80111 | 0.98397 | 0.76032 | 0.85138 | 0.29334 | 0.24598 | 1 | 0.51102 | 0.29637 | 0.92463 | 0.21773 | 0.8573 | 0.33855 | 0.65626 | 0.6714 | 0.82666 | 0.21824 | 1 | 0.74288 | 0.94764 | 0.29527 | 0.24605 | 1 | 0.4868 | 0.31825 | 0.99523 | 0.24092 | 0.92297 | 0.33588 | 0.7011 | 0.74022 | 0.83007 | 0.22244 | 0
Oct | 21 | 18 | Weekend | Saturday | 0.80623 | 0.91878 | 0.87336 | 0.98466 | 1 | 0.98466 | 0.98466 | 0.48289 | 0.98466 | 0.80623 | 0.80623 | 0.79953 | 0.75637 | 0.88672 | 0.27583 | 0.25373 | 0.97628 | 0.51942 | 0.30391 | 0.9312 | 0.19443 | 0.8777 | 0.35365 | 0.48289 | 0.53178 | 0.74435 | 0.22801 | 0.83698 | 0.73602 | 0.95474 | 0.27756 | 0.25436 | 0.97831 | 0.49008 | 0.32322 | 1 | 0.21592 | 0.93645 | 0.35 | 0.51299 | 0.58217 | 0.7247 | 0.23241 | 0
Oct | 21 | 19 | Weekend | Saturday | 0.79386 | 0.9073 | 0.84849 | 1 | 1 | 1 | 1 | 0.45758 | 1 | 0.79386 | 0.79386 | 0.78861 | 0.7178 | 0.92308 | 0.27583 | 0.25424 | 0.95312 | 0.48646 | 0.3023 | 0.77068 | 0.19239 | 0.93719 | 0.35365 | 0.45758 | 0.51185 | 0.71095 | 0.22801 | 0.82862 | 0.68714 | 1 | 0.27756 | 0.25436 | 0.96044 | 0.44041 | 0.32306 | 0.82176 | 0.21318 | 1 | 0.35 | 0.47507 | 0.54256 | 0.6804 | 0.23241 | 0
Oct | 21 | 20 | Weekend | Saturday | 0.76248 | 0.86588 | 0.8224 | 0.91272 | 1 | 0.91272 | 0.91272 | 0.24663 | 0.91272 | 0.76248 | 0.76248 | 0.76688 | 0.71186 | 0.89094 | 0.25521 | 0.25424 | 0.81335 | 0.40967 | 0.30056 | 0.772 | 0.19405 | 0.919 | 0.35365 | 0.24663 | 0.31246 | 0.57609 | 0.23086 | 0.81894 | 0.67799 | 0.95613 | 0.25658 | 0.25436 | 0.82235 | 0.37001 | 0.32223 | 0.81625 | 0.20439 | 0.97513 | 0.35 | 0.27012 | 0.35453 | 0.56388 | 0.23286 | 0
Oct | 21 | 21 | Weekend | Saturday | 0.68946 | 0.78566 | 0.79046 | 0.81842 | 1 | 0.81842 | 0.81842 | 0.19044 | 0.81842 | 0.68946 | 0.68946 | 0.73157 | 0.70347 | 0.84359 | 0.23417 | 0.25373 | 0.64363 | 0.41504 | 0.30199 | 0.76608 | 0.18378 | 0.71019 | 0.35365 | 0.19044 | 0.25664 | 0.33249 | 0.23357 | 0.81244 | 0.66579 | 0.82226 | 0.23561 | 0.25436 | 0.64422 | 0.35709 | 0.32117 | 0.80934 | 0.20372 | 0.73618 | 0.35 | 0.20858 | 0.2912 | 0.36566 | 0.23329 | 0
Oct | 21 | 22 | Weekend | Saturday | 0.66086 | 0.75281 | 0.75221 | 0.7037 | 1 | 0.7037 | 0.7037 | 0.19044 | 0.7037 | 0.66086 | 0.66086 | 0.70633 | 0.70268 | 0.61465 | 0.21332 | 0.25398 | 0.48358 | 0.38644 | 0.3037 | 0.80308 | 0.18478 | 0.47489 | 0.35365 | 0.19044 | 0.25664 | 0.442 | 0.23578 | 0.82686 | 0.66392 | 0.61928 | 0.21463 | 0.25436 | 0.49274 | 0.33391 | 0.32507 | 0.84763 | 0.20517 | 0.48661 | 0.35 | 0.20858 | 0.2912 | 0.48566 | 0.23363 | 0
Oct | 21 | 23 | Weekend | Saturday | 0.61896 | 0.75232 | 0.73656 | 0.58953 | 1 | 0.58953 | 0.58953 | 0.1863 | 0.58953 | 0.61896 | 0.61896 | 0.48709 | 0.67383 | 0.39657 | 0.22182 | 0.27193 | 0.38519 | 0.38099 | 0.30086 | 0.53731 | 0.18298 | 0.39651 | 0.3748 | 0.1863 | 0.25319 | 0.35871 | 0.25634 | 0.47447 | 0.63372 | 0.39809 | 0.22315 | 0.27241 | 0.38951 | 0.32668 | 0.32098 | 0.48334 | 0.20364 | 0.39733 | 0.37024 | 0.20404 | 0.28728 | 0.39452 | 0.23687 | 0
Oct | 22 | 24 | Weekend | Sunday | 0.59045 | 0.72764 | 0.70779 | 0.51624 | 1 | 0.51624 | 0.51624 | 0.19044 | 0.51624 | 0.59045 | 0.59045 | 0.23705 | 0.66575 | 0.38667 | 0.20298 | 0.25398 | 0.3723 | 0.39539 | 0.30082 | 0.30256 | 0.18464 | 0.38893 | 0.35141 | 0.19044 | 0.25664 | 0.32729 | 0.26274 | 0.31236 | 0.62346 | 0.40623 | 0.20415 | 0.25436 | 0.37352 | 0.33729 | 0.32094 | 0.33633 | 0.20362 | 0.39693 | 0.35 | 0.20858 | 0.2912 | 0.35941 | 0.23791 | 0
Oct | 22 | 1 | Weekend | Sunday | 0.58495 | 0.6956 | 0.69455 | 0.48757 | 1 | 0.48757 | 0.48757 | 0.19044 | 0.48757 | 0.58495 | 0.58495 | 0.23769 | 0.66115 | 0.35361 | 0.20286 | 0.25398 | 0.3669 | 0.38419 | 0.30029 | 0.30395 | 0.18336 | 0.35326 | 0.35477 | 0.19044 | 0.25664 | 0.32287 | 0.26599 | 0.31289 | 0.61867 | 0.3662 | 0.20415 | 0.25436 | 0.36588 | 0.32805 | 0.3209 | 0.33726 | 0.2036 | 0.34493 | 0.35 | 0.20858 | 0.2912 | 0.35521 | 0.23841 | 0
Oct | 22 | 2 | Weekend | Sunday | 0.58631 | 0.68493 | 0.68659 | 0.47189 | 1 | 0.47189 | 0.47189 | 0.19044 | 0.47189 | 0.58631 | 0.58631 | 0.23756 | 0.65575 | 0.35731 | 0.20292 | 0.25398 | 0.3683 | 0.40993 | 0.30025 | 0.30312 | 0.18334 | 0.34626 | 0.35365 | 0.19044 | 0.25664 | 0.31952 | 0.27596 | 0.31308 | 0.61158 | 0.3716 | 0.20415 | 0.25436 | 0.363 | 0.34714 | 0.32086 | 0.33758 | 0.20358 | 0.34153 | 0.35 | 0.20858 | 0.2912 | 0.35138 | 0.23996 | 0
Oct | 22 | 3 | Weekend | Sunday | 0.58404 | 0.68559 | 0.68701 | 0.45558 | 1 | 0.45558 | 0.45558 | 0.19044 | 0.45558 | 0.58404 | 0.58404 | 0.23992 | 0.66121 | 0.3938 | 0.21332 | 0.25373 | 0.42044 | 0.48125 | 0.30194 | 0.30911 | 0.18446 | 0.36287 | 0.35141 | 0.19044 | 0.25664 | 0.34108 | 0.27631 | 0.31641 | 0.61897 | 0.40016 | 0.21463 | 0.25436 | 0.41427 | 0.41299 | 0.32214 | 0.34305 | 0.20436 | 0.35659 | 0.35 | 0.20858 | 0.2912 | 0.37471 | 0.23997 | 0
Oct | 22 | 4 | Weekend | Sunday | 0.59177 | 0.69589 | 0.7072 | 0.47036 | 1 | 0.47036 | 0.47036 | 0.19044 | 0.47036 | 0.59177 | 0.59177 | 0.53905 | 0.66152 | 0.42707 | 0.23447 | 0.25424 | 0.54335 | 0.56652 | 0.30135 | 0.56814 | 0.18398 | 0.40535 | 0.35477 | 0.19044 | 0.25664 | 0.33752 | 0.28322 | 0.48289 | 0.61979 | 0.42425 | 0.23561 | 0.25436 | 0.52477 | 0.46728 | 0.32204 | 0.48583 | 0.2043 | 0.39695 | 0.35 | 0.20858 | 0.2912 | 0.3712 | 0.24107 | 0
Oct | 22 | 5 | Weekend | Sunday | 0.57938 | 0.73318 | 0.77038 | 0.59438 | 1 | 0.59438 | 0.59438 | 0.38023 | 0.59438 | 0.57938 | 0.57938 | 0.80334 | 0.69423 | 0.61489 | 0.39417 | 0.44366 | 0.71389 | 0.62784 | 0.29761 | 0.97891 | 0.18102 | 0.58409 | 0.45993 | 0.38023 | 0.4552 | 0.65087 | 0.2629 | 0.80829 | 0.66588 | 0.62314 | 0.36075 | 0.44512 | 0.64293 | 0.56119 | 0.31749 | 0.97883 | 0.20146 | 0.59153 | 0.44363 | 0.29179 | 0.34372 | 0.51199 | 0.22733 | 0
Oct | 22 | 6 | Weekend | Sunday | 0.62615 | 0.79095 | 0.8706 | 0.73053 | 0.55754 | 0.73053 | 0.73053 | 0.28836 | 0.73053 | 0.62615 | 0.62615 | 0.85456 | 0.74662 | 0.80946 | 0.3833 | 0.34343 | 0.6793 | 0.63074 | 0.25619 | 0.88739 | 0.15829 | 0.71091 | 0.31583 | 0.28836 | 0.29721 | 0.65126 | 0.23811 | 0.90259 | 0.70231 | 0.76829 | 0.3531 | 0.34115 | 0.60207 | 0.57361 | 0.27405 | 0.90895 | 0.17429 | 0.71735 | 0.27667 | 0.22986 | 0.21113 | 0.52177 | 0.178 | 0
Oct | 22 | 7 | Weekend | Sunday | 0.69928 | 0.83983 | 0.94348 | 0.72611 | 0.0044583 | 0.72611 | 0.72611 | 0.66091 | 0.72611 | 0.69928 | 0.69928 | 0.86785 | 0.78166 | 1 | 0.50808 | 0.39851 | 0.62387 | 0.69962 | 0.25605 | 0.71795 | 0.15648 | 1 | 0.35144 | 0.66091 | 0.66612 | 0.77861 | 0.21278 | 0.901 | 0.75307 | 0.91543 | 0.49096 | 0.3985 | 0.54799 | 0.66532 | 0.27234 | 0.7306 | 0.17321 | 0.99835 | 0.33043 | 0.48718 | 0.4385 | 0.69198 | 0.17834 | 0
Oct | 22 | 8 | Weekend | Sunday | 0.77234 | 0.88714 | 0.97543 | 0.68405 | 0.0044583 | 0.68405 | 0.68405 | 0.67213 | 0.68405 | 0.77234 | 0.77234 | 0.72928 | 0.82258 | 0.83098 | 0.46146 | 0.37577 | 0.55017 | 0.73206 | 0.25576 | 0.70807 | 0.15659 | 0.85759 | 0.34223 | 0.67213 | 0.65091 | 0.74315 | 0.25652 | 0.73743 | 0.80213 | 0.79927 | 0.44955 | 0.37603 | 0.48757 | 0.70159 | 0.27256 | 0.73156 | 0.17334 | 0.86019 | 0.33032 | 0.61666 | 0.58129 | 0.68123 | 0.24196 | 0
Oct | 22 | 9 | Weekend | Sunday | 0.86879 | 0.92223 | 0.98716 | 0.62331 | 0.0044583 | 0.62331 | 0.62331 | 0.74898 | 0.62331 | 0.86879 | 0.86879 | 0.90781 | 0.83203 | 0.70071 | 0.47933 | 0.36441 | 0.48241 | 0.72777 | 0.25776 | 0.85608 | 0.21234 | 0.61609 | 0.3387 | 0.74898 | 0.70881 | 0.81923 | 0.24694 | 0.89846 | 0.81464 | 0.69553 | 0.47073 | 0.36516 | 0.4302 | 0.70634 | 0.27262 | 0.90821 | 0.2297 | 0.60769 | 0.33034 | 0.75903 | 0.72984 | 0.79565 | 0.24154 | 0
Oct | 22 | 10 | Weekend | Sunday | 0.95798 | 0.9565 | 0.99713 | 0.60425 | 0.0044583 | 0.60425 | 0.60425 | 0.71975 | 0.60425 | 0.95798 | 0.95798 | 0.89166 | 0.83721 | 0.65855 | 0.57178 | 0.39573 | 0.47452 | 0.74498 | 0.26001 | 0.88591 | 0.23503 | 0.59407 | 0.33694 | 0.71975 | 0.66261 | 0.89843 | 0.24338 | 0.9142 | 0.82249 | 0.68386 | 0.56526 | 0.39562 | 0.44402 | 0.72589 | 0.27816 | 0.94996 | 0.25939 | 0.58861 | 0.33058 | 0.76185 | 0.72984 | 0.90707 | 0.24154 | 0
Oct | 22 | 11 | Weekend | Sunday | 1 | 0.98006 | 1 | 0.60595 | 0.0044583 | 0.60595 | 0.60595 | 0.7903 | 0.60595 | 1 | 1 | 0.87364 | 0.82854 | 0.63199 | 0.62124 | 0.41633 | 0.46729 | 0.72528 | 0.26434 | 0.86088 | 0.23338 | 0.59205 | 0.27602 | 0.7903 | 0.73245 | 0.88427 | 0.17203 | 0.90532 | 0.81497 | 0.68789 | 0.61575 | 0.41737 | 0.44847 | 0.70873 | 0.28021 | 0.9291 | 0.25629 | 0.59486 | 0.27043 | 0.86155 | 0.83008 | 0.91199 | 0.16979 | 0
Oct | 22 | 12 | Weekend | Sunday | 0.9882 | 0.98779 | 0.99315 | 0.61407 | 0.0044583 | 0.61407 | 0.61407 | 0.79557 | 0.61407 | 0.9882 | 0.9882 | 0.7247 | 0.81817 | 0.6035 | 0.60806 | 0.41932 | 0.45692 | 0.7581 | 0.26148 | 0.85884 | 0.25656 | 0.59725 | 0.27805 | 0.79557 | 0.73974 | 0.87163 | 0.17032 | 0.74702 | 0.8055 | 0.65247 | 0.60322 | 0.4196 | 0.44505 | 0.74721 | 0.28026 | 0.92872 | 0.28178 | 0.6023 | 0.27075 | 0.86711 | 0.83857 | 0.91059 | 0.16979 | 0
Oct | 22 | 13 | Weekend | Sunday | 0.9717 | 0.99423 | 0.99629 | 0.6031 | 0.0044583 | 0.6031 | 0.6031 | 0.79907 | 0.6031 | 0.9717 | 0.9717 | 0.67752 | 0.81429 | 0.6124 | 0.54327 | 0.33919 | 0.45331 | 0.75625 | 0.27072 | 0.69317 | 0.27398 | 0.60725 | 0.27758 | 0.79907 | 0.74733 | 0.84781 | 0.16912 | 0.74304 | 0.80389 | 0.66556 | 0.53628 | 0.33979 | 0.44881 | 0.74485 | 0.28706 | 0.74882 | 0.30351 | 0.60823 | 0.27081 | 0.87399 | 0.84781 | 0.89454 | 0.16979 | 0
Oct | 22 | 14 | Weekend | Sunday | 0.96094 | 1 | 0.98107 | 0.60306 | 0.0044583 | 0.60306 | 0.60306 | 0.80075 | 0.60306 | 0.96094 | 0.96094 | 0.71315 | 0.78518 | 0.61346 | 0.53757 | 0.31839 | 0.49178 | 0.76242 | 0.26762 | 0.69226 | 0.28285 | 0.59795 | 0.27474 | 0.80075 | 0.74987 | 0.83178 | 0.16868 | 0.74333 | 0.78097 | 0.66811 | 0.53052 | 0.31888 | 0.48508 | 0.75515 | 0.28686 | 0.74859 | 0.31151 | 0.60498 | 0.27045 | 0.87699 | 0.85082 | 0.87975 | 0.16979 | 0
Oct | 22 | 15 | Weekend | Sunday | 0.92364 | 0.98793 | 0.95281 | 0.65895 | 0.0044583 | 0.65895 | 0.65895 | 0.79484 | 0.65895 | 0.92364 | 0.92364 | 0.90341 | 0.7831 | 0.64548 | 0.56016 | 0.30292 | 0.66101 | 0.71548 | 0.26472 | 0.6893 | 0.2608 | 0.59109 | 0.27622 | 0.79484 | 0.74553 | 0.83121 | 0.096035 | 0.91549 | 0.77776 | 0.73066 | 0.55258 | 0.30331 | 0.66209 | 0.69976 | 0.28218 | 0.74487 | 0.29025 | 0.63612 | 0.26979 | 0.87051 | 0.8459 | 0.87688 | 0.097885 | 0
Oct | 22 | 16 | Weekend | Sunday | 0.84585 | 0.94712 | 0.92556 | 0.76254 | 0.55754 | 0.76254 | 0.76254 | 0.73084 | 0.76254 | 0.84585 | 0.84585 | 0.92196 | 0.76353 | 0.70587 | 0.47289 | 0.3066 | 0.85631 | 0.67099 | 0.26819 | 0.85915 | 0.22693 | 0.67106 | 0.28036 | 0.73084 | 0.69561 | 0.79205 | 0.12048 | 0.92759 | 0.75406 | 0.78532 | 0.45958 | 0.30727 | 0.85672 | 0.65221 | 0.28539 | 0.93025 | 0.25162 | 0.72034 | 0.27456 | 0.79348 | 0.78243 | 0.81721 | 0.1228 | 0
Oct | 22 | 17 | Weekend | Sunday | 0.80111 | 0.91389 | 0.89989 | 0.89436 | 1 | 0.89436 | 0.89436 | 0.65626 | 0.89436 | 0.80111 | 0.80111 | 0.98397 | 0.76032 | 0.85138 | 0.29334 | 0.24598 | 1 | 0.51102 | 0.29637 | 0.92463 | 0.21773 | 0.8573 | 0.33855 | 0.65626 | 0.6714 | 0.82666 | 0.21824 | 1 | 0.74288 | 0.94764 | 0.29527 | 0.24605 | 1 | 0.4868 | 0.31825 | 0.99523 | 0.24092 | 0.92297 | 0.33588 | 0.7011 | 0.74022 | 0.83007 | 0.22244 | 0
Oct | 22 | 18 | Weekend | Sunday | 0.80623 | 0.91878 | 0.87336 | 0.98466 | 1 | 0.98466 | 0.98466 | 0.48289 | 0.98466 | 0.80623 | 0.80623 | 0.79953 | 0.75637 | 0.88672 | 0.27583 | 0.25373 | 0.97628 | 0.51942 | 0.30391 | 0.9312 | 0.19443 | 0.8777 | 0.35365 | 0.48289 | 0.53178 | 0.74435 | 0.22801 | 0.83698 | 0.73602 | 0.95474 | 0.27756 | 0.25436 | 0.97831 | 0.49008 | 0.32322 | 1 | 0.21592 | 0.93645 | 0.35 | 0.51299 | 0.58217 | 0.7247 | 0.23241 | 0
Oct | 22 | 19 | Weekend | Sunday | 0.79386 | 0.9073 | 0.84849 | 1 | 1 | 1 | 1 | 0.45758 | 1 | 0.79386 | 0.79386 | 0.78861 | 0.7178 | 0.92308 | 0.27583 | 0.25424 | 0.95312 | 0.48646 | 0.3023 | 0.77068 | 0.19239 | 0.93719 | 0.35365 | 0.45758 | 0.51185 | 0.71095 | 0.22801 | 0.82862 | 0.68714 | 1 | 0.27756 | 0.25436 | 0.96044 | 0.44041 | 0.32306 | 0.82176 | 0.21318 | 1 | 0.35 | 0.47507 | 0.54256 | 0.6804 | 0.23241 | 0
Oct | 22 | 20 | Weekend | Sunday | 0.76248 | 0.86588 | 0.8224 | 0.91272 | 1 | 0.91272 | 0.91272 | 0.24663 | 0.91272 | 0.76248 | 0.76248 | 0.76688 | 0.71186 | 0.89094 | 0.25521 | 0.25424 | 0.81335 | 0.40967 | 0.30056 | 0.772 | 0.19405 | 0.919 | 0.35365 | 0.24663 | 0.31246 | 0.57609 | 0.23086 | 0.81894 | 0.67799 | 0.95613 | 0.25658 | 0.25436 | 0.82235 | 0.37001 | 0.32223 | 0.81625 | 0.20439 | 0.97513 | 0.35 | 0.27012 | 0.35453 | 0.56388 | 0.23286 | 0
Oct | 22 | 21 | Weekend | Sunday | 0.68946 | 0.78566 | 0.79046 | 0.81842 | 1 | 0.81842 | 0.81842 | 0.19044 | 0.81842 | 0.68946 | 0.68946 | 0.73157 | 0.70347 | 0.84359 | 0.23417 | 0.25373 | 0.64363 | 0.41504 | 0.30199 | 0.76608 | 0.18378 | 0.71019 | 0.35365 | 0.19044 | 0.25664 | 0.33249 | 0.23357 | 0.81244 | 0.66579 | 0.82226 | 0.23561 | 0.25436 | 0.64422 | 0.35709 | 0.32117 | 0.80934 | 0.20372 | 0.73618 | 0.35 | 0.20858 | 0.2912 | 0.36566 | 0.23329 | 0
Oct | 22 | 22 | Weekend | Sunday | 0.66086 | 0.75281 | 0.75221 | 0.7037 | 1 | 0.7037 | 0.7037 | 0.19044 | 0.7037 | 0.66086 | 0.66086 | 0.70633 | 0.70268 | 0.61465 | 0.21332 | 0.25398 | 0.48358 | 0.38644 | 0.3037 | 0.80308 | 0.18478 | 0.47489 | 0.35365 | 0.19044 | 0.25664 | 0.442 | 0.23578 | 0.82686 | 0.66392 | 0.61928 | 0.21463 | 0.25436 | 0.49274 | 0.33391 | 0.32507 | 0.84763 | 0.20517 | 0.48661 | 0.35 | 0.20858 | 0.2912 | 0.48566 | 0.23363 | 0
Oct | 22 | 23 | Weekend | Sunday | 0.61896 | 0.75232 | 0.73656 | 0.58953 | 1 | 0.58953 | 0.58953 | 0.19519 | 0.58953 | 0.61896 | 0.61896 | 0.52485 | 0.66802 | 0.40429 | 0.23382 | 0.28306 | 0.38437 | 0.42105 | 0.30037 | 0.56594 | 0.18359 | 0.39126 | 0.38612 | 0.19519 | 0.2606 | 0.33694 | 0.2589 | 0.4737 | 0.62573 | 0.40144 | 0.23525 | 0.28389 | 0.38655 | 0.36291 | 0.32084 | 0.48164 | 0.20355 | 0.3863 | 0.38312 | 0.21378 | 0.29569 | 0.3706 | 0.23729 | 0
Oct | 23 | 24 | Weekday | Monday | 0.58761 | 0.71656 | 0.655 | 0.51481 | 1 | 0.51481 | 0.51481 | 0.19392 | 0.51481 | 0.58761 | 0.58761 | 0.23658 | 0.66502 | 0.36688 | 0.24343 | 0.29287 | 0.36994 | 0.37382 | 0.30153 | 0.30102 | 0.18375 | 0.36742 | 0.39545 | 0.19392 | 0.25955 | 0.31262 | 0.26687 | 0.31167 | 0.62151 | 0.37633 | 0.24497 | 0.29312 | 0.36998 | 0.32725 | 0.32081 | 0.33506 | 0.20354 | 0.36105 | 0.39346 | 0.21239 | 0.29449 | 0.34373 | 0.23856 | 0
Oct | 23 | 1 | Weekday | Monday | 0.57978 | 0.68296 | 0.64549 | 0.48202 | 1 | 0.48202 | 0.48202 | 0.19392 | 0.48202 | 0.57978 | 0.57978 | 0.23671 | 0.66054 | 0.34702 | 0.24344 | 0.29234 | 0.3642 | 0.42772 | 0.30069 | 0.30279 | 0.18408 | 0.34519 | 0.39774 | 0.19392 | 0.25955 | 0.30965 | 0.27268 | 0.31217 | 0.61577 | 0.35481 | 0.24497 | 0.29312 | 0.3614 | 0.36702 | 0.32076 | 0.33601 | 0.20352 | 0.33568 | 0.39346 | 0.21239 | 0.29449 | 0.34035 | 0.23942 | 0
Oct | 23 | 2 | Weekday | Monday | 0.57819 | 0.66979 | 0.64066 | 0.46463 | 1 | 0.46463 | 0.46463 | 0.19392 | 0.46463 | 0.57819 | 0.57819 | 0.2372 | 0.65914 | 0.3441 | 0.24341 | 0.29255 | 0.36561 | 0.38257 | 0.30105 | 0.30243 | 0.18371 | 0.34647 | 0.39682 | 0.19392 | 0.25955 | 0.3075 | 0.28109 | 0.31239 | 0.61359 | 0.35261 | 0.24497 | 0.29312 | 0.35727 | 0.33413 | 0.32071 | 0.33638 | 0.2035 | 0.33214 | 0.39346 | 0.21239 | 0.29449 | 0.33798 | 0.24075 | 0
Oct | 23 | 3 | Weekday | Monday | 0.57421 | 0.66871 | 0.64181 | 0.44863 | 1 | 0.44863 | 0.44863 | 0.19392 | 0.44863 | 0.57421 | 0.57421 | 0.24255 | 0.71057 | 0.37073 | 0.25386 | 0.29255 | 0.41647 | 0.55246 | 0.30428 | 0.31377 | 0.18547 | 0.36097 | 0.395 | 0.19392 | 0.25955 | 0.34992 | 0.28445 | 0.32008 | 0.6725 | 0.3716 | 0.25546 | 0.29312 | 0.40615 | 0.48375 | 0.32398 | 0.34909 | 0.20546 | 0.34539 | 0.39346 | 0.21239 | 0.29449 | 0.38495 | 0.24124 | 0
Oct | 23 | 4 | Weekday | Monday | 0.57817 | 0.67215 | 0.65701 | 0.45225 | 1 | 0.45225 | 0.45225 | 0.19392 | 0.45225 | 0.57817 | 0.57817 | 0.55925 | 0.76278 | 0.46363 | 0.29516 | 0.31203 | 0.5381 | 0.68864 | 0.30364 | 0.59762 | 0.1854 | 0.43235 | 0.41925 | 0.19392 | 0.25955 | 0.34774 | 0.28925 | 0.48052 | 0.67306 | 0.43748 | 0.29684 | 0.31251 | 0.51404 | 0.56677 | 0.3235 | 0.48702 | 0.20518 | 0.41843 | 0.41519 | 0.21239 | 0.29449 | 0.38227 | 0.24202 | 0
Oct | 23 | 5 | Weekday | Monday | 0.56391 | 0.69692 | 0.70225 | 0.55013 | 1 | 0.55013 | 0.55013 | 0.82052 | 0.55013 | 0.56391 | 0.56391 | 0.82365 | 0.85982 | 0.77617 | 0.47966 | 0.65364 | 0.70673 | 0.84549 | 0.61604 | 1 | 0.66765 | 0.7191 | 0.59469 | 0.82052 | 0.92158 | 0.71807 | 0.46926 | 0.80392 | 0.82348 | 0.74022 | 0.40715 | 0.65617 | 0.62857 | 0.7896 | 0.36833 | 0.97586 | 0.35843 | 0.72026 | 0.56872 | 0.41586 | 0.428 | 0.56697 | 0.37258 | 0
Oct | 23 | 6 | Weekday | Monday | 0.59647 | 0.74031 | 0.77401 | 0.65469 | 0.50223 | 0.65469 | 0.65469 | 0.70667 | 0.65469 | 0.59647 | 0.59647 | 0.91721 | 0.92076 | 0.98295 | 0.54041 | 0.66517 | 0.67873 | 0.92915 | 0.82204 | 0.92424 | 0.8613 | 0.85563 | 0.56534 | 0.70667 | 0.73856 | 0.70159 | 0.61436 | 0.88233 | 0.89664 | 0.90743 | 0.47794 | 0.66044 | 0.59324 | 0.89198 | 0.68352 | 0.89546 | 0.62905 | 0.86407 | 0.49319 | 0.41853 | 0.36661 | 0.56045 | 0.55432 | 0
Oct | 23 | 7 | Weekday | Monday | 0.64563 | 0.76864 | 0.82393 | 0.67995 | 0.0044583 | 0.67995 | 0.67995 | 0.84006 | 0.67995 | 0.64563 | 0.64563 | 0.92722 | 0.95153 | 0.83951 | 0.95548 | 1 | 0.65241 | 0.95096 | 0.99893 | 0.75645 | 0.92987 | 0.77401 | 0.96904 | 0.84006 | 0.85528 | 0.90609 | 0.85333 | 0.88042 | 0.9344 | 0.78907 | 0.93833 | 1 | 0.56961 | 0.92383 | 0.93419 | 0.72006 | 0.79384 | 0.7583 | 0.96421 | 0.64789 | 0.60415 | 0.81886 | 0.8275 | 0
Oct | 23 | 8 | Weekday | Monday | 0.70062 | 0.80348 | 0.84561 | 0.71054 | 0.0044583 | 0.71054 | 0.71054 | 1 | 0.71054 | 0.70062 | 0.70062 | 0.75372 | 0.98015 | 0.73911 | 0.93366 | 0.90676 | 0.57895 | 0.99774 | 0.98643 | 0.73493 | 0.9156 | 0.73347 | 0.96879 | 1 | 1 | 0.95637 | 1 | 0.72314 | 0.96863 | 0.7252 | 0.92468 | 0.90761 | 0.50829 | 0.98578 | 0.94168 | 0.72103 | 0.81828 | 0.72771 | 0.96759 | 0.93671 | 0.91563 | 0.9131 | 0.99981 | 0
Oct | 23 | 9 | Weekday | Monday | 0.77832 | 0.84061 | 0.85431 | 0.69797 | 0.0044583 | 0.69797 | 0.69797 | 0.98976 | 0.69797 | 0.77832 | 0.77832 | 0.92637 | 0.99196 | 0.61403 | 0.92552 | 0.88874 | 0.50844 | 0.99887 | 1 | 0.86791 | 0.93293 | 0.56095 | 0.97659 | 0.98976 | 0.97278 | 0.91968 | 0.99137 | 0.88191 | 0.98391 | 0.6103 | 0.91951 | 0.88964 | 0.44641 | 0.98875 | 0.97469 | 0.89642 | 0.87099 | 0.54517 | 0.97589 | 0.97443 | 0.95784 | 0.8925 | 0.99981 | 0
Oct | 23 | 10 | Weekday | Monday | 0.85029 | 0.87594 | 0.863 | 0.69531 | 0.0044583 | 0.69531 | 0.69531 | 0.95086 | 0.69531 | 0.85029 | 0.85029 | 0.91484 | 0.99954 | 0.58103 | 0.9503 | 0.90636 | 0.49855 | 1 | 0.99101 | 0.88953 | 0.93909 | 0.55602 | 0.98536 | 0.95086 | 0.91703 | 1 | 0.98744 | 0.90233 | 0.99457 | 0.60678 | 0.94538 | 0.90684 | 0.45687 | 0.99691 | 0.99261 | 0.93972 | 0.90963 | 0.54769 | 0.98475 | 0.97466 | 0.95802 | 1 | 0.99981 | 0
Oct | 23 | 11 | Weekday | Monday | 0.88246 | 0.90481 | 0.86582 | 0.69084 | 0.0044583 | 0.69084 | 0.69084 | 0.93518 | 0.69084 | 0.88246 | 0.88246 | 0.88251 | 0.97708 | 0.58427 | 0.9219 | 0.91324 | 0.48465 | 0.95817 | 0.992 | 0.85465 | 0.96482 | 0.56151 | 0.94574 | 0.93518 | 0.89436 | 0.93969 | 0.89457 | 0.8992 | 0.97283 | 0.61426 | 0.9148 | 0.91281 | 0.45443 | 0.95134 | 1 | 0.91611 | 0.95212 | 0.55253 | 0.94091 | 0.97541 | 0.95952 | 0.94527 | 0.90637 | 0
Oct | 23 | 12 | Weekday | Monday | 0.86406 | 0.91547 | 0.8627 | 0.6906 | 0.0044583 | 0.6906 | 0.6906 | 0.92553 | 0.6906 | 0.86406 | 0.86406 | 0.73085 | 1 | 0.56573 | 0.96737 | 0.91966 | 0.47476 | 0.99513 | 0.99309 | 0.84425 | 0.98668 | 0.56082 | 0.99897 | 0.92553 | 0.88095 | 0.92911 | 0.98391 | 0.73848 | 0.99781 | 0.59345 | 0.96508 | 0.91916 | 0.45336 | 0.99788 | 0.98681 | 0.9097 | 0.97616 | 0.55795 | 0.99711 | 0.97748 | 0.96182 | 0.9412 | 0.99981 | 0
Oct | 23 | 13 | Weekday | Monday | 0.83775 | 0.92108 | 0.8642 | 0.67884 | 0.0044583 | 0.67884 | 0.67884 | 0.92302 | 0.67884 | 0.83775 | 0.83775 | 0.70314 | 0.9981 | 0.57204 | 0.9758 | 0.88196 | 0.46489 | 0.99725 | 0.99278 | 0.69055 | 1 | 0.56187 | 0.99936 | 0.92302 | 0.87845 | 0.91058 | 0.98317 | 0.73594 | 0.99842 | 0.6008 | 0.97728 | 0.88326 | 0.45102 | 1 | 0.99528 | 0.73182 | 1 | 0.55913 | 0.99935 | 0.98022 | 0.96505 | 0.92492 | 0.99985 | 0
Oct | 23 | 14 | Weekday | Monday | 0.824 | 0.92741 | 0.85395 | 0.67052 | 0.0044583 | 0.67052 | 0.67052 | 0.91915 | 0.67052 | 0.824 | 0.824 | 0.75126 | 0.99634 | 0.5664 | 0.97159 | 0.8766 | 0.49921 | 0.96098 | 0.98983 | 0.69683 | 0.98885 | 0.56139 | 1 | 0.91915 | 0.87609 | 0.89496 | 0.98327 | 0.73355 | 0.99788 | 0.59287 | 0.97315 | 0.87808 | 0.48368 | 0.97607 | 0.98385 | 0.72987 | 0.99766 | 0.55592 | 1 | 0.98192 | 0.96801 | 0.91077 | 1 | 0
Oct | 23 | 15 | Weekday | Monday | 0.79898 | 0.92212 | 0.83728 | 0.71385 | 0.0044583 | 0.71385 | 0.71385 | 0.9204 | 0.71385 | 0.79898 | 0.79898 | 0.93145 | 0.998 | 0.58998 | 1 | 0.89395 | 0.66558 | 0.9574 | 0.93598 | 0.69571 | 0.91361 | 0.55364 | 0.99703 | 0.9204 | 0.88231 | 0.89601 | 0.98368 | 0.89096 | 1 | 0.64594 | 1 | 0.89458 | 0.65928 | 0.97278 | 0.95324 | 0.7255 | 0.94725 | 0.58984 | 0.99608 | 0.98041 | 0.96736 | 0.90833 | 0.99987 | 0
Oct | 23 | 16 | Weekday | Monday | 0.75396 | 0.8946 | 0.82184 | 0.8 | 0.50223 | 0.8 | 0.8 | 0.95149 | 0.8 | 0.75396 | 0.75396 | 0.94457 | 0.99433 | 0.68743 | 0.89295 | 0.84243 | 0.82343 | 0.95902 | 0.71365 | 0.86523 | 0.77319 | 0.67283 | 0.65407 | 0.95149 | 0.93057 | 0.90469 | 0.31465 | 0.90668 | 0.99647 | 0.72721 | 0.88897 | 0.84392 | 0.81464 | 0.97145 | 0.70646 | 0.91569 | 0.75823 | 0.71356 | 0.65076 | 1 | 1 | 0.90711 | 0.32071 | 0
Oct | 23 | 17 | Weekday | Monday | 0.73534 | 0.86787 | 0.80756 | 0.91017 | 1 | 0.91017 | 0.91017 | 0.8636 | 0.91017 | 0.73534 | 0.73534 | 1 | 0.82576 | 0.8953 | 0.75895 | 0.69099 | 0.97183 | 0.65721 | 0.76009 | 0.93776 | 0.77325 | 0.80857 | 0.67027 | 0.8636 | 0.89332 | 0.94162 | 0.2258 | 0.97396 | 0.81433 | 0.89335 | 0.74371 | 0.69225 | 0.96365 | 0.64772 | 0.74008 | 0.98047 | 0.73713 | 0.84255 | 0.66669 | 0.87966 | 0.92654 | 0.93204 | 0.22689 | 0
Oct | 23 | 18 | Weekday | Monday | 0.74724 | 0.87349 | 0.79249 | 0.98508 | 1 | 0.98508 | 0.98508 | 0.86851 | 0.98508 | 0.74724 | 0.74724 | 0.83341 | 0.81735 | 0.87115 | 0.73063 | 0.69455 | 0.94886 | 0.667 | 0.77343 | 0.95129 | 0.7599 | 0.83426 | 0.68153 | 0.86851 | 0.91198 | 0.89716 | 0.23723 | 0.8164 | 0.80349 | 0.90819 | 0.71062 | 0.69658 | 0.94159 | 0.65145 | 0.74006 | 0.98564 | 0.71715 | 0.87585 | 0.67437 | 0.85439 | 0.90218 | 0.86938 | 0.23386 | 0
Oct | 23 | 19 | Weekday | Monday | 0.74968 | 0.86216 | 0.77298 | 0.98392 | 1 | 0.98392 | 0.98392 | 0.823 | 0.98392 | 0.74968 | 0.74968 | 0.82684 | 0.74105 | 0.92848 | 0.61414 | 0.61507 | 0.92935 | 0.59202 | 0.77926 | 0.79778 | 0.7663 | 0.91983 | 0.64406 | 0.823 | 0.87386 | 0.82145 | 0.24442 | 0.8139 | 0.71261 | 0.97842 | 0.58313 | 0.61649 | 0.92613 | 0.54648 | 0.73841 | 0.80962 | 0.70821 | 0.96688 | 0.63031 | 0.78495 | 0.82925 | 0.77505 | 0.235 | 0
Oct | 23 | 20 | Weekday | Monday | 0.73188 | 0.82712 | 0.75179 | 0.88721 | 1 | 0.88721 | 0.88721 | 0.35435 | 0.88721 | 0.73188 | 0.73188 | 0.82384 | 0.7165 | 0.95629 | 0.58979 | 0.62252 | 0.79504 | 0.41747 | 0.30813 | 0.80836 | 0.18664 | 0.8876 | 0.64654 | 0.35435 | 0.41348 | 0.60293 | 0.24628 | 0.81113 | 0.68517 | 0.93879 | 0.55456 | 0.62454 | 0.79148 | 0.39362 | 0.32104 | 0.807 | 0.20368 | 0.91546 | 0.63025 | 0.37452 | 0.45069 | 0.56082 | 0.2353 | 0
Oct | 23 | 21 | Weekday | Monday | 0.67052 | 0.75854 | 0.72748 | 0.79582 | 1 | 0.79582 | 0.79582 | 0.19392 | 0.79582 | 0.67052 | 0.67052 | 0.79862 | 0.67206 | 0.77453 | 0.2949 | 0.31203 | 0.63509 | 0.40383 | 0.3036 | 0.81431 | 0.18454 | 0.64577 | 0.41559 | 0.19392 | 0.25955 | 0.32353 | 0.25913 | 0.80944 | 0.63306 | 0.75239 | 0.29684 | 0.31251 | 0.61929 | 0.35431 | 0.32067 | 0.80432 | 0.20346 | 0.65541 | 0.41519 | 0.21239 | 0.29449 | 0.35557 | 0.23733 | 0
Oct | 23 | 22 | Weekday | Monday | 0.64612 | 0.73349 | 0.69832 | 0.69204 | 1 | 0.69204 | 0.69204 | 0.19392 | 0.69204 | 0.64612 | 0.64612 | 0.77796 | 0.6675 | 0.55314 | 0.25386 | 0.29224 | 0.48537 | 0.37966 | 0.30675 | 0.85872 | 0.18621 | 0.4398 | 0.39865 | 0.19392 | 0.25955 | 0.43318 | 0.26357 | 0.82538 | 0.6269 | 0.54153 | 0.25546 | 0.29312 | 0.47353 | 0.33574 | 0.32492 | 0.84404 | 0.20513 | 0.43615 | 0.39346 | 0.21239 | 0.29449 | 0.47632 | 0.23804 | 0
Oct | 23 | 23 | Weekday | Monday | 0.60649 | 0.7379 | 0.67501 | 0.58216 | 1 | 0.58216 | 0.58216 | 0.19519 | 0.58216 | 0.60649 | 0.60649 | 0.52485 | 0.66802 | 0.40429 | 0.23382 | 0.28306 | 0.38437 | 0.42105 | 0.30037 | 0.56594 | 0.18359 | 0.39126 | 0.38612 | 0.19519 | 0.2606 | 0.33694 | 0.2589 | 0.4737 | 0.62573 | 0.40144 | 0.23525 | 0.28389 | 0.38655 | 0.36291 | 0.32084 | 0.48164 | 0.20355 | 0.3863 | 0.38312 | 0.21378 | 0.29569 | 0.3706 | 0.23729 | 0
Oct | 24 | 24 | Weekday | Tuesday | 0.58761 | 0.71656 | 0.655 | 0.51481 | 1 | 0.51481 | 0.51481 | 0.19392 | 0.51481 | 0.58761 | 0.58761 | 0.23658 | 0.66502 | 0.36688 | 0.24343 | 0.29287 | 0.36994 | 0.37382 | 0.30153 | 0.30102 | 0.18375 | 0.36742 | 0.39545 | 0.19392 | 0.25955 | 0.31262 | 0.26687 | 0.31167 | 0.62151 | 0.37633 | 0.24497 | 0.29312 | 0.36998 | 0.32725 | 0.32081 | 0.33506 | 0.20354 | 0.36105 | 0.39346 | 0.21239 | 0.29449 | 0.34373 | 0.23856 | 0
Oct | 24 | 1 | Weekday | Tuesday | 0.57978 | 0.68296 | 0.64549 | 0.48202 | 1 | 0.48202 | 0.48202 | 0.19392 | 0.48202 | 0.57978 | 0.57978 | 0.23671 | 0.66054 | 0.34702 | 0.24344 | 0.29234 | 0.3642 | 0.42772 | 0.30069 | 0.30279 | 0.18408 | 0.34519 | 0.39774 | 0.19392 | 0.25955 | 0.30965 | 0.27268 | 0.31217 | 0.61577 | 0.35481 | 0.24497 | 0.29312 | 0.3614 | 0.36702 | 0.32076 | 0.33601 | 0.20352 | 0.33568 | 0.39346 | 0.21239 | 0.29449 | 0.34035 | 0.23942 | 0
Oct | 24 | 2 | Weekday | Tuesday | 0.57819 | 0.66979 | 0.64066 | 0.46463 | 1 | 0.46463 | 0.46463 | 0.19392 | 0.46463 | 0.57819 | 0.57819 | 0.2372 | 0.65914 | 0.3441 | 0.24341 | 0.29255 | 0.36561 | 0.38257 | 0.30105 | 0.30243 | 0.18371 | 0.34647 | 0.39682 | 0.19392 | 0.25955 | 0.3075 | 0.28109 | 0.31239 | 0.61359 | 0.35261 | 0.24497 | 0.29312 | 0.35727 | 0.33413 | 0.32071 | 0.33638 | 0.2035 | 0.33214 | 0.39346 | 0.21239 | 0.29449 | 0.33798 | 0.24075 | 0
Oct | 24 | 3 | Weekday | Tuesday | 0.57421 | 0.66871 | 0.64181 | 0.44863 | 1 | 0.44863 | 0.44863 | 0.19392 | 0.44863 | 0.57421 | 0.57421 | 0.24255 | 0.71057 | 0.37073 | 0.25386 | 0.29255 | 0.41647 | 0.55246 | 0.30428 | 0.31377 | 0.18547 | 0.36097 | 0.395 | 0.19392 | 0.25955 | 0.34992 | 0.28445 | 0.32008 | 0.6725 | 0.3716 | 0.25546 | 0.29312 | 0.40615 | 0.48375 | 0.32398 | 0.34909 | 0.20546 | 0.34539 | 0.39346 | 0.21239 | 0.29449 | 0.38495 | 0.24124 | 0
Oct | 24 | 4 | Weekday | Tuesday | 0.57817 | 0.67215 | 0.65701 | 0.45225 | 1 | 0.45225 | 0.45225 | 0.19392 | 0.45225 | 0.57817 | 0.57817 | 0.55925 | 0.76278 | 0.46363 | 0.29516 | 0.31203 | 0.5381 | 0.68864 | 0.30364 | 0.59762 | 0.1854 | 0.43235 | 0.41925 | 0.19392 | 0.25955 | 0.34774 | 0.28925 | 0.48052 | 0.67306 | 0.43748 | 0.29684 | 0.31251 | 0.51404 | 0.56677 | 0.3235 | 0.48702 | 0.20518 | 0.41843 | 0.41519 | 0.21239 | 0.29449 | 0.38227 | 0.24202 | 0
Oct | 24 | 5 | Weekday | Tuesday | 0.56391 | 0.69692 | 0.70225 | 0.55013 | 1 | 0.55013 | 0.55013 | 0.82052 | 0.55013 | 0.56391 | 0.56391 | 0.82365 | 0.85982 | 0.77617 | 0.47966 | 0.65364 | 0.70673 | 0.84549 | 0.61604 | 1 | 0.66765 | 0.7191 | 0.59469 | 0.82052 | 0.92158 | 0.71807 | 0.46926 | 0.80392 | 0.82348 | 0.74022 | 0.40715 | 0.65617 | 0.62857 | 0.7896 | 0.36833 | 0.97586 | 0.35843 | 0.72026 | 0.56872 | 0.41586 | 0.428 | 0.56697 | 0.37258 | 0
Oct | 24 | 6 | Weekday | Tuesday | 0.59647 | 0.74031 | 0.77401 | 0.65469 | 0.50223 | 0.65469 | 0.65469 | 0.70667 | 0.65469 | 0.59647 | 0.59647 | 0.91721 | 0.92076 | 0.98295 | 0.54041 | 0.66517 | 0.67873 | 0.92915 | 0.82204 | 0.92424 | 0.8613 | 0.85563 | 0.56534 | 0.70667 | 0.73856 | 0.70159 | 0.61436 | 0.88233 | 0.89664 | 0.90743 | 0.47794 | 0.66044 | 0.59324 | 0.89198 | 0.68352 | 0.89546 | 0.62905 | 0.86407 | 0.49319 | 0.41853 | 0.36661 | 0.56045 | 0.55432 | 0
Oct | 24 | 7 | Weekday | Tuesday | 0.64563 | 0.76864 | 0.82393 | 0.67995 | 0.0044583 | 0.67995 | 0.67995 | 0.84006 | 0.67995 | 0.64563 | 0.64563 | 0.92722 | 0.95153 | 0.83951 | 0.95548 | 1 | 0.65241 | 0.95096 | 0.99893 | 0.75645 | 0.92987 | 0.77401 | 0.96904 | 0.84006 | 0.85528 | 0.90609 | 0.85333 | 0.88042 | 0.9344 | 0.78907 | 0.93833 | 1 | 0.56961 | 0.92383 | 0.93419 | 0.72006 | 0.79384 | 0.7583 | 0.96421 | 0.64789 | 0.60415 | 0.81886 | 0.8275 | 0
Oct | 24 | 8 | Weekday | Tuesday | 0.70062 | 0.80348 | 0.84561 | 0.71054 | 0.0044583 | 0.71054 | 0.71054 | 1 | 0.71054 | 0.70062 | 0.70062 | 0.75372 | 0.98015 | 0.73911 | 0.93366 | 0.90676 | 0.57895 | 0.99774 | 0.98643 | 0.73493 | 0.9156 | 0.73347 | 0.96879 | 1 | 1 | 0.95637 | 1 | 0.72314 | 0.96863 | 0.7252 | 0.92468 | 0.90761 | 0.50829 | 0.98578 | 0.94168 | 0.72103 | 0.81828 | 0.72771 | 0.96759 | 0.93671 | 0.91563 | 0.9131 | 0.99981 | 0
Oct | 24 | 9 | Weekday | Tuesday | 0.77832 | 0.84061 | 0.85431 | 0.69797 | 0.0044583 | 0.69797 | 0.69797 | 0.98976 | 0.69797 | 0.77832 | 0.77832 | 0.92637 | 0.99196 | 0.61403 | 0.92552 | 0.88874 | 0.50844 | 0.99887 | 1 | 0.86791 | 0.93293 | 0.56095 | 0.97659 | 0.98976 | 0.97278 | 0.91968 | 0.99137 | 0.88191 | 0.98391 | 0.6103 | 0.91951 | 0.88964 | 0.44641 | 0.98875 | 0.97469 | 0.89642 | 0.87099 | 0.54517 | 0.97589 | 0.97443 | 0.95784 | 0.8925 | 0.99981 | 0
Oct | 24 | 10 | Weekday | Tuesday | 0.85029 | 0.87594 | 0.863 | 0.69531 | 0.0044583 | 0.69531 | 0.69531 | 0.95086 | 0.69531 | 0.85029 | 0.85029 | 0.91484 | 0.99954 | 0.58103 | 0.9503 | 0.90636 | 0.49855 | 1 | 0.99101 | 0.88953 | 0.93909 | 0.55602 | 0.98536 | 0.95086 | 0.91703 | 1 | 0.98744 | 0.90233 | 0.99457 | 0.60678 | 0.94538 | 0.90684 | 0.45687 | 0.99691 | 0.99261 | 0.93972 | 0.90963 | 0.54769 | 0.98475 | 0.97466 | 0.95802 | 1 | 0.99981 | 0
Oct | 24 | 11 | Weekday | Tuesday | 0.88246 | 0.90481 | 0.86582 | 0.69084 | 0.0044583 | 0.69084 | 0.69084 | 0.93518 | 0.69084 | 0.88246 | 0.88246 | 0.88251 | 0.97708 | 0.58427 | 0.9219 | 0.91324 | 0.48465 | 0.95817 | 0.992 | 0.85465 | 0.96482 | 0.56151 | 0.94574 | 0.93518 | 0.89436 | 0.93969 | 0.89457 | 0.8992 | 0.97283 | 0.61426 | 0.9148 | 0.91281 | 0.45443 | 0.95134 | 1 | 0.91611 | 0.95212 | 0.55253 | 0.94091 | 0.97541 | 0.95952 | 0.94527 | 0.90637 | 0
Oct | 24 | 12 | Weekday | Tuesday | 0.86406 | 0.91547 | 0.8627 | 0.6906 | 0.0044583 | 0.6906 | 0.6906 | 0.92553 | 0.6906 | 0.86406 | 0.86406 | 0.73085 | 1 | 0.56573 | 0.96737 | 0.91966 | 0.47476 | 0.99513 | 0.99309 | 0.84425 | 0.98668 | 0.56082 | 0.99897 | 0.92553 | 0.88095 | 0.92911 | 0.98391 | 0.73848 | 0.99781 | 0.59345 | 0.96508 | 0.91916 | 0.45336 | 0.99788 | 0.98681 | 0.9097 | 0.97616 | 0.55795 | 0.99711 | 0.97748 | 0.96182 | 0.9412 | 0.99981 | 0
Oct | 24 | 13 | Weekday | Tuesday | 0.83775 | 0.92108 | 0.8642 | 0.67884 | 0.0044583 | 0.67884 | 0.67884 | 0.92302 | 0.67884 | 0.83775 | 0.83775 | 0.70314 | 0.9981 | 0.57204 | 0.9758 | 0.88196 | 0.46489 | 0.99725 | 0.99278 | 0.69055 | 1 | 0.56187 | 0.99936 | 0.92302 | 0.87845 | 0.91058 | 0.98317 | 0.73594 | 0.99842 | 0.6008 | 0.97728 | 0.88326 | 0.45102 | 1 | 0.99528 | 0.73182 | 1 | 0.55913 | 0.99935 | 0.98022 | 0.96505 | 0.92492 | 0.99985 | 0
Oct | 24 | 14 | Weekday | Tuesday | 0.824 | 0.92741 | 0.85395 | 0.67052 | 0.0044583 | 0.67052 | 0.67052 | 0.91915 | 0.67052 | 0.824 | 0.824 | 0.75126 | 0.99634 | 0.5664 | 0.97159 | 0.8766 | 0.49921 | 0.96098 | 0.98983 | 0.69683 | 0.98885 | 0.56139 | 1 | 0.91915 | 0.87609 | 0.89496 | 0.98327 | 0.73355 | 0.99788 | 0.59287 | 0.97315 | 0.87808 | 0.48368 | 0.97607 | 0.98385 | 0.72987 | 0.99766 | 0.55592 | 1 | 0.98192 | 0.96801 | 0.91077 | 1 | 0
Oct | 24 | 15 | Weekday | Tuesday | 0.79898 | 0.92212 | 0.83728 | 0.71385 | 0.0044583 | 0.71385 | 0.71385 | 0.9204 | 0.71385 | 0.79898 | 0.79898 | 0.93145 | 0.998 | 0.58998 | 1 | 0.89395 | 0.66558 | 0.9574 | 0.93598 | 0.69571 | 0.91361 | 0.55364 | 0.99703 | 0.9204 | 0.88231 | 0.89601 | 0.98368 | 0.89096 | 1 | 0.64594 | 1 | 0.89458 | 0.65928 | 0.97278 | 0.95324 | 0.7255 | 0.94725 | 0.58984 | 0.99608 | 0.98041 | 0.96736 | 0.90833 | 0.99987 | 0
Oct | 24 | 16 | Weekday | Tuesday | 0.75396 | 0.8946 | 0.82184 | 0.8 | 0.50223 | 0.8 | 0.8 | 0.95149 | 0.8 | 0.75396 | 0.75396 | 0.94457 | 0.99433 | 0.68743 | 0.89295 | 0.84243 | 0.82343 | 0.95902 | 0.71365 | 0.86523 | 0.77319 | 0.67283 | 0.65407 | 0.95149 | 0.93057 | 0.90469 | 0.31465 | 0.90668 | 0.99647 | 0.72721 | 0.88897 | 0.84392 | 0.81464 | 0.97145 | 0.70646 | 0.91569 | 0.75823 | 0.71356 | 0.65076 | 1 | 1 | 0.90711 | 0.32071 | 0
Oct | 24 | 17 | Weekday | Tuesday | 0.73534 | 0.86787 | 0.80756 | 0.91017 | 1 | 0.91017 | 0.91017 | 0.8636 | 0.91017 | 0.73534 | 0.73534 | 1 | 0.82576 | 0.8953 | 0.75895 | 0.69099 | 0.97183 | 0.65721 | 0.76009 | 0.93776 | 0.77325 | 0.80857 | 0.67027 | 0.8636 | 0.89332 | 0.94162 | 0.2258 | 0.97396 | 0.81433 | 0.89335 | 0.74371 | 0.69225 | 0.96365 | 0.64772 | 0.74008 | 0.98047 | 0.73713 | 0.84255 | 0.66669 | 0.87966 | 0.92654 | 0.93204 | 0.22689 | 0
Oct | 24 | 18 | Weekday | Tuesday | 0.74724 | 0.87349 | 0.79249 | 0.98508 | 1 | 0.98508 | 0.98508 | 0.86851 | 0.98508 | 0.74724 | 0.74724 | 0.83341 | 0.81735 | 0.87115 | 0.73063 | 0.69455 | 0.94886 | 0.667 | 0.77343 | 0.95129 | 0.7599 | 0.83426 | 0.68153 | 0.86851 | 0.91198 | 0.89716 | 0.23723 | 0.8164 | 0.80349 | 0.90819 | 0.71062 | 0.69658 | 0.94159 | 0.65145 | 0.74006 | 0.98564 | 0.71715 | 0.87585 | 0.67437 | 0.85439 | 0.90218 | 0.86938 | 0.23386 | 0
Oct | 24 | 19 | Weekday | Tuesday | 0.74968 | 0.86216 | 0.77298 | 0.98392 | 1 | 0.98392 | 0.98392 | 0.823 | 0.98392 | 0.74968 | 0.74968 | 0.82684 | 0.74105 | 0.92848 | 0.61414 | 0.61507 | 0.92935 | 0.59202 | 0.77926 | 0.79778 | 0.7663 | 0.91983 | 0.64406 | 0.823 | 0.87386 | 0.82145 | 0.24442 | 0.8139 | 0.71261 | 0.97842 | 0.58313 | 0.61649 | 0.92613 | 0.54648 | 0.73841 | 0.80962 | 0.70821 | 0.96688 | 0.63031 | 0.78495 | 0.82925 | 0.77505 | 0.235 | 0
Oct | 24 | 20 | Weekday | Tuesday | 0.73188 | 0.82712 | 0.75179 | 0.88721 | 1 | 0.88721 | 0.88721 | 0.35435 | 0.88721 | 0.73188 | 0.73188 | 0.82384 | 0.7165 | 0.95629 | 0.58979 | 0.62252 | 0.79504 | 0.41747 | 0.30813 | 0.80836 | 0.18664 | 0.8876 | 0.64654 | 0.35435 | 0.41348 | 0.60293 | 0.24628 | 0.81113 | 0.68517 | 0.93879 | 0.55456 | 0.62454 | 0.79148 | 0.39362 | 0.32104 | 0.807 | 0.20368 | 0.91546 | 0.63025 | 0.37452 | 0.45069 | 0.56082 | 0.2353 | 0
Oct | 24 | 21 | Weekday | Tuesday | 0.67052 | 0.75854 | 0.72748 | 0.79582 | 1 | 0.79582 | 0.79582 | 0.19392 | 0.79582 | 0.67052 | 0.67052 | 0.79862 | 0.67206 | 0.77453 | 0.2949 | 0.31203 | 0.63509 | 0.40383 | 0.3036 | 0.81431 | 0.18454 | 0.64577 | 0.41559 | 0.19392 | 0.25955 | 0.32353 | 0.25913 | 0.80944 | 0.63306 | 0.75239 | 0.29684 | 0.31251 | 0.61929 | 0.35431 | 0.32067 | 0.80432 | 0.20346 | 0.65541 | 0.41519 | 0.21239 | 0.29449 | 0.35557 | 0.23733 | 0
Oct | 24 | 22 | Weekday | Tuesday | 0.64612 | 0.73349 | 0.69832 | 0.69204 | 1 | 0.69204 | 0.69204 | 0.19392 | 0.69204 | 0.64612 | 0.64612 | 0.77796 | 0.6675 | 0.55314 | 0.25386 | 0.29224 | 0.48537 | 0.37966 | 0.30675 | 0.85872 | 0.18621 | 0.4398 | 0.39865 | 0.19392 | 0.25955 | 0.43318 | 0.26357 | 0.82538 | 0.6269 | 0.54153 | 0.25546 | 0.29312 | 0.47353 | 0.33574 | 0.32492 | 0.84404 | 0.20513 | 0.43615 | 0.39346 | 0.21239 | 0.29449 | 0.47632 | 0.23804 | 0
Oct | 24 | 23 | Weekday | Tuesday | 0.60649 | 0.7379 | 0.67501 | 0.58216 | 1 | 0.58216 | 0.58216 | 0.19519 | 0.58216 | 0.60649 | 0.60649 | 0.52485 | 0.66802 | 0.40429 | 0.23382 | 0.28306 | 0.38437 | 0.42105 | 0.30037 | 0.56594 | 0.18359 | 0.39126 | 0.38612 | 0.19519 | 0.2606 | 0.33694 | 0.2589 | 0.4737 | 0.62573 | 0.40144 | 0.23525 | 0.28389 | 0.38655 | 0.36291 | 0.32084 | 0.48164 | 0.20355 | 0.3863 | 0.38312 | 0.21378 | 0.29569 | 0.3706 | 0.23729 | 0
Oct | 25 | 24 | Weekday | Wednesday | 0.58761 | 0.71656 | 0.655 | 0.51481 | 1 | 0.51481 | 0.51481 | 0.19392 | 0.51481 | 0.58761 | 0.58761 | 0.23658 | 0.66502 | 0.36688 | 0.24343 | 0.29287 | 0.36994 | 0.37382 | 0.30153 | 0.30102 | 0.18375 | 0.36742 | 0.39545 | 0.19392 | 0.25955 | 0.31262 | 0.26687 | 0.31167 | 0.62151 | 0.37633 | 0.24497 | 0.29312 | 0.36998 | 0.32725 | 0.32081 | 0.33506 | 0.20354 | 0.36105 | 0.39346 | 0.21239 | 0.29449 | 0.34373 | 0.23856 | 0
Oct | 25 | 1 | Weekday | Wednesday | 0.57978 | 0.68296 | 0.64549 | 0.48202 | 1 | 0.48202 | 0.48202 | 0.19392 | 0.48202 | 0.57978 | 0.57978 | 0.23671 | 0.66054 | 0.34702 | 0.24344 | 0.29234 | 0.3642 | 0.42772 | 0.30069 | 0.30279 | 0.18408 | 0.34519 | 0.39774 | 0.19392 | 0.25955 | 0.30965 | 0.27268 | 0.31217 | 0.61577 | 0.35481 | 0.24497 | 0.29312 | 0.3614 | 0.36702 | 0.32076 | 0.33601 | 0.20352 | 0.33568 | 0.39346 | 0.21239 | 0.29449 | 0.34035 | 0.23942 | 0
Oct | 25 | 2 | Weekday | Wednesday | 0.57819 | 0.66979 | 0.64066 | 0.46463 | 1 | 0.46463 | 0.46463 | 0.19392 | 0.46463 | 0.57819 | 0.57819 | 0.2372 | 0.65914 | 0.3441 | 0.24341 | 0.29255 | 0.36561 | 0.38257 | 0.30105 | 0.30243 | 0.18371 | 0.34647 | 0.39682 | 0.19392 | 0.25955 | 0.3075 | 0.28109 | 0.31239 | 0.61359 | 0.35261 | 0.24497 | 0.29312 | 0.35727 | 0.33413 | 0.32071 | 0.33638 | 0.2035 | 0.33214 | 0.39346 | 0.21239 | 0.29449 | 0.33798 | 0.24075 | 0
Oct | 25 | 3 | Weekday | Wednesday | 0.57421 | 0.66871 | 0.64181 | 0.44863 | 1 | 0.44863 | 0.44863 | 0.19392 | 0.44863 | 0.57421 | 0.57421 | 0.24255 | 0.71057 | 0.37073 | 0.25386 | 0.29255 | 0.41647 | 0.55246 | 0.30428 | 0.31377 | 0.18547 | 0.36097 | 0.395 | 0.19392 | 0.25955 | 0.34992 | 0.28445 | 0.32008 | 0.6725 | 0.3716 | 0.25546 | 0.29312 | 0.40615 | 0.48375 | 0.32398 | 0.34909 | 0.20546 | 0.34539 | 0.39346 | 0.21239 | 0.29449 | 0.38495 | 0.24124 | 0
Oct | 25 | 4 | Weekday | Wednesday | 0.57817 | 0.67215 | 0.65701 | 0.45225 | 1 | 0.45225 | 0.45225 | 0.19392 | 0.45225 | 0.57817 | 0.57817 | 0.55925 | 0.76278 | 0.46363 | 0.29516 | 0.31203 | 0.5381 | 0.68864 | 0.30364 | 0.59762 | 0.1854 | 0.43235 | 0.41925 | 0.19392 | 0.25955 | 0.34774 | 0.28925 | 0.48052 | 0.67306 | 0.43748 | 0.29684 | 0.31251 | 0.51404 | 0.56677 | 0.3235 | 0.48702 | 0.20518 | 0.41843 | 0.41519 | 0.21239 | 0.29449 | 0.38227 | 0.24202 | 0
Oct | 25 | 5 | Weekday | Wednesday | 0.56391 | 0.69692 | 0.70225 | 0.55013 | 1 | 0.55013 | 0.55013 | 0.82052 | 0.55013 | 0.56391 | 0.56391 | 0.82365 | 0.85982 | 0.77617 | 0.47966 | 0.65364 | 0.70673 | 0.84549 | 0.61604 | 1 | 0.66765 | 0.7191 | 0.59469 | 0.82052 | 0.92158 | 0.71807 | 0.46926 | 0.80392 | 0.82348 | 0.74022 | 0.40715 | 0.65617 | 0.62857 | 0.7896 | 0.36833 | 0.97586 | 0.35843 | 0.72026 | 0.56872 | 0.41586 | 0.428 | 0.56697 | 0.37258 | 0
Oct | 25 | 6 | Weekday | Wednesday | 0.59647 | 0.74031 | 0.77401 | 0.65469 | 0.50223 | 0.65469 | 0.65469 | 0.70667 | 0.65469 | 0.59647 | 0.59647 | 0.91721 | 0.92076 | 0.98295 | 0.54041 | 0.66517 | 0.67873 | 0.92915 | 0.82204 | 0.92424 | 0.8613 | 0.85563 | 0.56534 | 0.70667 | 0.73856 | 0.70159 | 0.61436 | 0.88233 | 0.89664 | 0.90743 | 0.47794 | 0.66044 | 0.59324 | 0.89198 | 0.68352 | 0.89546 | 0.62905 | 0.86407 | 0.49319 | 0.41853 | 0.36661 | 0.56045 | 0.55432 | 0
Oct | 25 | 7 | Weekday | Wednesday | 0.64563 | 0.76864 | 0.82393 | 0.67995 | 0.0044583 | 0.67995 | 0.67995 | 0.84006 | 0.67995 | 0.64563 | 0.64563 | 0.92722 | 0.95153 | 0.83951 | 0.95548 | 1 | 0.65241 | 0.95096 | 0.99893 | 0.75645 | 0.92987 | 0.77401 | 0.96904 | 0.84006 | 0.85528 | 0.90609 | 0.85333 | 0.88042 | 0.9344 | 0.78907 | 0.93833 | 1 | 0.56961 | 0.92383 | 0.93419 | 0.72006 | 0.79384 | 0.7583 | 0.96421 | 0.64789 | 0.60415 | 0.81886 | 0.8275 | 0
Oct | 25 | 8 | Weekday | Wednesday | 0.70062 | 0.80348 | 0.84561 | 0.71054 | 0.0044583 | 0.71054 | 0.71054 | 1 | 0.71054 | 0.70062 | 0.70062 | 0.75372 | 0.98015 | 0.73911 | 0.93366 | 0.90676 | 0.57895 | 0.99774 | 0.98643 | 0.73493 | 0.9156 | 0.73347 | 0.96879 | 1 | 1 | 0.95637 | 1 | 0.72314 | 0.96863 | 0.7252 | 0.92468 | 0.90761 | 0.50829 | 0.98578 | 0.94168 | 0.72103 | 0.81828 | 0.72771 | 0.96759 | 0.93671 | 0.91563 | 0.9131 | 0.99981 | 0
Oct | 25 | 9 | Weekday | Wednesday | 0.77832 | 0.84061 | 0.85431 | 0.69797 | 0.0044583 | 0.69797 | 0.69797 | 0.98976 | 0.69797 | 0.77832 | 0.77832 | 0.92637 | 0.99196 | 0.61403 | 0.92552 | 0.88874 | 0.50844 | 0.99887 | 1 | 0.86791 | 0.93293 | 0.56095 | 0.97659 | 0.98976 | 0.97278 | 0.91968 | 0.99137 | 0.88191 | 0.98391 | 0.6103 | 0.91951 | 0.88964 | 0.44641 | 0.98875 | 0.97469 | 0.89642 | 0.87099 | 0.54517 | 0.97589 | 0.97443 | 0.95784 | 0.8925 | 0.99981 | 0
Oct | 25 | 10 | Weekday | Wednesday | 0.85029 | 0.87594 | 0.863 | 0.69531 | 0.0044583 | 0.69531 | 0.69531 | 0.95086 | 0.69531 | 0.85029 | 0.85029 | 0.91484 | 0.99954 | 0.58103 | 0.9503 | 0.90636 | 0.49855 | 1 | 0.99101 | 0.88953 | 0.93909 | 0.55602 | 0.98536 | 0.95086 | 0.91703 | 1 | 0.98744 | 0.90233 | 0.99457 | 0.60678 | 0.94538 | 0.90684 | 0.45687 | 0.99691 | 0.99261 | 0.93972 | 0.90963 | 0.54769 | 0.98475 | 0.97466 | 0.95802 | 1 | 0.99981 | 0
Oct | 25 | 11 | Weekday | Wednesday | 0.88246 | 0.90481 | 0.86582 | 0.69084 | 0.0044583 | 0.69084 | 0.69084 | 0.93518 | 0.69084 | 0.88246 | 0.88246 | 0.88251 | 0.97708 | 0.58427 | 0.9219 | 0.91324 | 0.48465 | 0.95817 | 0.992 | 0.85465 | 0.96482 | 0.56151 | 0.94574 | 0.93518 | 0.89436 | 0.93969 | 0.89457 | 0.8992 | 0.97283 | 0.61426 | 0.9148 | 0.91281 | 0.45443 | 0.95134 | 1 | 0.91611 | 0.95212 | 0.55253 | 0.94091 | 0.97541 | 0.95952 | 0.94527 | 0.90637 | 0
Oct | 25 | 12 | Weekday | Wednesday | 0.86406 | 0.91547 | 0.8627 | 0.6906 | 0.0044583 | 0.6906 | 0.6906 | 0.92553 | 0.6906 | 0.86406 | 0.86406 | 0.73085 | 1 | 0.56573 | 0.96737 | 0.91966 | 0.47476 | 0.99513 | 0.99309 | 0.84425 | 0.98668 | 0.56082 | 0.99897 | 0.92553 | 0.88095 | 0.92911 | 0.98391 | 0.73848 | 0.99781 | 0.59345 | 0.96508 | 0.91916 | 0.45336 | 0.99788 | 0.98681 | 0.9097 | 0.97616 | 0.55795 | 0.99711 | 0.97748 | 0.96182 | 0.9412 | 0.99981 | 0
Oct | 25 | 13 | Weekday | Wednesday | 0.83775 | 0.92108 | 0.8642 | 0.67884 | 0.0044583 | 0.67884 | 0.67884 | 0.92302 | 0.67884 | 0.83775 | 0.83775 | 0.70314 | 0.9981 | 0.57204 | 0.9758 | 0.88196 | 0.46489 | 0.99725 | 0.99278 | 0.69055 | 1 | 0.56187 | 0.99936 | 0.92302 | 0.87845 | 0.91058 | 0.98317 | 0.73594 | 0.99842 | 0.6008 | 0.97728 | 0.88326 | 0.45102 | 1 | 0.99528 | 0.73182 | 1 | 0.55913 | 0.99935 | 0.98022 | 0.96505 | 0.92492 | 0.99985 | 0
Oct | 25 | 14 | Weekday | Wednesday | 0.824 | 0.92741 | 0.85395 | 0.67052 | 0.0044583 | 0.67052 | 0.67052 | 0.91915 | 0.67052 | 0.824 | 0.824 | 0.75126 | 0.99634 | 0.5664 | 0.97159 | 0.8766 | 0.49921 | 0.96098 | 0.98983 | 0.69683 | 0.98885 | 0.56139 | 1 | 0.91915 | 0.87609 | 0.89496 | 0.98327 | 0.73355 | 0.99788 | 0.59287 | 0.97315 | 0.87808 | 0.48368 | 0.97607 | 0.98385 | 0.72987 | 0.99766 | 0.55592 | 1 | 0.98192 | 0.96801 | 0.91077 | 1 | 0
Oct | 25 | 15 | Weekday | Wednesday | 0.79898 | 0.92212 | 0.83728 | 0.71385 | 0.0044583 | 0.71385 | 0.71385 | 0.9204 | 0.71385 | 0.79898 | 0.79898 | 0.93145 | 0.998 | 0.58998 | 1 | 0.89395 | 0.66558 | 0.9574 | 0.93598 | 0.69571 | 0.91361 | 0.55364 | 0.99703 | 0.9204 | 0.88231 | 0.89601 | 0.98368 | 0.89096 | 1 | 0.64594 | 1 | 0.89458 | 0.65928 | 0.97278 | 0.95324 | 0.7255 | 0.94725 | 0.58984 | 0.99608 | 0.98041 | 0.96736 | 0.90833 | 0.99987 | 0
Oct | 25 | 16 | Weekday | Wednesday | 0.75396 | 0.8946 | 0.82184 | 0.8 | 0.50223 | 0.8 | 0.8 | 0.95149 | 0.8 | 0.75396 | 0.75396 | 0.94457 | 0.99433 | 0.68743 | 0.89295 | 0.84243 | 0.82343 | 0.95902 | 0.71365 | 0.86523 | 0.77319 | 0.67283 | 0.65407 | 0.95149 | 0.93057 | 0.90469 | 0.31465 | 0.90668 | 0.99647 | 0.72721 | 0.88897 | 0.84392 | 0.81464 | 0.97145 | 0.70646 | 0.91569 | 0.75823 | 0.71356 | 0.65076 | 1 | 1 | 0.90711 | 0.32071 | 0
Oct | 25 | 17 | Weekday | Wednesday | 0.73534 | 0.86787 | 0.80756 | 0.91017 | 1 | 0.91017 | 0.91017 | 0.8636 | 0.91017 | 0.73534 | 0.73534 | 1 | 0.82576 | 0.8953 | 0.75895 | 0.69099 | 0.97183 | 0.65721 | 0.76009 | 0.93776 | 0.77325 | 0.80857 | 0.67027 | 0.8636 | 0.89332 | 0.94162 | 0.2258 | 0.97396 | 0.81433 | 0.89335 | 0.74371 | 0.69225 | 0.96365 | 0.64772 | 0.74008 | 0.98047 | 0.73713 | 0.84255 | 0.66669 | 0.87966 | 0.92654 | 0.93204 | 0.22689 | 0
Oct | 25 | 18 | Weekday | Wednesday | 0.74724 | 0.87349 | 0.79249 | 0.98508 | 1 | 0.98508 | 0.98508 | 0.86851 | 0.98508 | 0.74724 | 0.74724 | 0.83341 | 0.81735 | 0.87115 | 0.73063 | 0.69455 | 0.94886 | 0.667 | 0.77343 | 0.95129 | 0.7599 | 0.83426 | 0.68153 | 0.86851 | 0.91198 | 0.89716 | 0.23723 | 0.8164 | 0.80349 | 0.90819 | 0.71062 | 0.69658 | 0.94159 | 0.65145 | 0.74006 | 0.98564 | 0.71715 | 0.87585 | 0.67437 | 0.85439 | 0.90218 | 0.86938 | 0.23386 | 0
Oct | 25 | 19 | Weekday | Wednesday | 0.74968 | 0.86216 | 0.77298 | 0.98392 | 1 | 0.98392 | 0.98392 | 0.823 | 0.98392 | 0.74968 | 0.74968 | 0.82684 | 0.74105 | 0.92848 | 0.61414 | 0.61507 | 0.92935 | 0.59202 | 0.77926 | 0.79778 | 0.7663 | 0.91983 | 0.64406 | 0.823 | 0.87386 | 0.82145 | 0.24442 | 0.8139 | 0.71261 | 0.97842 | 0.58313 | 0.61649 | 0.92613 | 0.54648 | 0.73841 | 0.80962 | 0.70821 | 0.96688 | 0.63031 | 0.78495 | 0.82925 | 0.77505 | 0.235 | 0
Oct | 25 | 20 | Weekday | Wednesday | 0.73188 | 0.82712 | 0.75179 | 0.88721 | 1 | 0.88721 | 0.88721 | 0.35435 | 0.88721 | 0.73188 | 0.73188 | 0.82384 | 0.7165 | 0.95629 | 0.58979 | 0.62252 | 0.79504 | 0.41747 | 0.30813 | 0.80836 | 0.18664 | 0.8876 | 0.64654 | 0.35435 | 0.41348 | 0.60293 | 0.24628 | 0.81113 | 0.68517 | 0.93879 | 0.55456 | 0.62454 | 0.79148 | 0.39362 | 0.32104 | 0.807 | 0.20368 | 0.91546 | 0.63025 | 0.37452 | 0.45069 | 0.56082 | 0.2353 | 0
Oct | 25 | 21 | Weekday | Wednesday | 0.67052 | 0.75854 | 0.72748 | 0.79582 | 1 | 0.79582 | 0.79582 | 0.19392 | 0.79582 | 0.67052 | 0.67052 | 0.79862 | 0.67206 | 0.77453 | 0.2949 | 0.31203 | 0.63509 | 0.40383 | 0.3036 | 0.81431 | 0.18454 | 0.64577 | 0.41559 | 0.19392 | 0.25955 | 0.32353 | 0.25913 | 0.80944 | 0.63306 | 0.75239 | 0.29684 | 0.31251 | 0.61929 | 0.35431 | 0.32067 | 0.80432 | 0.20346 | 0.65541 | 0.41519 | 0.21239 | 0.29449 | 0.35557 | 0.23733 | 0
Oct | 25 | 22 | Weekday | Wednesday | 0.64612 | 0.73349 | 0.69832 | 0.69204 | 1 | 0.69204 | 0.69204 | 0.19392 | 0.69204 | 0.64612 | 0.64612 | 0.77796 | 0.6675 | 0.55314 | 0.25386 | 0.29224 | 0.48537 | 0.37966 | 0.30675 | 0.85872 | 0.18621 | 0.4398 | 0.39865 | 0.19392 | 0.25955 | 0.43318 | 0.26357 | 0.82538 | 0.6269 | 0.54153 | 0.25546 | 0.29312 | 0.47353 | 0.33574 | 0.32492 | 0.84404 | 0.20513 | 0.43615 | 0.39346 | 0.21239 | 0.29449 | 0.47632 | 0.23804 | 0
Oct | 25 | 23 | Weekday | Wednesday | 0.60649 | 0.7379 | 0.67501 | 0.58216 | 1 | 0.58216 | 0.58216 | 0.19519 | 0.58216 | 0.60649 | 0.60649 | 0.52485 | 0.66802 | 0.40429 | 0.23382 | 0.28306 | 0.38437 | 0.42105 | 0.30037 | 0.56594 | 0.18359 | 0.39126 | 0.38612 | 0.19519 | 0.2606 | 0.33694 | 0.2589 | 0.4737 | 0.62573 | 0.40144 | 0.23525 | 0.28389 | 0.38655 | 0.36291 | 0.32084 | 0.48164 | 0.20355 | 0.3863 | 0.38312 | 0.21378 | 0.29569 | 0.3706 | 0.23729 | 0
Oct | 26 | 24 | Weekday | Thursday | 0.58761 | 0.71656 | 0.655 | 0.51481 | 1 | 0.51481 | 0.51481 | 0.19392 | 0.51481 | 0.58761 | 0.58761 | 0.23658 | 0.66502 | 0.36688 | 0.24343 | 0.29287 | 0.36994 | 0.37382 | 0.30153 | 0.30102 | 0.18375 | 0.36742 | 0.39545 | 0.19392 | 0.25955 | 0.31262 | 0.26687 | 0.31167 | 0.62151 | 0.37633 | 0.24497 | 0.29312 | 0.36998 | 0.32725 | 0.32081 | 0.33506 | 0.20354 | 0.36105 | 0.39346 | 0.21239 | 0.29449 | 0.34373 | 0.23856 | 0
Oct | 26 | 1 | Weekday | Thursday | 0.57978 | 0.68296 | 0.64549 | 0.48202 | 1 | 0.48202 | 0.48202 | 0.19392 | 0.48202 | 0.57978 | 0.57978 | 0.23671 | 0.66054 | 0.34702 | 0.24344 | 0.29234 | 0.3642 | 0.42772 | 0.30069 | 0.30279 | 0.18408 | 0.34519 | 0.39774 | 0.19392 | 0.25955 | 0.30965 | 0.27268 | 0.31217 | 0.61577 | 0.35481 | 0.24497 | 0.29312 | 0.3614 | 0.36702 | 0.32076 | 0.33601 | 0.20352 | 0.33568 | 0.39346 | 0.21239 | 0.29449 | 0.34035 | 0.23942 | 0
Oct | 26 | 2 | Weekday | Thursday | 0.57819 | 0.66979 | 0.64066 | 0.46463 | 1 | 0.46463 | 0.46463 | 0.19392 | 0.46463 | 0.57819 | 0.57819 | 0.2372 | 0.65914 | 0.3441 | 0.24341 | 0.29255 | 0.36561 | 0.38257 | 0.30105 | 0.30243 | 0.18371 | 0.34647 | 0.39682 | 0.19392 | 0.25955 | 0.3075 | 0.28109 | 0.31239 | 0.61359 | 0.35261 | 0.24497 | 0.29312 | 0.35727 | 0.33413 | 0.32071 | 0.33638 | 0.2035 | 0.33214 | 0.39346 | 0.21239 | 0.29449 | 0.33798 | 0.24075 | 0
Oct | 26 | 3 | Weekday | Thursday | 0.57421 | 0.66871 | 0.64181 | 0.44863 | 1 | 0.44863 | 0.44863 | 0.19392 | 0.44863 | 0.57421 | 0.57421 | 0.24255 | 0.71057 | 0.37073 | 0.25386 | 0.29255 | 0.41647 | 0.55246 | 0.30428 | 0.31377 | 0.18547 | 0.36097 | 0.395 | 0.19392 | 0.25955 | 0.34992 | 0.28445 | 0.32008 | 0.6725 | 0.3716 | 0.25546 | 0.29312 | 0.40615 | 0.48375 | 0.32398 | 0.34909 | 0.20546 | 0.34539 | 0.39346 | 0.21239 | 0.29449 | 0.38495 | 0.24124 | 0
Oct | 26 | 4 | Weekday | Thursday | 0.57817 | 0.67215 | 0.65701 | 0.45225 | 1 | 0.45225 | 0.45225 | 0.19392 | 0.45225 | 0.57817 | 0.57817 | 0.55925 | 0.76278 | 0.46363 | 0.29516 | 0.31203 | 0.5381 | 0.68864 | 0.30364 | 0.59762 | 0.1854 | 0.43235 | 0.41925 | 0.19392 | 0.25955 | 0.34774 | 0.28925 | 0.48052 | 0.67306 | 0.43748 | 0.29684 | 0.31251 | 0.51404 | 0.56677 | 0.3235 | 0.48702 | 0.20518 | 0.41843 | 0.41519 | 0.21239 | 0.29449 | 0.38227 | 0.24202 | 0
Oct | 26 | 5 | Weekday | Thursday | 0.56391 | 0.69692 | 0.70225 | 0.55013 | 1 | 0.55013 | 0.55013 | 0.82052 | 0.55013 | 0.56391 | 0.56391 | 0.82365 | 0.85982 | 0.77617 | 0.47966 | 0.65364 | 0.70673 | 0.84549 | 0.61604 | 1 | 0.66765 | 0.7191 | 0.59469 | 0.82052 | 0.92158 | 0.71807 | 0.46926 | 0.80392 | 0.82348 | 0.74022 | 0.40715 | 0.65617 | 0.62857 | 0.7896 | 0.36833 | 0.97586 | 0.35843 | 0.72026 | 0.56872 | 0.41586 | 0.428 | 0.56697 | 0.37258 | 0
Oct | 26 | 6 | Weekday | Thursday | 0.59647 | 0.74031 | 0.77401 | 0.65469 | 0.50223 | 0.65469 | 0.65469 | 0.70667 | 0.65469 | 0.59647 | 0.59647 | 0.91721 | 0.92076 | 0.98295 | 0.54041 | 0.66517 | 0.67873 | 0.92915 | 0.82204 | 0.92424 | 0.8613 | 0.85563 | 0.56534 | 0.70667 | 0.73856 | 0.70159 | 0.61436 | 0.88233 | 0.89664 | 0.90743 | 0.47794 | 0.66044 | 0.59324 | 0.89198 | 0.68352 | 0.89546 | 0.62905 | 0.86407 | 0.49319 | 0.41853 | 0.36661 | 0.56045 | 0.55432 | 0
Oct | 26 | 7 | Weekday | Thursday | 0.64563 | 0.76864 | 0.82393 | 0.67995 | 0.0044583 | 0.67995 | 0.67995 | 0.84006 | 0.67995 | 0.64563 | 0.64563 | 0.92722 | 0.95153 | 0.83951 | 0.95548 | 1 | 0.65241 | 0.95096 | 0.99893 | 0.75645 | 0.92987 | 0.77401 | 0.96904 | 0.84006 | 0.85528 | 0.90609 | 0.85333 | 0.88042 | 0.9344 | 0.78907 | 0.93833 | 1 | 0.56961 | 0.92383 | 0.93419 | 0.72006 | 0.79384 | 0.7583 | 0.96421 | 0.64789 | 0.60415 | 0.81886 | 0.8275 | 0
Oct | 26 | 8 | Weekday | Thursday | 0.70062 | 0.80348 | 0.84561 | 0.71054 | 0.0044583 | 0.71054 | 0.71054 | 1 | 0.71054 | 0.70062 | 0.70062 | 0.75372 | 0.98015 | 0.73911 | 0.93366 | 0.90676 | 0.57895 | 0.99774 | 0.98643 | 0.73493 | 0.9156 | 0.73347 | 0.96879 | 1 | 1 | 0.95637 | 1 | 0.72314 | 0.96863 | 0.7252 | 0.92468 | 0.90761 | 0.50829 | 0.98578 | 0.94168 | 0.72103 | 0.81828 | 0.72771 | 0.96759 | 0.93671 | 0.91563 | 0.9131 | 0.99981 | 0
Oct | 26 | 9 | Weekday | Thursday | 0.77832 | 0.84061 | 0.85431 | 0.69797 | 0.0044583 | 0.69797 | 0.69797 | 0.98976 | 0.69797 | 0.77832 | 0.77832 | 0.92637 | 0.99196 | 0.61403 | 0.92552 | 0.88874 | 0.50844 | 0.99887 | 1 | 0.86791 | 0.93293 | 0.56095 | 0.97659 | 0.98976 | 0.97278 | 0.91968 | 0.99137 | 0.88191 | 0.98391 | 0.6103 | 0.91951 | 0.88964 | 0.44641 | 0.98875 | 0.97469 | 0.89642 | 0.87099 | 0.54517 | 0.97589 | 0.97443 | 0.95784 | 0.8925 | 0.99981 | 0
Oct | 26 | 10 | Weekday | Thursday | 0.85029 | 0.87594 | 0.863 | 0.69531 | 0.0044583 | 0.69531 | 0.69531 | 0.95086 | 0.69531 | 0.85029 | 0.85029 | 0.91484 | 0.99954 | 0.58103 | 0.9503 | 0.90636 | 0.49855 | 1 | 0.99101 | 0.88953 | 0.93909 | 0.55602 | 0.98536 | 0.95086 | 0.91703 | 1 | 0.98744 | 0.90233 | 0.99457 | 0.60678 | 0.94538 | 0.90684 | 0.45687 | 0.99691 | 0.99261 | 0.93972 | 0.90963 | 0.54769 | 0.98475 | 0.97466 | 0.95802 | 1 | 0.99981 | 0
Oct | 26 | 11 | Weekday | Thursday | 0.88246 | 0.90481 | 0.86582 | 0.69084 | 0.0044583 | 0.69084 | 0.69084 | 0.93518 | 0.69084 | 0.88246 | 0.88246 | 0.88251 | 0.97708 | 0.58427 | 0.9219 | 0.91324 | 0.48465 | 0.95817 | 0.992 | 0.85465 | 0.96482 | 0.56151 | 0.94574 | 0.93518 | 0.89436 | 0.93969 | 0.89457 | 0.8992 | 0.97283 | 0.61426 | 0.9148 | 0.91281 | 0.45443 | 0.95134 | 1 | 0.91611 | 0.95212 | 0.55253 | 0.94091 | 0.97541 | 0.95952 | 0.94527 | 0.90637 | 0
Oct | 26 | 12 | Weekday | Thursday | 0.86406 | 0.91547 | 0.8627 | 0.6906 | 0.0044583 | 0.6906 | 0.6906 | 0.92553 | 0.6906 | 0.86406 | 0.86406 | 0.73085 | 1 | 0.56573 | 0.96737 | 0.91966 | 0.47476 | 0.99513 | 0.99309 | 0.84425 | 0.98668 | 0.56082 | 0.99897 | 0.92553 | 0.88095 | 0.92911 | 0.98391 | 0.73848 | 0.99781 | 0.59345 | 0.96508 | 0.91916 | 0.45336 | 0.99788 | 0.98681 | 0.9097 | 0.97616 | 0.55795 | 0.99711 | 0.97748 | 0.96182 | 0.9412 | 0.99981 | 0
Oct | 26 | 13 | Weekday | Thursday | 0.83775 | 0.92108 | 0.8642 | 0.67884 | 0.0044583 | 0.67884 | 0.67884 | 0.92302 | 0.67884 | 0.83775 | 0.83775 | 0.70314 | 0.9981 | 0.57204 | 0.9758 | 0.88196 | 0.46489 | 0.99725 | 0.99278 | 0.69055 | 1 | 0.56187 | 0.99936 | 0.92302 | 0.87845 | 0.91058 | 0.98317 | 0.73594 | 0.99842 | 0.6008 | 0.97728 | 0.88326 | 0.45102 | 1 | 0.99528 | 0.73182 | 1 | 0.55913 | 0.99935 | 0.98022 | 0.96505 | 0.92492 | 0.99985 | 0
Oct | 26 | 14 | Weekday | Thursday | 0.824 | 0.92741 | 0.85395 | 0.67052 | 0.0044583 | 0.67052 | 0.67052 | 0.91915 | 0.67052 | 0.824 | 0.824 | 0.75126 | 0.99634 | 0.5664 | 0.97159 | 0.8766 | 0.49921 | 0.96098 | 0.98983 | 0.69683 | 0.98885 | 0.56139 | 1 | 0.91915 | 0.87609 | 0.89496 | 0.98327 | 0.73355 | 0.99788 | 0.59287 | 0.97315 | 0.87808 | 0.48368 | 0.97607 | 0.98385 | 0.72987 | 0.99766 | 0.55592 | 1 | 0.98192 | 0.96801 | 0.91077 | 1 | 0
Oct | 26 | 15 | Weekday | Thursday | 0.79898 | 0.92212 | 0.83728 | 0.71385 | 0.0044583 | 0.71385 | 0.71385 | 0.9204 | 0.71385 | 0.79898 | 0.79898 | 0.93145 | 0.998 | 0.58998 | 1 | 0.89395 | 0.66558 | 0.9574 | 0.93598 | 0.69571 | 0.91361 | 0.55364 | 0.99703 | 0.9204 | 0.88231 | 0.89601 | 0.98368 | 0.89096 | 1 | 0.64594 | 1 | 0.89458 | 0.65928 | 0.97278 | 0.95324 | 0.7255 | 0.94725 | 0.58984 | 0.99608 | 0.98041 | 0.96736 | 0.90833 | 0.99987 | 0
Oct | 26 | 16 | Weekday | Thursday | 0.75396 | 0.8946 | 0.82184 | 0.8 | 0.50223 | 0.8 | 0.8 | 0.95149 | 0.8 | 0.75396 | 0.75396 | 0.94457 | 0.99433 | 0.68743 | 0.89295 | 0.84243 | 0.82343 | 0.95902 | 0.71365 | 0.86523 | 0.77319 | 0.67283 | 0.65407 | 0.95149 | 0.93057 | 0.90469 | 0.31465 | 0.90668 | 0.99647 | 0.72721 | 0.88897 | 0.84392 | 0.81464 | 0.97145 | 0.70646 | 0.91569 | 0.75823 | 0.71356 | 0.65076 | 1 | 1 | 0.90711 | 0.32071 | 0
Oct | 26 | 17 | Weekday | Thursday | 0.73534 | 0.86787 | 0.80756 | 0.91017 | 1 | 0.91017 | 0.91017 | 0.8636 | 0.91017 | 0.73534 | 0.73534 | 1 | 0.82576 | 0.8953 | 0.75895 | 0.69099 | 0.97183 | 0.65721 | 0.76009 | 0.93776 | 0.77325 | 0.80857 | 0.67027 | 0.8636 | 0.89332 | 0.94162 | 0.2258 | 0.97396 | 0.81433 | 0.89335 | 0.74371 | 0.69225 | 0.96365 | 0.64772 | 0.74008 | 0.98047 | 0.73713 | 0.84255 | 0.66669 | 0.87966 | 0.92654 | 0.93204 | 0.22689 | 0
Oct | 26 | 18 | Weekday | Thursday | 0.74724 | 0.87349 | 0.79249 | 0.98508 | 1 | 0.98508 | 0.98508 | 0.86851 | 0.98508 | 0.74724 | 0.74724 | 0.83341 | 0.81735 | 0.87115 | 0.73063 | 0.69455 | 0.94886 | 0.667 | 0.77343 | 0.95129 | 0.7599 | 0.83426 | 0.68153 | 0.86851 | 0.91198 | 0.89716 | 0.23723 | 0.8164 | 0.80349 | 0.90819 | 0.71062 | 0.69658 | 0.94159 | 0.65145 | 0.74006 | 0.98564 | 0.71715 | 0.87585 | 0.67437 | 0.85439 | 0.90218 | 0.86938 | 0.23386 | 0
Oct | 26 | 19 | Weekday | Thursday | 0.74968 | 0.86216 | 0.77298 | 0.98392 | 1 | 0.98392 | 0.98392 | 0.823 | 0.98392 | 0.74968 | 0.74968 | 0.82684 | 0.74105 | 0.92848 | 0.61414 | 0.61507 | 0.92935 | 0.59202 | 0.77926 | 0.79778 | 0.7663 | 0.91983 | 0.64406 | 0.823 | 0.87386 | 0.82145 | 0.24442 | 0.8139 | 0.71261 | 0.97842 | 0.58313 | 0.61649 | 0.92613 | 0.54648 | 0.73841 | 0.80962 | 0.70821 | 0.96688 | 0.63031 | 0.78495 | 0.82925 | 0.77505 | 0.235 | 0
Oct | 26 | 20 | Weekday | Thursday | 0.73188 | 0.82712 | 0.75179 | 0.88721 | 1 | 0.88721 | 0.88721 | 0.35435 | 0.88721 | 0.73188 | 0.73188 | 0.82384 | 0.7165 | 0.95629 | 0.58979 | 0.62252 | 0.79504 | 0.41747 | 0.30813 | 0.80836 | 0.18664 | 0.8876 | 0.64654 | 0.35435 | 0.41348 | 0.60293 | 0.24628 | 0.81113 | 0.68517 | 0.93879 | 0.55456 | 0.62454 | 0.79148 | 0.39362 | 0.32104 | 0.807 | 0.20368 | 0.91546 | 0.63025 | 0.37452 | 0.45069 | 0.56082 | 0.2353 | 0
Oct | 26 | 21 | Weekday | Thursday | 0.67052 | 0.75854 | 0.72748 | 0.79582 | 1 | 0.79582 | 0.79582 | 0.19392 | 0.79582 | 0.67052 | 0.67052 | 0.79862 | 0.67206 | 0.77453 | 0.2949 | 0.31203 | 0.63509 | 0.40383 | 0.3036 | 0.81431 | 0.18454 | 0.64577 | 0.41559 | 0.19392 | 0.25955 | 0.32353 | 0.25913 | 0.80944 | 0.63306 | 0.75239 | 0.29684 | 0.31251 | 0.61929 | 0.35431 | 0.32067 | 0.80432 | 0.20346 | 0.65541 | 0.41519 | 0.21239 | 0.29449 | 0.35557 | 0.23733 | 0
Oct | 26 | 22 | Weekday | Thursday | 0.64612 | 0.73349 | 0.69832 | 0.69204 | 1 | 0.69204 | 0.69204 | 0.19392 | 0.69204 | 0.64612 | 0.64612 | 0.77796 | 0.6675 | 0.55314 | 0.25386 | 0.29224 | 0.48537 | 0.37966 | 0.30675 | 0.85872 | 0.18621 | 0.4398 | 0.39865 | 0.19392 | 0.25955 | 0.43318 | 0.26357 | 0.82538 | 0.6269 | 0.54153 | 0.25546 | 0.29312 | 0.47353 | 0.33574 | 0.32492 | 0.84404 | 0.20513 | 0.43615 | 0.39346 | 0.21239 | 0.29449 | 0.47632 | 0.23804 | 0
Oct | 26 | 23 | Weekday | Thursday | 0.60649 | 0.7379 | 0.67501 | 0.58216 | 1 | 0.58216 | 0.58216 | 0.19519 | 0.58216 | 0.60649 | 0.60649 | 0.52485 | 0.66802 | 0.40429 | 0.23382 | 0.28306 | 0.38437 | 0.42105 | 0.30037 | 0.56594 | 0.18359 | 0.39126 | 0.38612 | 0.19519 | 0.2606 | 0.33694 | 0.2589 | 0.4737 | 0.62573 | 0.40144 | 0.23525 | 0.28389 | 0.38655 | 0.36291 | 0.32084 | 0.48164 | 0.20355 | 0.3863 | 0.38312 | 0.21378 | 0.29569 | 0.3706 | 0.23729 | 0
Oct | 27 | 24 | Weekday | Friday | 0.58761 | 0.71656 | 0.655 | 0.51481 | 1 | 0.51481 | 0.51481 | 0.19392 | 0.51481 | 0.58761 | 0.58761 | 0.23658 | 0.66502 | 0.36688 | 0.24343 | 0.29287 | 0.36994 | 0.37382 | 0.30153 | 0.30102 | 0.18375 | 0.36742 | 0.39545 | 0.19392 | 0.25955 | 0.31262 | 0.26687 | 0.31167 | 0.62151 | 0.37633 | 0.24497 | 0.29312 | 0.36998 | 0.32725 | 0.32081 | 0.33506 | 0.20354 | 0.36105 | 0.39346 | 0.21239 | 0.29449 | 0.34373 | 0.23856 | 0
Oct | 27 | 1 | Weekday | Friday | 0.57978 | 0.68296 | 0.64549 | 0.48202 | 1 | 0.48202 | 0.48202 | 0.19392 | 0.48202 | 0.57978 | 0.57978 | 0.23671 | 0.66054 | 0.34702 | 0.24344 | 0.29234 | 0.3642 | 0.42772 | 0.30069 | 0.30279 | 0.18408 | 0.34519 | 0.39774 | 0.19392 | 0.25955 | 0.30965 | 0.27268 | 0.31217 | 0.61577 | 0.35481 | 0.24497 | 0.29312 | 0.3614 | 0.36702 | 0.32076 | 0.33601 | 0.20352 | 0.33568 | 0.39346 | 0.21239 | 0.29449 | 0.34035 | 0.23942 | 0
Oct | 27 | 2 | Weekday | Friday | 0.57819 | 0.66979 | 0.64066 | 0.46463 | 1 | 0.46463 | 0.46463 | 0.19392 | 0.46463 | 0.57819 | 0.57819 | 0.2372 | 0.65914 | 0.3441 | 0.24341 | 0.29255 | 0.36561 | 0.38257 | 0.30105 | 0.30243 | 0.18371 | 0.34647 | 0.39682 | 0.19392 | 0.25955 | 0.3075 | 0.28109 | 0.31239 | 0.61359 | 0.35261 | 0.24497 | 0.29312 | 0.35727 | 0.33413 | 0.32071 | 0.33638 | 0.2035 | 0.33214 | 0.39346 | 0.21239 | 0.29449 | 0.33798 | 0.24075 | 0
Oct | 27 | 3 | Weekday | Friday | 0.57421 | 0.66871 | 0.64181 | 0.44863 | 1 | 0.44863 | 0.44863 | 0.19392 | 0.44863 | 0.57421 | 0.57421 | 0.24255 | 0.71057 | 0.37073 | 0.25386 | 0.29255 | 0.41647 | 0.55246 | 0.30428 | 0.31377 | 0.18547 | 0.36097 | 0.395 | 0.19392 | 0.25955 | 0.34992 | 0.28445 | 0.32008 | 0.6725 | 0.3716 | 0.25546 | 0.29312 | 0.40615 | 0.48375 | 0.32398 | 0.34909 | 0.20546 | 0.34539 | 0.39346 | 0.21239 | 0.29449 | 0.38495 | 0.24124 | 0
Oct | 27 | 4 | Weekday | Friday | 0.57817 | 0.67215 | 0.65701 | 0.45225 | 1 | 0.45225 | 0.45225 | 0.19392 | 0.45225 | 0.57817 | 0.57817 | 0.55925 | 0.76278 | 0.46363 | 0.29516 | 0.31203 | 0.5381 | 0.68864 | 0.30364 | 0.59762 | 0.1854 | 0.43235 | 0.41925 | 0.19392 | 0.25955 | 0.34774 | 0.28925 | 0.48052 | 0.67306 | 0.43748 | 0.29684 | 0.31251 | 0.51404 | 0.56677 | 0.3235 | 0.48702 | 0.20518 | 0.41843 | 0.41519 | 0.21239 | 0.29449 | 0.38227 | 0.24202 | 0
Oct | 27 | 5 | Weekday | Friday | 0.56391 | 0.69692 | 0.70225 | 0.55013 | 1 | 0.55013 | 0.55013 | 0.82052 | 0.55013 | 0.56391 | 0.56391 | 0.82365 | 0.85982 | 0.77617 | 0.47966 | 0.65364 | 0.70673 | 0.84549 | 0.61604 | 1 | 0.66765 | 0.7191 | 0.59469 | 0.82052 | 0.92158 | 0.71807 | 0.46926 | 0.80392 | 0.82348 | 0.74022 | 0.40715 | 0.65617 | 0.62857 | 0.7896 | 0.36833 | 0.97586 | 0.35843 | 0.72026 | 0.56872 | 0.41586 | 0.428 | 0.56697 | 0.37258 | 0
Oct | 27 | 6 | Weekday | Friday | 0.59647 | 0.74031 | 0.77401 | 0.65469 | 0.50223 | 0.65469 | 0.65469 | 0.70667 | 0.65469 | 0.59647 | 0.59647 | 0.91721 | 0.92076 | 0.98295 | 0.54041 | 0.66517 | 0.67873 | 0.92915 | 0.82204 | 0.92424 | 0.8613 | 0.85563 | 0.56534 | 0.70667 | 0.73856 | 0.70159 | 0.61436 | 0.88233 | 0.89664 | 0.90743 | 0.47794 | 0.66044 | 0.59324 | 0.89198 | 0.68352 | 0.89546 | 0.62905 | 0.86407 | 0.49319 | 0.41853 | 0.36661 | 0.56045 | 0.55432 | 0
Oct | 27 | 7 | Weekday | Friday | 0.64563 | 0.76864 | 0.82393 | 0.67995 | 0.0044583 | 0.67995 | 0.67995 | 0.84006 | 0.67995 | 0.64563 | 0.64563 | 0.92722 | 0.95153 | 0.83951 | 0.95548 | 1 | 0.65241 | 0.95096 | 0.99893 | 0.75645 | 0.92987 | 0.77401 | 0.96904 | 0.84006 | 0.85528 | 0.90609 | 0.85333 | 0.88042 | 0.9344 | 0.78907 | 0.93833 | 1 | 0.56961 | 0.92383 | 0.93419 | 0.72006 | 0.79384 | 0.7583 | 0.96421 | 0.64789 | 0.60415 | 0.81886 | 0.8275 | 0
Oct | 27 | 8 | Weekday | Friday | 0.70062 | 0.80348 | 0.84561 | 0.71054 | 0.0044583 | 0.71054 | 0.71054 | 1 | 0.71054 | 0.70062 | 0.70062 | 0.75372 | 0.98015 | 0.73911 | 0.93366 | 0.90676 | 0.57895 | 0.99774 | 0.98643 | 0.73493 | 0.9156 | 0.73347 | 0.96879 | 1 | 1 | 0.95637 | 1 | 0.72314 | 0.96863 | 0.7252 | 0.92468 | 0.90761 | 0.50829 | 0.98578 | 0.94168 | 0.72103 | 0.81828 | 0.72771 | 0.96759 | 0.93671 | 0.91563 | 0.9131 | 0.99981 | 0
Oct | 27 | 9 | Weekday | Friday | 0.77832 | 0.84061 | 0.85431 | 0.69797 | 0.0044583 | 0.69797 | 0.69797 | 0.98976 | 0.69797 | 0.77832 | 0.77832 | 0.92637 | 0.99196 | 0.61403 | 0.92552 | 0.88874 | 0.50844 | 0.99887 | 1 | 0.86791 | 0.93293 | 0.56095 | 0.97659 | 0.98976 | 0.97278 | 0.91968 | 0.99137 | 0.88191 | 0.98391 | 0.6103 | 0.91951 | 0.88964 | 0.44641 | 0.98875 | 0.97469 | 0.89642 | 0.87099 | 0.54517 | 0.97589 | 0.97443 | 0.95784 | 0.8925 | 0.99981 | 0
Oct | 27 | 10 | Weekday | Friday | 0.85029 | 0.87594 | 0.863 | 0.69531 | 0.0044583 | 0.69531 | 0.69531 | 0.95086 | 0.69531 | 0.85029 | 0.85029 | 0.91484 | 0.99954 | 0.58103 | 0.9503 | 0.90636 | 0.49855 | 1 | 0.99101 | 0.88953 | 0.93909 | 0.55602 | 0.98536 | 0.95086 | 0.91703 | 1 | 0.98744 | 0.90233 | 0.99457 | 0.60678 | 0.94538 | 0.90684 | 0.45687 | 0.99691 | 0.99261 | 0.93972 | 0.90963 | 0.54769 | 0.98475 | 0.97466 | 0.95802 | 1 | 0.99981 | 0
Oct | 27 | 11 | Weekday | Friday | 0.88246 | 0.90481 | 0.86582 | 0.69084 | 0.0044583 | 0.69084 | 0.69084 | 0.93518 | 0.69084 | 0.88246 | 0.88246 | 0.88251 | 0.97708 | 0.58427 | 0.9219 | 0.91324 | 0.48465 | 0.95817 | 0.992 | 0.85465 | 0.96482 | 0.56151 | 0.94574 | 0.93518 | 0.89436 | 0.93969 | 0.89457 | 0.8992 | 0.97283 | 0.61426 | 0.9148 | 0.91281 | 0.45443 | 0.95134 | 1 | 0.91611 | 0.95212 | 0.55253 | 0.94091 | 0.97541 | 0.95952 | 0.94527 | 0.90637 | 0
Oct | 27 | 12 | Weekday | Friday | 0.86406 | 0.91547 | 0.8627 | 0.6906 | 0.0044583 | 0.6906 | 0.6906 | 0.92553 | 0.6906 | 0.86406 | 0.86406 | 0.73085 | 1 | 0.56573 | 0.96737 | 0.91966 | 0.47476 | 0.99513 | 0.99309 | 0.84425 | 0.98668 | 0.56082 | 0.99897 | 0.92553 | 0.88095 | 0.92911 | 0.98391 | 0.73848 | 0.99781 | 0.59345 | 0.96508 | 0.91916 | 0.45336 | 0.99788 | 0.98681 | 0.9097 | 0.97616 | 0.55795 | 0.99711 | 0.97748 | 0.96182 | 0.9412 | 0.99981 | 0
Oct | 27 | 13 | Weekday | Friday | 0.83775 | 0.92108 | 0.8642 | 0.67884 | 0.0044583 | 0.67884 | 0.67884 | 0.92302 | 0.67884 | 0.83775 | 0.83775 | 0.70314 | 0.9981 | 0.57204 | 0.9758 | 0.88196 | 0.46489 | 0.99725 | 0.99278 | 0.69055 | 1 | 0.56187 | 0.99936 | 0.92302 | 0.87845 | 0.91058 | 0.98317 | 0.73594 | 0.99842 | 0.6008 | 0.97728 | 0.88326 | 0.45102 | 1 | 0.99528 | 0.73182 | 1 | 0.55913 | 0.99935 | 0.98022 | 0.96505 | 0.92492 | 0.99985 | 0
Oct | 27 | 14 | Weekday | Friday | 0.824 | 0.92741 | 0.85395 | 0.67052 | 0.0044583 | 0.67052 | 0.67052 | 0.91915 | 0.67052 | 0.824 | 0.824 | 0.75126 | 0.99634 | 0.5664 | 0.97159 | 0.8766 | 0.49921 | 0.96098 | 0.98983 | 0.69683 | 0.98885 | 0.56139 | 1 | 0.91915 | 0.87609 | 0.89496 | 0.98327 | 0.73355 | 0.99788 | 0.59287 | 0.97315 | 0.87808 | 0.48368 | 0.97607 | 0.98385 | 0.72987 | 0.99766 | 0.55592 | 1 | 0.98192 | 0.96801 | 0.91077 | 1 | 0
Oct | 27 | 15 | Weekday | Friday | 0.79898 | 0.92212 | 0.83728 | 0.71385 | 0.0044583 | 0.71385 | 0.71385 | 0.9204 | 0.71385 | 0.79898 | 0.79898 | 0.93145 | 0.998 | 0.58998 | 1 | 0.89395 | 0.66558 | 0.9574 | 0.93598 | 0.69571 | 0.91361 | 0.55364 | 0.99703 | 0.9204 | 0.88231 | 0.89601 | 0.98368 | 0.89096 | 1 | 0.64594 | 1 | 0.89458 | 0.65928 | 0.97278 | 0.95324 | 0.7255 | 0.94725 | 0.58984 | 0.99608 | 0.98041 | 0.96736 | 0.90833 | 0.99987 | 0
Oct | 27 | 16 | Weekday | Friday | 0.75396 | 0.8946 | 0.82184 | 0.8 | 0.50223 | 0.8 | 0.8 | 0.95149 | 0.8 | 0.75396 | 0.75396 | 0.94457 | 0.99433 | 0.68743 | 0.89295 | 0.84243 | 0.82343 | 0.95902 | 0.71365 | 0.86523 | 0.77319 | 0.67283 | 0.65407 | 0.95149 | 0.93057 | 0.90469 | 0.31465 | 0.90668 | 0.99647 | 0.72721 | 0.88897 | 0.84392 | 0.81464 | 0.97145 | 0.70646 | 0.91569 | 0.75823 | 0.71356 | 0.65076 | 1 | 1 | 0.90711 | 0.32071 | 0
Oct | 27 | 17 | Weekday | Friday | 0.73534 | 0.86787 | 0.80756 | 0.91017 | 1 | 0.91017 | 0.91017 | 0.8636 | 0.91017 | 0.73534 | 0.73534 | 1 | 0.82576 | 0.8953 | 0.75895 | 0.69099 | 0.97183 | 0.65721 | 0.76009 | 0.93776 | 0.77325 | 0.80857 | 0.67027 | 0.8636 | 0.89332 | 0.94162 | 0.2258 | 0.97396 | 0.81433 | 0.89335 | 0.74371 | 0.69225 | 0.96365 | 0.64772 | 0.74008 | 0.98047 | 0.73713 | 0.84255 | 0.66669 | 0.87966 | 0.92654 | 0.93204 | 0.22689 | 0
Oct | 27 | 18 | Weekday | Friday | 0.74724 | 0.87349 | 0.79249 | 0.98508 | 1 | 0.98508 | 0.98508 | 0.86851 | 0.98508 | 0.74724 | 0.74724 | 0.83341 | 0.81735 | 0.87115 | 0.73063 | 0.69455 | 0.94886 | 0.667 | 0.77343 | 0.95129 | 0.7599 | 0.83426 | 0.68153 | 0.86851 | 0.91198 | 0.89716 | 0.23723 | 0.8164 | 0.80349 | 0.90819 | 0.71062 | 0.69658 | 0.94159 | 0.65145 | 0.74006 | 0.98564 | 0.71715 | 0.87585 | 0.67437 | 0.85439 | 0.90218 | 0.86938 | 0.23386 | 0
Oct | 27 | 19 | Weekday | Friday | 0.74968 | 0.86216 | 0.77298 | 0.98392 | 1 | 0.98392 | 0.98392 | 0.823 | 0.98392 | 0.74968 | 0.74968 | 0.82684 | 0.74105 | 0.92848 | 0.61414 | 0.61507 | 0.92935 | 0.59202 | 0.77926 | 0.79778 | 0.7663 | 0.91983 | 0.64406 | 0.823 | 0.87386 | 0.82145 | 0.24442 | 0.8139 | 0.71261 | 0.97842 | 0.58313 | 0.61649 | 0.92613 | 0.54648 | 0.73841 | 0.80962 | 0.70821 | 0.96688 | 0.63031 | 0.78495 | 0.82925 | 0.77505 | 0.235 | 0
Oct | 27 | 20 | Weekday | Friday | 0.73188 | 0.82712 | 0.75179 | 0.88721 | 1 | 0.88721 | 0.88721 | 0.35435 | 0.88721 | 0.73188 | 0.73188 | 0.82384 | 0.7165 | 0.95629 | 0.58979 | 0.62252 | 0.79504 | 0.41747 | 0.30813 | 0.80836 | 0.18664 | 0.8876 | 0.64654 | 0.35435 | 0.41348 | 0.60293 | 0.24628 | 0.81113 | 0.68517 | 0.93879 | 0.55456 | 0.62454 | 0.79148 | 0.39362 | 0.32104 | 0.807 | 0.20368 | 0.91546 | 0.63025 | 0.37452 | 0.45069 | 0.56082 | 0.2353 | 0
Oct | 27 | 21 | Weekday | Friday | 0.67052 | 0.75854 | 0.72748 | 0.79582 | 1 | 0.79582 | 0.79582 | 0.19392 | 0.79582 | 0.67052 | 0.67052 | 0.79862 | 0.67206 | 0.77453 | 0.2949 | 0.31203 | 0.63509 | 0.40383 | 0.3036 | 0.81431 | 0.18454 | 0.64577 | 0.41559 | 0.19392 | 0.25955 | 0.32353 | 0.25913 | 0.80944 | 0.63306 | 0.75239 | 0.29684 | 0.31251 | 0.61929 | 0.35431 | 0.32067 | 0.80432 | 0.20346 | 0.65541 | 0.41519 | 0.21239 | 0.29449 | 0.35557 | 0.23733 | 0
Oct | 27 | 22 | Weekday | Friday | 0.64612 | 0.73349 | 0.69832 | 0.69204 | 1 | 0.69204 | 0.69204 | 0.19392 | 0.69204 | 0.64612 | 0.64612 | 0.77796 | 0.6675 | 0.55314 | 0.25386 | 0.29224 | 0.48537 | 0.37966 | 0.30675 | 0.85872 | 0.18621 | 0.4398 | 0.39865 | 0.19392 | 0.25955 | 0.43318 | 0.26357 | 0.82538 | 0.6269 | 0.54153 | 0.25546 | 0.29312 | 0.47353 | 0.33574 | 0.32492 | 0.84404 | 0.20513 | 0.43615 | 0.39346 | 0.21239 | 0.29449 | 0.47632 | 0.23804 | 0
Oct | 27 | 23 | Weekday | Friday | 0.60649 | 0.7379 | 0.67501 | 0.58216 | 1 | 0.58216 | 0.58216 | 0.1863 | 0.58216 | 0.60649 | 0.60649 | 0.48709 | 0.67383 | 0.39657 | 0.22182 | 0.27193 | 0.38519 | 0.38099 | 0.30086 | 0.53731 | 0.18298 | 0.39651 | 0.3748 | 0.1863 | 0.25319 | 0.35871 | 0.25634 | 0.47447 | 0.63372 | 0.39809 | 0.22315 | 0.27241 | 0.38951 | 0.32668 | 0.32098 | 0.48334 | 0.20364 | 0.39733 | 0.37024 | 0.20404 | 0.28728 | 0.39452 | 0.23687 | 0
Oct | 28 | 24 | Weekend | Saturday | 0.59045 | 0.72764 | 0.70779 | 0.51624 | 1 | 0.51624 | 0.51624 | 0.19044 | 0.51624 | 0.59045 | 0.59045 | 0.23705 | 0.66575 | 0.38667 | 0.20298 | 0.25398 | 0.3723 | 0.39539 | 0.30082 | 0.30256 | 0.18464 | 0.38893 | 0.35141 | 0.19044 | 0.25664 | 0.32729 | 0.26274 | 0.31236 | 0.62346 | 0.40623 | 0.20415 | 0.25436 | 0.37352 | 0.33729 | 0.32094 | 0.33633 | 0.20362 | 0.39693 | 0.35 | 0.20858 | 0.2912 | 0.35941 | 0.23791 | 0
Oct | 28 | 1 | Weekend | Saturday | 0.58495 | 0.6956 | 0.69455 | 0.48757 | 1 | 0.48757 | 0.48757 | 0.19044 | 0.48757 | 0.58495 | 0.58495 | 0.23769 | 0.66115 | 0.35361 | 0.20286 | 0.25398 | 0.3669 | 0.38419 | 0.30029 | 0.30395 | 0.18336 | 0.35326 | 0.35477 | 0.19044 | 0.25664 | 0.32287 | 0.26599 | 0.31289 | 0.61867 | 0.3662 | 0.20415 | 0.25436 | 0.36588 | 0.32805 | 0.3209 | 0.33726 | 0.2036 | 0.34493 | 0.35 | 0.20858 | 0.2912 | 0.35521 | 0.23841 | 0
Oct | 28 | 2 | Weekend | Saturday | 0.58631 | 0.68493 | 0.68659 | 0.47189 | 1 | 0.47189 | 0.47189 | 0.19044 | 0.47189 | 0.58631 | 0.58631 | 0.23756 | 0.65575 | 0.35731 | 0.20292 | 0.25398 | 0.3683 | 0.40993 | 0.30025 | 0.30312 | 0.18334 | 0.34626 | 0.35365 | 0.19044 | 0.25664 | 0.31952 | 0.27596 | 0.31308 | 0.61158 | 0.3716 | 0.20415 | 0.25436 | 0.363 | 0.34714 | 0.32086 | 0.33758 | 0.20358 | 0.34153 | 0.35 | 0.20858 | 0.2912 | 0.35138 | 0.23996 | 0
Oct | 28 | 3 | Weekend | Saturday | 0.58404 | 0.68559 | 0.68701 | 0.45558 | 1 | 0.45558 | 0.45558 | 0.19044 | 0.45558 | 0.58404 | 0.58404 | 0.23992 | 0.66121 | 0.3938 | 0.21332 | 0.25373 | 0.42044 | 0.48125 | 0.30194 | 0.30911 | 0.18446 | 0.36287 | 0.35141 | 0.19044 | 0.25664 | 0.34108 | 0.27631 | 0.31641 | 0.61897 | 0.40016 | 0.21463 | 0.25436 | 0.41427 | 0.41299 | 0.32214 | 0.34305 | 0.20436 | 0.35659 | 0.35 | 0.20858 | 0.2912 | 0.37471 | 0.23997 | 0
Oct | 28 | 4 | Weekend | Saturday | 0.59177 | 0.69589 | 0.7072 | 0.47036 | 1 | 0.47036 | 0.47036 | 0.19044 | 0.47036 | 0.59177 | 0.59177 | 0.53905 | 0.66152 | 0.42707 | 0.23447 | 0.25424 | 0.54335 | 0.56652 | 0.30135 | 0.56814 | 0.18398 | 0.40535 | 0.35477 | 0.19044 | 0.25664 | 0.33752 | 0.28322 | 0.48289 | 0.61979 | 0.42425 | 0.23561 | 0.25436 | 0.52477 | 0.46728 | 0.32204 | 0.48583 | 0.2043 | 0.39695 | 0.35 | 0.20858 | 0.2912 | 0.3712 | 0.24107 | 0
Oct | 28 | 5 | Weekend | Saturday | 0.57938 | 0.73318 | 0.77038 | 0.59438 | 1 | 0.59438 | 0.59438 | 0.38023 | 0.59438 | 0.57938 | 0.57938 | 0.80334 | 0.69423 | 0.61489 | 0.39417 | 0.44366 | 0.71389 | 0.62784 | 0.29761 | 0.97891 | 0.18102 | 0.58409 | 0.45993 | 0.38023 | 0.4552 | 0.65087 | 0.2629 | 0.80829 | 0.66588 | 0.62314 | 0.36075 | 0.44512 | 0.64293 | 0.56119 | 0.31749 | 0.97883 | 0.20146 | 0.59153 | 0.44363 | 0.29179 | 0.34372 | 0.51199 | 0.22733 | 0
Oct | 28 | 6 | Weekend | Saturday | 0.62615 | 0.79095 | 0.8706 | 0.73053 | 0.55754 | 0.73053 | 0.73053 | 0.28836 | 0.73053 | 0.62615 | 0.62615 | 0.85456 | 0.74662 | 0.80946 | 0.3833 | 0.34343 | 0.6793 | 0.63074 | 0.25619 | 0.88739 | 0.15829 | 0.71091 | 0.31583 | 0.28836 | 0.29721 | 0.65126 | 0.23811 | 0.90259 | 0.70231 | 0.76829 | 0.3531 | 0.34115 | 0.60207 | 0.57361 | 0.27405 | 0.90895 | 0.17429 | 0.71735 | 0.27667 | 0.22986 | 0.21113 | 0.52177 | 0.178 | 0
Oct | 28 | 7 | Weekend | Saturday | 0.69928 | 0.83983 | 0.94348 | 0.72611 | 0.0044583 | 0.72611 | 0.72611 | 0.66091 | 0.72611 | 0.69928 | 0.69928 | 0.86785 | 0.78166 | 1 | 0.50808 | 0.39851 | 0.62387 | 0.69962 | 0.25605 | 0.71795 | 0.15648 | 1 | 0.35144 | 0.66091 | 0.66612 | 0.77861 | 0.21278 | 0.901 | 0.75307 | 0.91543 | 0.49096 | 0.3985 | 0.54799 | 0.66532 | 0.27234 | 0.7306 | 0.17321 | 0.99835 | 0.33043 | 0.48718 | 0.4385 | 0.69198 | 0.17834 | 0
Oct | 28 | 8 | Weekend | Saturday | 0.77234 | 0.88714 | 0.97543 | 0.68405 | 0.0044583 | 0.68405 | 0.68405 | 0.67213 | 0.68405 | 0.77234 | 0.77234 | 0.72928 | 0.82258 | 0.83098 | 0.46146 | 0.37577 | 0.55017 | 0.73206 | 0.25576 | 0.70807 | 0.15659 | 0.85759 | 0.34223 | 0.67213 | 0.65091 | 0.74315 | 0.25652 | 0.73743 | 0.80213 | 0.79927 | 0.44955 | 0.37603 | 0.48757 | 0.70159 | 0.27256 | 0.73156 | 0.17334 | 0.86019 | 0.33032 | 0.61666 | 0.58129 | 0.68123 | 0.24196 | 0
Oct | 28 | 9 | Weekend | Saturday | 0.86879 | 0.92223 | 0.98716 | 0.62331 | 0.0044583 | 0.62331 | 0.62331 | 0.74898 | 0.62331 | 0.86879 | 0.86879 | 0.90781 | 0.83203 | 0.70071 | 0.47933 | 0.36441 | 0.48241 | 0.72777 | 0.25776 | 0.85608 | 0.21234 | 0.61609 | 0.3387 | 0.74898 | 0.70881 | 0.81923 | 0.24694 | 0.89846 | 0.81464 | 0.69553 | 0.47073 | 0.36516 | 0.4302 | 0.70634 | 0.27262 | 0.90821 | 0.2297 | 0.60769 | 0.33034 | 0.75903 | 0.72984 | 0.79565 | 0.24154 | 0
Oct | 28 | 10 | Weekend | Saturday | 0.95798 | 0.9565 | 0.99713 | 0.60425 | 0.0044583 | 0.60425 | 0.60425 | 0.71975 | 0.60425 | 0.95798 | 0.95798 | 0.89166 | 0.83721 | 0.65855 | 0.57178 | 0.39573 | 0.47452 | 0.74498 | 0.26001 | 0.88591 | 0.23503 | 0.59407 | 0.33694 | 0.71975 | 0.66261 | 0.89843 | 0.24338 | 0.9142 | 0.82249 | 0.68386 | 0.56526 | 0.39562 | 0.44402 | 0.72589 | 0.27816 | 0.94996 | 0.25939 | 0.58861 | 0.33058 | 0.76185 | 0.72984 | 0.90707 | 0.24154 | 0
Oct | 28 | 11 | Weekend | Saturday | 1 | 0.98006 | 1 | 0.60595 | 0.0044583 | 0.60595 | 0.60595 | 0.7903 | 0.60595 | 1 | 1 | 0.87364 | 0.82854 | 0.63199 | 0.62124 | 0.41633 | 0.46729 | 0.72528 | 0.26434 | 0.86088 | 0.23338 | 0.59205 | 0.27602 | 0.7903 | 0.73245 | 0.88427 | 0.17203 | 0.90532 | 0.81497 | 0.68789 | 0.61575 | 0.41737 | 0.44847 | 0.70873 | 0.28021 | 0.9291 | 0.25629 | 0.59486 | 0.27043 | 0.86155 | 0.83008 | 0.91199 | 0.16979 | 0
Oct | 28 | 12 | Weekend | Saturday | 0.9882 | 0.98779 | 0.99315 | 0.61407 | 0.0044583 | 0.61407 | 0.61407 | 0.79557 | 0.61407 | 0.9882 | 0.9882 | 0.7247 | 0.81817 | 0.6035 | 0.60806 | 0.41932 | 0.45692 | 0.7581 | 0.26148 | 0.85884 | 0.25656 | 0.59725 | 0.27805 | 0.79557 | 0.73974 | 0.87163 | 0.17032 | 0.74702 | 0.8055 | 0.65247 | 0.60322 | 0.4196 | 0.44505 | 0.74721 | 0.28026 | 0.92872 | 0.28178 | 0.6023 | 0.27075 | 0.86711 | 0.83857 | 0.91059 | 0.16979 | 0
Oct | 28 | 13 | Weekend | Saturday | 0.9717 | 0.99423 | 0.99629 | 0.6031 | 0.0044583 | 0.6031 | 0.6031 | 0.79907 | 0.6031 | 0.9717 | 0.9717 | 0.67752 | 0.81429 | 0.6124 | 0.54327 | 0.33919 | 0.45331 | 0.75625 | 0.27072 | 0.69317 | 0.27398 | 0.60725 | 0.27758 | 0.79907 | 0.74733 | 0.84781 | 0.16912 | 0.74304 | 0.80389 | 0.66556 | 0.53628 | 0.33979 | 0.44881 | 0.74485 | 0.28706 | 0.74882 | 0.30351 | 0.60823 | 0.27081 | 0.87399 | 0.84781 | 0.89454 | 0.16979 | 0
Oct | 28 | 14 | Weekend | Saturday | 0.96094 | 1 | 0.98107 | 0.60306 | 0.0044583 | 0.60306 | 0.60306 | 0.80075 | 0.60306 | 0.96094 | 0.96094 | 0.71315 | 0.78518 | 0.61346 | 0.53757 | 0.31839 | 0.49178 | 0.76242 | 0.26762 | 0.69226 | 0.28285 | 0.59795 | 0.27474 | 0.80075 | 0.74987 | 0.83178 | 0.16868 | 0.74333 | 0.78097 | 0.66811 | 0.53052 | 0.31888 | 0.48508 | 0.75515 | 0.28686 | 0.74859 | 0.31151 | 0.60498 | 0.27045 | 0.87699 | 0.85082 | 0.87975 | 0.16979 | 0
Oct | 28 | 15 | Weekend | Saturday | 0.92364 | 0.98793 | 0.95281 | 0.65895 | 0.0044583 | 0.65895 | 0.65895 | 0.79484 | 0.65895 | 0.92364 | 0.92364 | 0.90341 | 0.7831 | 0.64548 | 0.56016 | 0.30292 | 0.66101 | 0.71548 | 0.26472 | 0.6893 | 0.2608 | 0.59109 | 0.27622 | 0.79484 | 0.74553 | 0.83121 | 0.096035 | 0.91549 | 0.77776 | 0.73066 | 0.55258 | 0.30331 | 0.66209 | 0.69976 | 0.28218 | 0.74487 | 0.29025 | 0.63612 | 0.26979 | 0.87051 | 0.8459 | 0.87688 | 0.097885 | 0
Oct | 28 | 16 | Weekend | Saturday | 0.84585 | 0.94712 | 0.92556 | 0.76254 | 0.55754 | 0.76254 | 0.76254 | 0.73084 | 0.76254 | 0.84585 | 0.84585 | 0.92196 | 0.76353 | 0.70587 | 0.47289 | 0.3066 | 0.85631 | 0.67099 | 0.26819 | 0.85915 | 0.22693 | 0.67106 | 0.28036 | 0.73084 | 0.69561 | 0.79205 | 0.12048 | 0.92759 | 0.75406 | 0.78532 | 0.45958 | 0.30727 | 0.85672 | 0.65221 | 0.28539 | 0.93025 | 0.25162 | 0.72034 | 0.27456 | 0.79348 | 0.78243 | 0.81721 | 0.1228 | 0
Oct | 28 | 17 | Weekend | Saturday | 0.80111 | 0.91389 | 0.89989 | 0.89436 | 1 | 0.89436 | 0.89436 | 0.65626 | 0.89436 | 0.80111 | 0.80111 | 0.98397 | 0.76032 | 0.85138 | 0.29334 | 0.24598 | 1 | 0.51102 | 0.29637 | 0.92463 | 0.21773 | 0.8573 | 0.33855 | 0.65626 | 0.6714 | 0.82666 | 0.21824 | 1 | 0.74288 | 0.94764 | 0.29527 | 0.24605 | 1 | 0.4868 | 0.31825 | 0.99523 | 0.24092 | 0.92297 | 0.33588 | 0.7011 | 0.74022 | 0.83007 | 0.22244 | 0
Oct | 28 | 18 | Weekend | Saturday | 0.80623 | 0.91878 | 0.87336 | 0.98466 | 1 | 0.98466 | 0.98466 | 0.48289 | 0.98466 | 0.80623 | 0.80623 | 0.79953 | 0.75637 | 0.88672 | 0.27583 | 0.25373 | 0.97628 | 0.51942 | 0.30391 | 0.9312 | 0.19443 | 0.8777 | 0.35365 | 0.48289 | 0.53178 | 0.74435 | 0.22801 | 0.83698 | 0.73602 | 0.95474 | 0.27756 | 0.25436 | 0.97831 | 0.49008 | 0.32322 | 1 | 0.21592 | 0.93645 | 0.35 | 0.51299 | 0.58217 | 0.7247 | 0.23241 | 0
Oct | 28 | 19 | Weekend | Saturday | 0.79386 | 0.9073 | 0.84849 | 1 | 1 | 1 | 1 | 0.45758 | 1 | 0.79386 | 0.79386 | 0.78861 | 0.7178 | 0.92308 | 0.27583 | 0.25424 | 0.95312 | 0.48646 | 0.3023 | 0.77068 | 0.19239 | 0.93719 | 0.35365 | 0.45758 | 0.51185 | 0.71095 | 0.22801 | 0.82862 | 0.68714 | 1 | 0.27756 | 0.25436 | 0.96044 | 0.44041 | 0.32306 | 0.82176 | 0.21318 | 1 | 0.35 | 0.47507 | 0.54256 | 0.6804 | 0.23241 | 0
Oct | 28 | 20 | Weekend | Saturday | 0.76248 | 0.86588 | 0.8224 | 0.91272 | 1 | 0.91272 | 0.91272 | 0.24663 | 0.91272 | 0.76248 | 0.76248 | 0.76688 | 0.71186 | 0.89094 | 0.25521 | 0.25424 | 0.81335 | 0.40967 | 0.30056 | 0.772 | 0.19405 | 0.919 | 0.35365 | 0.24663 | 0.31246 | 0.57609 | 0.23086 | 0.81894 | 0.67799 | 0.95613 | 0.25658 | 0.25436 | 0.82235 | 0.37001 | 0.32223 | 0.81625 | 0.20439 | 0.97513 | 0.35 | 0.27012 | 0.35453 | 0.56388 | 0.23286 | 0
Oct | 28 | 21 | Weekend | Saturday | 0.68946 | 0.78566 | 0.79046 | 0.81842 | 1 | 0.81842 | 0.81842 | 0.19044 | 0.81842 | 0.68946 | 0.68946 | 0.73157 | 0.70347 | 0.84359 | 0.23417 | 0.25373 | 0.64363 | 0.41504 | 0.30199 | 0.76608 | 0.18378 | 0.71019 | 0.35365 | 0.19044 | 0.25664 | 0.33249 | 0.23357 | 0.81244 | 0.66579 | 0.82226 | 0.23561 | 0.25436 | 0.64422 | 0.35709 | 0.32117 | 0.80934 | 0.20372 | 0.73618 | 0.35 | 0.20858 | 0.2912 | 0.36566 | 0.23329 | 0
Oct | 28 | 22 | Weekend | Saturday | 0.66086 | 0.75281 | 0.75221 | 0.7037 | 1 | 0.7037 | 0.7037 | 0.19044 | 0.7037 | 0.66086 | 0.66086 | 0.70633 | 0.70268 | 0.61465 | 0.21332 | 0.25398 | 0.48358 | 0.38644 | 0.3037 | 0.80308 | 0.18478 | 0.47489 | 0.35365 | 0.19044 | 0.25664 | 0.442 | 0.23578 | 0.82686 | 0.66392 | 0.61928 | 0.21463 | 0.25436 | 0.49274 | 0.33391 | 0.32507 | 0.84763 | 0.20517 | 0.48661 | 0.35 | 0.20858 | 0.2912 | 0.48566 | 0.23363 | 0
Oct | 28 | 23 | Weekend | Saturday | 0.61896 | 0.75232 | 0.73656 | 0.58953 | 1 | 0.58953 | 0.58953 | 0.1863 | 0.58953 | 0.61896 | 0.61896 | 0.48709 | 0.67383 | 0.39657 | 0.22182 | 0.27193 | 0.38519 | 0.38099 | 0.30086 | 0.53731 | 0.18298 | 0.39651 | 0.3748 | 0.1863 | 0.25319 | 0.35871 | 0.25634 | 0.47447 | 0.63372 | 0.39809 | 0.22315 | 0.27241 | 0.38951 | 0.32668 | 0.32098 | 0.48334 | 0.20364 | 0.39733 | 0.37024 | 0.20404 | 0.28728 | 0.39452 | 0.23687 | 0
Oct | 29 | 24 | Weekend | Sunday | 0.59045 | 0.72764 | 0.70779 | 0.51624 | 1 | 0.51624 | 0.51624 | 0.19044 | 0.51624 | 0.59045 | 0.59045 | 0.23705 | 0.66575 | 0.38667 | 0.20298 | 0.25398 | 0.3723 | 0.39539 | 0.30082 | 0.30256 | 0.18464 | 0.38893 | 0.35141 | 0.19044 | 0.25664 | 0.32729 | 0.26274 | 0.31236 | 0.62346 | 0.40623 | 0.20415 | 0.25436 | 0.37352 | 0.33729 | 0.32094 | 0.33633 | 0.20362 | 0.39693 | 0.35 | 0.20858 | 0.2912 | 0.35941 | 0.23791 | 0
Oct | 29 | 1 | Weekend | Sunday | 0.58495 | 0.6956 | 0.69455 | 0.48757 | 1 | 0.48757 | 0.48757 | 0.19044 | 0.48757 | 0.58495 | 0.58495 | 0.23769 | 0.66115 | 0.35361 | 0.20286 | 0.25398 | 0.3669 | 0.38419 | 0.30029 | 0.30395 | 0.18336 | 0.35326 | 0.35477 | 0.19044 | 0.25664 | 0.32287 | 0.26599 | 0.31289 | 0.61867 | 0.3662 | 0.20415 | 0.25436 | 0.36588 | 0.32805 | 0.3209 | 0.33726 | 0.2036 | 0.34493 | 0.35 | 0.20858 | 0.2912 | 0.35521 | 0.23841 | 0
Oct | 29 | 2 | Weekend | Sunday | 0.58631 | 0.68493 | 0.68659 | 0.47189 | 1 | 0.47189 | 0.47189 | 0.19044 | 0.47189 | 0.58631 | 0.58631 | 0.23756 | 0.65575 | 0.35731 | 0.20292 | 0.25398 | 0.3683 | 0.40993 | 0.30025 | 0.30312 | 0.18334 | 0.34626 | 0.35365 | 0.19044 | 0.25664 | 0.31952 | 0.27596 | 0.31308 | 0.61158 | 0.3716 | 0.20415 | 0.25436 | 0.363 | 0.34714 | 0.32086 | 0.33758 | 0.20358 | 0.34153 | 0.35 | 0.20858 | 0.2912 | 0.35138 | 0.23996 | 0
Oct | 29 | 3 | Weekend | Sunday | 0.58404 | 0.68559 | 0.68701 | 0.45558 | 1 | 0.45558 | 0.45558 | 0.19044 | 0.45558 | 0.58404 | 0.58404 | 0.23992 | 0.66121 | 0.3938 | 0.21332 | 0.25373 | 0.42044 | 0.48125 | 0.30194 | 0.30911 | 0.18446 | 0.36287 | 0.35141 | 0.19044 | 0.25664 | 0.34108 | 0.27631 | 0.31641 | 0.61897 | 0.40016 | 0.21463 | 0.25436 | 0.41427 | 0.41299 | 0.32214 | 0.34305 | 0.20436 | 0.35659 | 0.35 | 0.20858 | 0.2912 | 0.37471 | 0.23997 | 0
Oct | 29 | 4 | Weekend | Sunday | 0.59177 | 0.69589 | 0.7072 | 0.47036 | 1 | 0.47036 | 0.47036 | 0.19044 | 0.47036 | 0.59177 | 0.59177 | 0.53905 | 0.66152 | 0.42707 | 0.23447 | 0.25424 | 0.54335 | 0.56652 | 0.30135 | 0.56814 | 0.18398 | 0.40535 | 0.35477 | 0.19044 | 0.25664 | 0.33752 | 0.28322 | 0.48289 | 0.61979 | 0.42425 | 0.23561 | 0.25436 | 0.52477 | 0.46728 | 0.32204 | 0.48583 | 0.2043 | 0.39695 | 0.35 | 0.20858 | 0.2912 | 0.3712 | 0.24107 | 0
Oct | 29 | 5 | Weekend | Sunday | 0.57938 | 0.73318 | 0.77038 | 0.59438 | 1 | 0.59438 | 0.59438 | 0.38023 | 0.59438 | 0.57938 | 0.57938 | 0.80334 | 0.69423 | 0.61489 | 0.39417 | 0.44366 | 0.71389 | 0.62784 | 0.29761 | 0.97891 | 0.18102 | 0.58409 | 0.45993 | 0.38023 | 0.4552 | 0.65087 | 0.2629 | 0.80829 | 0.66588 | 0.62314 | 0.36075 | 0.44512 | 0.64293 | 0.56119 | 0.31749 | 0.97883 | 0.20146 | 0.59153 | 0.44363 | 0.29179 | 0.34372 | 0.51199 | 0.22733 | 0
Oct | 29 | 6 | Weekend | Sunday | 0.62615 | 0.79095 | 0.8706 | 0.73053 | 0.55754 | 0.73053 | 0.73053 | 0.28836 | 0.73053 | 0.62615 | 0.62615 | 0.85456 | 0.74662 | 0.80946 | 0.3833 | 0.34343 | 0.6793 | 0.63074 | 0.25619 | 0.88739 | 0.15829 | 0.71091 | 0.31583 | 0.28836 | 0.29721 | 0.65126 | 0.23811 | 0.90259 | 0.70231 | 0.76829 | 0.3531 | 0.34115 | 0.60207 | 0.57361 | 0.27405 | 0.90895 | 0.17429 | 0.71735 | 0.27667 | 0.22986 | 0.21113 | 0.52177 | 0.178 | 0
Oct | 29 | 7 | Weekend | Sunday | 0.69928 | 0.83983 | 0.94348 | 0.72611 | 0.0044583 | 0.72611 | 0.72611 | 0.66091 | 0.72611 | 0.69928 | 0.69928 | 0.86785 | 0.78166 | 1 | 0.50808 | 0.39851 | 0.62387 | 0.69962 | 0.25605 | 0.71795 | 0.15648 | 1 | 0.35144 | 0.66091 | 0.66612 | 0.77861 | 0.21278 | 0.901 | 0.75307 | 0.91543 | 0.49096 | 0.3985 | 0.54799 | 0.66532 | 0.27234 | 0.7306 | 0.17321 | 0.99835 | 0.33043 | 0.48718 | 0.4385 | 0.69198 | 0.17834 | 0
Oct | 29 | 8 | Weekend | Sunday | 0.77234 | 0.88714 | 0.97543 | 0.68405 | 0.0044583 | 0.68405 | 0.68405 | 0.67213 | 0.68405 | 0.77234 | 0.77234 | 0.72928 | 0.82258 | 0.83098 | 0.46146 | 0.37577 | 0.55017 | 0.73206 | 0.25576 | 0.70807 | 0.15659 | 0.85759 | 0.34223 | 0.67213 | 0.65091 | 0.74315 | 0.25652 | 0.73743 | 0.80213 | 0.79927 | 0.44955 | 0.37603 | 0.48757 | 0.70159 | 0.27256 | 0.73156 | 0.17334 | 0.86019 | 0.33032 | 0.61666 | 0.58129 | 0.68123 | 0.24196 | 0
Oct | 29 | 9 | Weekend | Sunday | 0.86879 | 0.92223 | 0.98716 | 0.62331 | 0.0044583 | 0.62331 | 0.62331 | 0.74898 | 0.62331 | 0.86879 | 0.86879 | 0.90781 | 0.83203 | 0.70071 | 0.47933 | 0.36441 | 0.48241 | 0.72777 | 0.25776 | 0.85608 | 0.21234 | 0.61609 | 0.3387 | 0.74898 | 0.70881 | 0.81923 | 0.24694 | 0.89846 | 0.81464 | 0.69553 | 0.47073 | 0.36516 | 0.4302 | 0.70634 | 0.27262 | 0.90821 | 0.2297 | 0.60769 | 0.33034 | 0.75903 | 0.72984 | 0.79565 | 0.24154 | 0
Oct | 29 | 10 | Weekend | Sunday | 0.95798 | 0.9565 | 0.99713 | 0.60425 | 0.0044583 | 0.60425 | 0.60425 | 0.71975 | 0.60425 | 0.95798 | 0.95798 | 0.89166 | 0.83721 | 0.65855 | 0.57178 | 0.39573 | 0.47452 | 0.74498 | 0.26001 | 0.88591 | 0.23503 | 0.59407 | 0.33694 | 0.71975 | 0.66261 | 0.89843 | 0.24338 | 0.9142 | 0.82249 | 0.68386 | 0.56526 | 0.39562 | 0.44402 | 0.72589 | 0.27816 | 0.94996 | 0.25939 | 0.58861 | 0.33058 | 0.76185 | 0.72984 | 0.90707 | 0.24154 | 0
Oct | 29 | 11 | Weekend | Sunday | 1 | 0.98006 | 1 | 0.60595 | 0.0044583 | 0.60595 | 0.60595 | 0.7903 | 0.60595 | 1 | 1 | 0.87364 | 0.82854 | 0.63199 | 0.62124 | 0.41633 | 0.46729 | 0.72528 | 0.26434 | 0.86088 | 0.23338 | 0.59205 | 0.27602 | 0.7903 | 0.73245 | 0.88427 | 0.17203 | 0.90532 | 0.81497 | 0.68789 | 0.61575 | 0.41737 | 0.44847 | 0.70873 | 0.28021 | 0.9291 | 0.25629 | 0.59486 | 0.27043 | 0.86155 | 0.83008 | 0.91199 | 0.16979 | 0
Oct | 29 | 12 | Weekend | Sunday | 0.9882 | 0.98779 | 0.99315 | 0.61407 | 0.0044583 | 0.61407 | 0.61407 | 0.79557 | 0.61407 | 0.9882 | 0.9882 | 0.7247 | 0.81817 | 0.6035 | 0.60806 | 0.41932 | 0.45692 | 0.7581 | 0.26148 | 0.85884 | 0.25656 | 0.59725 | 0.27805 | 0.79557 | 0.73974 | 0.87163 | 0.17032 | 0.74702 | 0.8055 | 0.65247 | 0.60322 | 0.4196 | 0.44505 | 0.74721 | 0.28026 | 0.92872 | 0.28178 | 0.6023 | 0.27075 | 0.86711 | 0.83857 | 0.91059 | 0.16979 | 0
Oct | 29 | 13 | Weekend | Sunday | 0.9717 | 0.99423 | 0.99629 | 0.6031 | 0.0044583 | 0.6031 | 0.6031 | 0.79907 | 0.6031 | 0.9717 | 0.9717 | 0.67752 | 0.81429 | 0.6124 | 0.54327 | 0.33919 | 0.45331 | 0.75625 | 0.27072 | 0.69317 | 0.27398 | 0.60725 | 0.27758 | 0.79907 | 0.74733 | 0.84781 | 0.16912 | 0.74304 | 0.80389 | 0.66556 | 0.53628 | 0.33979 | 0.44881 | 0.74485 | 0.28706 | 0.74882 | 0.30351 | 0.60823 | 0.27081 | 0.87399 | 0.84781 | 0.89454 | 0.16979 | 0
Oct | 29 | 14 | Weekend | Sunday | 0.96094 | 1 | 0.98107 | 0.60306 | 0.0044583 | 0.60306 | 0.60306 | 0.80075 | 0.60306 | 0.96094 | 0.96094 | 0.71315 | 0.78518 | 0.61346 | 0.53757 | 0.31839 | 0.49178 | 0.76242 | 0.26762 | 0.69226 | 0.28285 | 0.59795 | 0.27474 | 0.80075 | 0.74987 | 0.83178 | 0.16868 | 0.74333 | 0.78097 | 0.66811 | 0.53052 | 0.31888 | 0.48508 | 0.75515 | 0.28686 | 0.74859 | 0.31151 | 0.60498 | 0.27045 | 0.87699 | 0.85082 | 0.87975 | 0.16979 | 0
Oct | 29 | 15 | Weekend | Sunday | 0.92364 | 0.98793 | 0.95281 | 0.65895 | 0.0044583 | 0.65895 | 0.65895 | 0.79484 | 0.65895 | 0.92364 | 0.92364 | 0.90341 | 0.7831 | 0.64548 | 0.56016 | 0.30292 | 0.66101 | 0.71548 | 0.26472 | 0.6893 | 0.2608 | 0.59109 | 0.27622 | 0.79484 | 0.74553 | 0.83121 | 0.096035 | 0.91549 | 0.77776 | 0.73066 | 0.55258 | 0.30331 | 0.66209 | 0.69976 | 0.28218 | 0.74487 | 0.29025 | 0.63612 | 0.26979 | 0.87051 | 0.8459 | 0.87688 | 0.097885 | 0
Oct | 29 | 16 | Weekend | Sunday | 0.84585 | 0.94712 | 0.92556 | 0.76254 | 0.55754 | 0.76254 | 0.76254 | 0.73084 | 0.76254 | 0.84585 | 0.84585 | 0.92196 | 0.76353 | 0.70587 | 0.47289 | 0.3066 | 0.85631 | 0.67099 | 0.26819 | 0.85915 | 0.22693 | 0.67106 | 0.28036 | 0.73084 | 0.69561 | 0.79205 | 0.12048 | 0.92759 | 0.75406 | 0.78532 | 0.45958 | 0.30727 | 0.85672 | 0.65221 | 0.28539 | 0.93025 | 0.25162 | 0.72034 | 0.27456 | 0.79348 | 0.78243 | 0.81721 | 0.1228 | 0
Oct | 29 | 17 | Weekend | Sunday | 0.80111 | 0.91389 | 0.89989 | 0.89436 | 1 | 0.89436 | 0.89436 | 0.65626 | 0.89436 | 0.80111 | 0.80111 | 0.98397 | 0.76032 | 0.85138 | 0.29334 | 0.24598 | 1 | 0.51102 | 0.29637 | 0.92463 | 0.21773 | 0.8573 | 0.33855 | 0.65626 | 0.6714 | 0.82666 | 0.21824 | 1 | 0.74288 | 0.94764 | 0.29527 | 0.24605 | 1 | 0.4868 | 0.31825 | 0.99523 | 0.24092 | 0.92297 | 0.33588 | 0.7011 | 0.74022 | 0.83007 | 0.22244 | 0
Oct | 29 | 18 | Weekend | Sunday | 0.80623 | 0.91878 | 0.87336 | 0.98466 | 1 | 0.98466 | 0.98466 | 0.48289 | 0.98466 | 0.80623 | 0.80623 | 0.79953 | 0.75637 | 0.88672 | 0.27583 | 0.25373 | 0.97628 | 0.51942 | 0.30391 | 0.9312 | 0.19443 | 0.8777 | 0.35365 | 0.48289 | 0.53178 | 0.74435 | 0.22801 | 0.83698 | 0.73602 | 0.95474 | 0.27756 | 0.25436 | 0.97831 | 0.49008 | 0.32322 | 1 | 0.21592 | 0.93645 | 0.35 | 0.51299 | 0.58217 | 0.7247 | 0.23241 | 0
Oct | 29 | 19 | Weekend | Sunday | 0.79386 | 0.9073 | 0.84849 | 1 | 1 | 1 | 1 | 0.45758 | 1 | 0.79386 | 0.79386 | 0.78861 | 0.7178 | 0.92308 | 0.27583 | 0.25424 | 0.95312 | 0.48646 | 0.3023 | 0.77068 | 0.19239 | 0.93719 | 0.35365 | 0.45758 | 0.51185 | 0.71095 | 0.22801 | 0.82862 | 0.68714 | 1 | 0.27756 | 0.25436 | 0.96044 | 0.44041 | 0.32306 | 0.82176 | 0.21318 | 1 | 0.35 | 0.47507 | 0.54256 | 0.6804 | 0.23241 | 0
Oct | 29 | 20 | Weekend | Sunday | 0.76248 | 0.86588 | 0.8224 | 0.91272 | 1 | 0.91272 | 0.91272 | 0.24663 | 0.91272 | 0.76248 | 0.76248 | 0.76688 | 0.71186 | 0.89094 | 0.25521 | 0.25424 | 0.81335 | 0.40967 | 0.30056 | 0.772 | 0.19405 | 0.919 | 0.35365 | 0.24663 | 0.31246 | 0.57609 | 0.23086 | 0.81894 | 0.67799 | 0.95613 | 0.25658 | 0.25436 | 0.82235 | 0.37001 | 0.32223 | 0.81625 | 0.20439 | 0.97513 | 0.35 | 0.27012 | 0.35453 | 0.56388 | 0.23286 | 0
Oct | 29 | 21 | Weekend | Sunday | 0.68946 | 0.78566 | 0.79046 | 0.81842 | 1 | 0.81842 | 0.81842 | 0.19044 | 0.81842 | 0.68946 | 0.68946 | 0.73157 | 0.70347 | 0.84359 | 0.23417 | 0.25373 | 0.64363 | 0.41504 | 0.30199 | 0.76608 | 0.18378 | 0.71019 | 0.35365 | 0.19044 | 0.25664 | 0.33249 | 0.23357 | 0.81244 | 0.66579 | 0.82226 | 0.23561 | 0.25436 | 0.64422 | 0.35709 | 0.32117 | 0.80934 | 0.20372 | 0.73618 | 0.35 | 0.20858 | 0.2912 | 0.36566 | 0.23329 | 0
Oct | 29 | 22 | Weekend | Sunday | 0.66086 | 0.75281 | 0.75221 | 0.7037 | 1 | 0.7037 | 0.7037 | 0.19044 | 0.7037 | 0.66086 | 0.66086 | 0.70633 | 0.70268 | 0.61465 | 0.21332 | 0.25398 | 0.48358 | 0.38644 | 0.3037 | 0.80308 | 0.18478 | 0.47489 | 0.35365 | 0.19044 | 0.25664 | 0.442 | 0.23578 | 0.82686 | 0.66392 | 0.61928 | 0.21463 | 0.25436 | 0.49274 | 0.33391 | 0.32507 | 0.84763 | 0.20517 | 0.48661 | 0.35 | 0.20858 | 0.2912 | 0.48566 | 0.23363 | 0
Oct | 29 | 23 | Weekend | Sunday | 0.61896 | 0.75232 | 0.73656 | 0.58953 | 1 | 0.58953 | 0.58953 | 0.19519 | 0.58953 | 0.61896 | 0.61896 | 0.52485 | 0.66802 | 0.40429 | 0.23382 | 0.28306 | 0.38437 | 0.42105 | 0.30037 | 0.56594 | 0.18359 | 0.39126 | 0.38612 | 0.19519 | 0.2606 | 0.33694 | 0.2589 | 0.4737 | 0.62573 | 0.40144 | 0.23525 | 0.28389 | 0.38655 | 0.36291 | 0.32084 | 0.48164 | 0.20355 | 0.3863 | 0.38312 | 0.21378 | 0.29569 | 0.3706 | 0.23729 | 0
Oct | 30 | 24 | Weekday | Monday | 0.58761 | 0.71656 | 0.655 | 0.51481 | 1 | 0.51481 | 0.51481 | 0.19392 | 0.51481 | 0.58761 | 0.58761 | 0.23658 | 0.66502 | 0.36688 | 0.24343 | 0.29287 | 0.36994 | 0.37382 | 0.30153 | 0.30102 | 0.18375 | 0.36742 | 0.39545 | 0.19392 | 0.25955 | 0.31262 | 0.26687 | 0.31167 | 0.62151 | 0.37633 | 0.24497 | 0.29312 | 0.36998 | 0.32725 | 0.32081 | 0.33506 | 0.20354 | 0.36105 | 0.39346 | 0.21239 | 0.29449 | 0.34373 | 0.23856 | 0
Oct | 30 | 1 | Weekday | Monday | 0.57978 | 0.68296 | 0.64549 | 0.48202 | 1 | 0.48202 | 0.48202 | 0.19392 | 0.48202 | 0.57978 | 0.57978 | 0.23671 | 0.66054 | 0.34702 | 0.24344 | 0.29234 | 0.3642 | 0.42772 | 0.30069 | 0.30279 | 0.18408 | 0.34519 | 0.39774 | 0.19392 | 0.25955 | 0.30965 | 0.27268 | 0.31217 | 0.61577 | 0.35481 | 0.24497 | 0.29312 | 0.3614 | 0.36702 | 0.32076 | 0.33601 | 0.20352 | 0.33568 | 0.39346 | 0.21239 | 0.29449 | 0.34035 | 0.23942 | 0
Oct | 30 | 2 | Weekday | Monday | 0.57819 | 0.66979 | 0.64066 | 0.46463 | 1 | 0.46463 | 0.46463 | 0.19392 | 0.46463 | 0.57819 | 0.57819 | 0.2372 | 0.65914 | 0.3441 | 0.24341 | 0.29255 | 0.36561 | 0.38257 | 0.30105 | 0.30243 | 0.18371 | 0.34647 | 0.39682 | 0.19392 | 0.25955 | 0.3075 | 0.28109 | 0.31239 | 0.61359 | 0.35261 | 0.24497 | 0.29312 | 0.35727 | 0.33413 | 0.32071 | 0.33638 | 0.2035 | 0.33214 | 0.39346 | 0.21239 | 0.29449 | 0.33798 | 0.24075 | 0
Oct | 30 | 3 | Weekday | Monday | 0.57421 | 0.66871 | 0.64181 | 0.44863 | 1 | 0.44863 | 0.44863 | 0.19392 | 0.44863 | 0.57421 | 0.57421 | 0.24255 | 0.71057 | 0.37073 | 0.25386 | 0.29255 | 0.41647 | 0.55246 | 0.30428 | 0.31377 | 0.18547 | 0.36097 | 0.395 | 0.19392 | 0.25955 | 0.34992 | 0.28445 | 0.32008 | 0.6725 | 0.3716 | 0.25546 | 0.29312 | 0.40615 | 0.48375 | 0.32398 | 0.34909 | 0.20546 | 0.34539 | 0.39346 | 0.21239 | 0.29449 | 0.38495 | 0.24124 | 0
Oct | 30 | 4 | Weekday | Monday | 0.57817 | 0.67215 | 0.65701 | 0.45225 | 1 | 0.45225 | 0.45225 | 0.19392 | 0.45225 | 0.57817 | 0.57817 | 0.55925 | 0.76278 | 0.46363 | 0.29516 | 0.31203 | 0.5381 | 0.68864 | 0.30364 | 0.59762 | 0.1854 | 0.43235 | 0.41925 | 0.19392 | 0.25955 | 0.34774 | 0.28925 | 0.48052 | 0.67306 | 0.43748 | 0.29684 | 0.31251 | 0.51404 | 0.56677 | 0.3235 | 0.48702 | 0.20518 | 0.41843 | 0.41519 | 0.21239 | 0.29449 | 0.38227 | 0.24202 | 0
Oct | 30 | 5 | Weekday | Monday | 0.56391 | 0.69692 | 0.70225 | 0.55013 | 1 | 0.55013 | 0.55013 | 0.82052 | 0.55013 | 0.56391 | 0.56391 | 0.82365 | 0.85982 | 0.77617 | 0.47966 | 0.65364 | 0.70673 | 0.84549 | 0.61604 | 1 | 0.66765 | 0.7191 | 0.59469 | 0.82052 | 0.92158 | 0.71807 | 0.46926 | 0.80392 | 0.82348 | 0.74022 | 0.40715 | 0.65617 | 0.62857 | 0.7896 | 0.36833 | 0.97586 | 0.35843 | 0.72026 | 0.56872 | 0.41586 | 0.428 | 0.56697 | 0.37258 | 0
Oct | 30 | 6 | Weekday | Monday | 0.59647 | 0.74031 | 0.77401 | 0.65469 | 0.50223 | 0.65469 | 0.65469 | 0.70667 | 0.65469 | 0.59647 | 0.59647 | 0.91721 | 0.92076 | 0.98295 | 0.54041 | 0.66517 | 0.67873 | 0.92915 | 0.82204 | 0.92424 | 0.8613 | 0.85563 | 0.56534 | 0.70667 | 0.73856 | 0.70159 | 0.61436 | 0.88233 | 0.89664 | 0.90743 | 0.47794 | 0.66044 | 0.59324 | 0.89198 | 0.68352 | 0.89546 | 0.62905 | 0.86407 | 0.49319 | 0.41853 | 0.36661 | 0.56045 | 0.55432 | 0
Oct | 30 | 7 | Weekday | Monday | 0.64563 | 0.76864 | 0.82393 | 0.67995 | 0.0044583 | 0.67995 | 0.67995 | 0.84006 | 0.67995 | 0.64563 | 0.64563 | 0.92722 | 0.95153 | 0.83951 | 0.95548 | 1 | 0.65241 | 0.95096 | 0.99893 | 0.75645 | 0.92987 | 0.77401 | 0.96904 | 0.84006 | 0.85528 | 0.90609 | 0.85333 | 0.88042 | 0.9344 | 0.78907 | 0.93833 | 1 | 0.56961 | 0.92383 | 0.93419 | 0.72006 | 0.79384 | 0.7583 | 0.96421 | 0.64789 | 0.60415 | 0.81886 | 0.8275 | 0
Oct | 30 | 8 | Weekday | Monday | 0.70062 | 0.80348 | 0.84561 | 0.71054 | 0.0044583 | 0.71054 | 0.71054 | 1 | 0.71054 | 0.70062 | 0.70062 | 0.75372 | 0.98015 | 0.73911 | 0.93366 | 0.90676 | 0.57895 | 0.99774 | 0.98643 | 0.73493 | 0.9156 | 0.73347 | 0.96879 | 1 | 1 | 0.95637 | 1 | 0.72314 | 0.96863 | 0.7252 | 0.92468 | 0.90761 | 0.50829 | 0.98578 | 0.94168 | 0.72103 | 0.81828 | 0.72771 | 0.96759 | 0.93671 | 0.91563 | 0.9131 | 0.99981 | 0
Oct | 30 | 9 | Weekday | Monday | 0.77832 | 0.84061 | 0.85431 | 0.69797 | 0.0044583 | 0.69797 | 0.69797 | 0.98976 | 0.69797 | 0.77832 | 0.77832 | 0.92637 | 0.99196 | 0.61403 | 0.92552 | 0.88874 | 0.50844 | 0.99887 | 1 | 0.86791 | 0.93293 | 0.56095 | 0.97659 | 0.98976 | 0.97278 | 0.91968 | 0.99137 | 0.88191 | 0.98391 | 0.6103 | 0.91951 | 0.88964 | 0.44641 | 0.98875 | 0.97469 | 0.89642 | 0.87099 | 0.54517 | 0.97589 | 0.97443 | 0.95784 | 0.8925 | 0.99981 | 0
Oct | 30 | 10 | Weekday | Monday | 0.85029 | 0.87594 | 0.863 | 0.69531 | 0.0044583 | 0.69531 | 0.69531 | 0.95086 | 0.69531 | 0.85029 | 0.85029 | 0.91484 | 0.99954 | 0.58103 | 0.9503 | 0.90636 | 0.49855 | 1 | 0.99101 | 0.88953 | 0.93909 | 0.55602 | 0.98536 | 0.95086 | 0.91703 | 1 | 0.98744 | 0.90233 | 0.99457 | 0.60678 | 0.94538 | 0.90684 | 0.45687 | 0.99691 | 0.99261 | 0.93972 | 0.90963 | 0.54769 | 0.98475 | 0.97466 | 0.95802 | 1 | 0.99981 | 0
Oct | 30 | 11 | Weekday | Monday | 0.88246 | 0.90481 | 0.86582 | 0.69084 | 0.0044583 | 0.69084 | 0.69084 | 0.93518 | 0.69084 | 0.88246 | 0.88246 | 0.88251 | 0.97708 | 0.58427 | 0.9219 | 0.91324 | 0.48465 | 0.95817 | 0.992 | 0.85465 | 0.96482 | 0.56151 | 0.94574 | 0.93518 | 0.89436 | 0.93969 | 0.89457 | 0.8992 | 0.97283 | 0.61426 | 0.9148 | 0.91281 | 0.45443 | 0.95134 | 1 | 0.91611 | 0.95212 | 0.55253 | 0.94091 | 0.97541 | 0.95952 | 0.94527 | 0.90637 | 0
Oct | 30 | 12 | Weekday | Monday | 0.86406 | 0.91547 | 0.8627 | 0.6906 | 0.0044583 | 0.6906 | 0.6906 | 0.92553 | 0.6906 | 0.86406 | 0.86406 | 0.73085 | 1 | 0.56573 | 0.96737 | 0.91966 | 0.47476 | 0.99513 | 0.99309 | 0.84425 | 0.98668 | 0.56082 | 0.99897 | 0.92553 | 0.88095 | 0.92911 | 0.98391 | 0.73848 | 0.99781 | 0.59345 | 0.96508 | 0.91916 | 0.45336 | 0.99788 | 0.98681 | 0.9097 | 0.97616 | 0.55795 | 0.99711 | 0.97748 | 0.96182 | 0.9412 | 0.99981 | 0
Oct | 30 | 13 | Weekday | Monday | 0.83775 | 0.92108 | 0.8642 | 0.67884 | 0.0044583 | 0.67884 | 0.67884 | 0.92302 | 0.67884 | 0.83775 | 0.83775 | 0.70314 | 0.9981 | 0.57204 | 0.9758 | 0.88196 | 0.46489 | 0.99725 | 0.99278 | 0.69055 | 1 | 0.56187 | 0.99936 | 0.92302 | 0.87845 | 0.91058 | 0.98317 | 0.73594 | 0.99842 | 0.6008 | 0.97728 | 0.88326 | 0.45102 | 1 | 0.99528 | 0.73182 | 1 | 0.55913 | 0.99935 | 0.98022 | 0.96505 | 0.92492 | 0.99985 | 0
Oct | 30 | 14 | Weekday | Monday | 0.824 | 0.92741 | 0.85395 | 0.67052 | 0.0044583 | 0.67052 | 0.67052 | 0.91915 | 0.67052 | 0.824 | 0.824 | 0.75126 | 0.99634 | 0.5664 | 0.97159 | 0.8766 | 0.49921 | 0.96098 | 0.98983 | 0.69683 | 0.98885 | 0.56139 | 1 | 0.91915 | 0.87609 | 0.89496 | 0.98327 | 0.73355 | 0.99788 | 0.59287 | 0.97315 | 0.87808 | 0.48368 | 0.97607 | 0.98385 | 0.72987 | 0.99766 | 0.55592 | 1 | 0.98192 | 0.96801 | 0.91077 | 1 | 0
Oct | 30 | 15 | Weekday | Monday | 0.79898 | 0.92212 | 0.83728 | 0.71385 | 0.0044583 | 0.71385 | 0.71385 | 0.9204 | 0.71385 | 0.79898 | 0.79898 | 0.93145 | 0.998 | 0.58998 | 1 | 0.89395 | 0.66558 | 0.9574 | 0.93598 | 0.69571 | 0.91361 | 0.55364 | 0.99703 | 0.9204 | 0.88231 | 0.89601 | 0.98368 | 0.89096 | 1 | 0.64594 | 1 | 0.89458 | 0.65928 | 0.97278 | 0.95324 | 0.7255 | 0.94725 | 0.58984 | 0.99608 | 0.98041 | 0.96736 | 0.90833 | 0.99987 | 0
Oct | 30 | 16 | Weekday | Monday | 0.75396 | 0.8946 | 0.82184 | 0.8 | 0.50223 | 0.8 | 0.8 | 0.95149 | 0.8 | 0.75396 | 0.75396 | 0.94457 | 0.99433 | 0.68743 | 0.89295 | 0.84243 | 0.82343 | 0.95902 | 0.71365 | 0.86523 | 0.77319 | 0.67283 | 0.65407 | 0.95149 | 0.93057 | 0.90469 | 0.31465 | 0.90668 | 0.99647 | 0.72721 | 0.88897 | 0.84392 | 0.81464 | 0.97145 | 0.70646 | 0.91569 | 0.75823 | 0.71356 | 0.65076 | 1 | 1 | 0.90711 | 0.32071 | 0
Oct | 30 | 17 | Weekday | Monday | 0.73534 | 0.86787 | 0.80756 | 0.91017 | 1 | 0.91017 | 0.91017 | 0.8636 | 0.91017 | 0.73534 | 0.73534 | 1 | 0.82576 | 0.8953 | 0.75895 | 0.69099 | 0.97183 | 0.65721 | 0.76009 | 0.93776 | 0.77325 | 0.80857 | 0.67027 | 0.8636 | 0.89332 | 0.94162 | 0.2258 | 0.97396 | 0.81433 | 0.89335 | 0.74371 | 0.69225 | 0.96365 | 0.64772 | 0.74008 | 0.98047 | 0.73713 | 0.84255 | 0.66669 | 0.87966 | 0.92654 | 0.93204 | 0.22689 | 0
Oct | 30 | 18 | Weekday | Monday | 0.74724 | 0.87349 | 0.79249 | 0.98508 | 1 | 0.98508 | 0.98508 | 0.86851 | 0.98508 | 0.74724 | 0.74724 | 0.83341 | 0.81735 | 0.87115 | 0.73063 | 0.69455 | 0.94886 | 0.667 | 0.77343 | 0.95129 | 0.7599 | 0.83426 | 0.68153 | 0.86851 | 0.91198 | 0.89716 | 0.23723 | 0.8164 | 0.80349 | 0.90819 | 0.71062 | 0.69658 | 0.94159 | 0.65145 | 0.74006 | 0.98564 | 0.71715 | 0.87585 | 0.67437 | 0.85439 | 0.90218 | 0.86938 | 0.23386 | 0
Oct | 30 | 19 | Weekday | Monday | 0.74968 | 0.86216 | 0.77298 | 0.98392 | 1 | 0.98392 | 0.98392 | 0.823 | 0.98392 | 0.74968 | 0.74968 | 0.82684 | 0.74105 | 0.92848 | 0.61414 | 0.61507 | 0.92935 | 0.59202 | 0.77926 | 0.79778 | 0.7663 | 0.91983 | 0.64406 | 0.823 | 0.87386 | 0.82145 | 0.24442 | 0.8139 | 0.71261 | 0.97842 | 0.58313 | 0.61649 | 0.92613 | 0.54648 | 0.73841 | 0.80962 | 0.70821 | 0.96688 | 0.63031 | 0.78495 | 0.82925 | 0.77505 | 0.235 | 0
Oct | 30 | 20 | Weekday | Monday | 0.73188 | 0.82712 | 0.75179 | 0.88721 | 1 | 0.88721 | 0.88721 | 0.35435 | 0.88721 | 0.73188 | 0.73188 | 0.82384 | 0.7165 | 0.95629 | 0.58979 | 0.62252 | 0.79504 | 0.41747 | 0.30813 | 0.80836 | 0.18664 | 0.8876 | 0.64654 | 0.35435 | 0.41348 | 0.60293 | 0.24628 | 0.81113 | 0.68517 | 0.93879 | 0.55456 | 0.62454 | 0.79148 | 0.39362 | 0.32104 | 0.807 | 0.20368 | 0.91546 | 0.63025 | 0.37452 | 0.45069 | 0.56082 | 0.2353 | 0
Oct | 30 | 21 | Weekday | Monday | 0.67052 | 0.75854 | 0.72748 | 0.79582 | 1 | 0.79582 | 0.79582 | 0.19392 | 0.79582 | 0.67052 | 0.67052 | 0.79862 | 0.67206 | 0.77453 | 0.2949 | 0.31203 | 0.63509 | 0.40383 | 0.3036 | 0.81431 | 0.18454 | 0.64577 | 0.41559 | 0.19392 | 0.25955 | 0.32353 | 0.25913 | 0.80944 | 0.63306 | 0.75239 | 0.29684 | 0.31251 | 0.61929 | 0.35431 | 0.32067 | 0.80432 | 0.20346 | 0.65541 | 0.41519 | 0.21239 | 0.29449 | 0.35557 | 0.23733 | 0
Oct | 30 | 22 | Weekday | Monday | 0.64612 | 0.73349 | 0.69832 | 0.69204 | 1 | 0.69204 | 0.69204 | 0.19392 | 0.69204 | 0.64612 | 0.64612 | 0.77796 | 0.6675 | 0.55314 | 0.25386 | 0.29224 | 0.48537 | 0.37966 | 0.30675 | 0.85872 | 0.18621 | 0.4398 | 0.39865 | 0.19392 | 0.25955 | 0.43318 | 0.26357 | 0.82538 | 0.6269 | 0.54153 | 0.25546 | 0.29312 | 0.47353 | 0.33574 | 0.32492 | 0.84404 | 0.20513 | 0.43615 | 0.39346 | 0.21239 | 0.29449 | 0.47632 | 0.23804 | 0
Oct | 30 | 23 | Weekday | Monday | 0.60649 | 0.7379 | 0.67501 | 0.58216 | 1 | 0.58216 | 0.58216 | 0.19519 | 0.58216 | 0.60649 | 0.60649 | 0.52485 | 0.66802 | 0.40429 | 0.23382 | 0.28306 | 0.38437 | 0.42105 | 0.30037 | 0.56594 | 0.18359 | 0.39126 | 0.38612 | 0.19519 | 0.2606 | 0.33694 | 0.2589 | 0.4737 | 0.62573 | 0.40144 | 0.23525 | 0.28389 | 0.38655 | 0.36291 | 0.32084 | 0.48164 | 0.20355 | 0.3863 | 0.38312 | 0.21378 | 0.29569 | 0.3706 | 0.23729 | 0
Oct | 31 | 24 | Weekday | Tuesday | 0.58761 | 0.71656 | 0.655 | 0.51481 | 1 | 0.51481 | 0.51481 | 0.19392 | 0.51481 | 0.58761 | 0.58761 | 0.23658 | 0.66502 | 0.36688 | 0.24343 | 0.29287 | 0.36994 | 0.37382 | 0.30153 | 0.30102 | 0.18375 | 0.36742 | 0.39545 | 0.19392 | 0.25955 | 0.31262 | 0.26687 | 0.31167 | 0.62151 | 0.37633 | 0.24497 | 0.29312 | 0.36998 | 0.32725 | 0.32081 | 0.33506 | 0.20354 | 0.36105 | 0.39346 | 0.21239 | 0.29449 | 0.34373 | 0.23856 | 0
Oct | 31 | 1 | Weekday | Tuesday | 0.57978 | 0.68296 | 0.64549 | 0.48202 | 1 | 0.48202 | 0.48202 | 0.19392 | 0.48202 | 0.57978 | 0.57978 | 0.23671 | 0.66054 | 0.34702 | 0.24344 | 0.29234 | 0.3642 | 0.42772 | 0.30069 | 0.30279 | 0.18408 | 0.34519 | 0.39774 | 0.19392 | 0.25955 | 0.30965 | 0.27268 | 0.31217 | 0.61577 | 0.35481 | 0.24497 | 0.29312 | 0.3614 | 0.36702 | 0.32076 | 0.33601 | 0.20352 | 0.33568 | 0.39346 | 0.21239 | 0.29449 | 0.34035 | 0.23942 | 0
Oct | 31 | 2 | Weekday | Tuesday | 0.57819 | 0.66979 | 0.64066 | 0.46463 | 1 | 0.46463 | 0.46463 | 0.19392 | 0.46463 | 0.57819 | 0.57819 | 0.2372 | 0.65914 | 0.3441 | 0.24341 | 0.29255 | 0.36561 | 0.38257 | 0.30105 | 0.30243 | 0.18371 | 0.34647 | 0.39682 | 0.19392 | 0.25955 | 0.3075 | 0.28109 | 0.31239 | 0.61359 | 0.35261 | 0.24497 | 0.29312 | 0.35727 | 0.33413 | 0.32071 | 0.33638 | 0.2035 | 0.33214 | 0.39346 | 0.21239 | 0.29449 | 0.33798 | 0.24075 | 0
Oct | 31 | 3 | Weekday | Tuesday | 0.57421 | 0.66871 | 0.64181 | 0.44863 | 1 | 0.44863 | 0.44863 | 0.19392 | 0.44863 | 0.57421 | 0.57421 | 0.24255 | 0.71057 | 0.37073 | 0.25386 | 0.29255 | 0.41647 | 0.55246 | 0.30428 | 0.31377 | 0.18547 | 0.36097 | 0.395 | 0.19392 | 0.25955 | 0.34992 | 0.28445 | 0.32008 | 0.6725 | 0.3716 | 0.25546 | 0.29312 | 0.40615 | 0.48375 | 0.32398 | 0.34909 | 0.20546 | 0.34539 | 0.39346 | 0.21239 | 0.29449 | 0.38495 | 0.24124 | 0
Oct | 31 | 4 | Weekday | Tuesday | 0.57817 | 0.67215 | 0.65701 | 0.45225 | 1 | 0.45225 | 0.45225 | 0.19392 | 0.45225 | 0.57817 | 0.57817 | 0.55925 | 0.76278 | 0.46363 | 0.29516 | 0.31203 | 0.5381 | 0.68864 | 0.30364 | 0.59762 | 0.1854 | 0.43235 | 0.41925 | 0.19392 | 0.25955 | 0.34774 | 0.28925 | 0.48052 | 0.67306 | 0.43748 | 0.29684 | 0.31251 | 0.51404 | 0.56677 | 0.3235 | 0.48702 | 0.20518 | 0.41843 | 0.41519 | 0.21239 | 0.29449 | 0.38227 | 0.24202 | 0
Oct | 31 | 5 | Weekday | Tuesday | 0.56391 | 0.69692 | 0.70225 | 0.55013 | 1 | 0.55013 | 0.55013 | 0.82052 | 0.55013 | 0.56391 | 0.56391 | 0.82365 | 0.85982 | 0.77617 | 0.47966 | 0.65364 | 0.70673 | 0.84549 | 0.61604 | 1 | 0.66765 | 0.7191 | 0.59469 | 0.82052 | 0.92158 | 0.71807 | 0.46926 | 0.80392 | 0.82348 | 0.74022 | 0.40715 | 0.65617 | 0.62857 | 0.7896 | 0.36833 | 0.97586 | 0.35843 | 0.72026 | 0.56872 | 0.41586 | 0.428 | 0.56697 | 0.37258 | 0
Oct | 31 | 6 | Weekday | Tuesday | 0.59647 | 0.74031 | 0.77401 | 0.65469 | 0.50223 | 0.65469 | 0.65469 | 0.70667 | 0.65469 | 0.59647 | 0.59647 | 0.91721 | 0.92076 | 0.98295 | 0.54041 | 0.66517 | 0.67873 | 0.92915 | 0.82204 | 0.92424 | 0.8613 | 0.85563 | 0.56534 | 0.70667 | 0.73856 | 0.70159 | 0.61436 | 0.88233 | 0.89664 | 0.90743 | 0.47794 | 0.66044 | 0.59324 | 0.89198 | 0.68352 | 0.89546 | 0.62905 | 0.86407 | 0.49319 | 0.41853 | 0.36661 | 0.56045 | 0.55432 | 0
Oct | 31 | 7 | Weekday | Tuesday | 0.64563 | 0.76864 | 0.82393 | 0.67995 | 0.0044583 | 0.67995 | 0.67995 | 0.84006 | 0.67995 | 0.64563 | 0.64563 | 0.92722 | 0.95153 | 0.83951 | 0.95548 | 1 | 0.65241 | 0.95096 | 0.99893 | 0.75645 | 0.92987 | 0.77401 | 0.96904 | 0.84006 | 0.85528 | 0.90609 | 0.85333 | 0.88042 | 0.9344 | 0.78907 | 0.93833 | 1 | 0.56961 | 0.92383 | 0.93419 | 0.72006 | 0.79384 | 0.7583 | 0.96421 | 0.64789 | 0.60415 | 0.81886 | 0.8275 | 0
Oct | 31 | 8 | Weekday | Tuesday | 0.70062 | 0.80348 | 0.84561 | 0.71054 | 0.0044583 | 0.71054 | 0.71054 | 1 | 0.71054 | 0.70062 | 0.70062 | 0.75372 | 0.98015 | 0.73911 | 0.93366 | 0.90676 | 0.57895 | 0.99774 | 0.98643 | 0.73493 | 0.9156 | 0.73347 | 0.96879 | 1 | 1 | 0.95637 | 1 | 0.72314 | 0.96863 | 0.7252 | 0.92468 | 0.90761 | 0.50829 | 0.98578 | 0.94168 | 0.72103 | 0.81828 | 0.72771 | 0.96759 | 0.93671 | 0.91563 | 0.9131 | 0.99981 | 0
Oct | 31 | 9 | Weekday | Tuesday | 0.77832 | 0.84061 | 0.85431 | 0.69797 | 0.0044583 | 0.69797 | 0.69797 | 0.98976 | 0.69797 | 0.77832 | 0.77832 | 0.92637 | 0.99196 | 0.61403 | 0.92552 | 0.88874 | 0.50844 | 0.99887 | 1 | 0.86791 | 0.93293 | 0.56095 | 0.97659 | 0.98976 | 0.97278 | 0.91968 | 0.99137 | 0.88191 | 0.98391 | 0.6103 | 0.91951 | 0.88964 | 0.44641 | 0.98875 | 0.97469 | 0.89642 | 0.87099 | 0.54517 | 0.97589 | 0.97443 | 0.95784 | 0.8925 | 0.99981 | 0
Oct | 31 | 10 | Weekday | Tuesday | 0.85029 | 0.87594 | 0.863 | 0.69531 | 0.0044583 | 0.69531 | 0.69531 | 0.95086 | 0.69531 | 0.85029 | 0.85029 | 0.91484 | 0.99954 | 0.58103 | 0.9503 | 0.90636 | 0.49855 | 1 | 0.99101 | 0.88953 | 0.93909 | 0.55602 | 0.98536 | 0.95086 | 0.91703 | 1 | 0.98744 | 0.90233 | 0.99457 | 0.60678 | 0.94538 | 0.90684 | 0.45687 | 0.99691 | 0.99261 | 0.93972 | 0.90963 | 0.54769 | 0.98475 | 0.97466 | 0.95802 | 1 | 0.99981 | 0
Oct | 31 | 11 | Weekday | Tuesday | 0.88246 | 0.90481 | 0.86582 | 0.69084 | 0.0044583 | 0.69084 | 0.69084 | 0.93518 | 0.69084 | 0.88246 | 0.88246 | 0.88251 | 0.97708 | 0.58427 | 0.9219 | 0.91324 | 0.48465 | 0.95817 | 0.992 | 0.85465 | 0.96482 | 0.56151 | 0.94574 | 0.93518 | 0.89436 | 0.93969 | 0.89457 | 0.8992 | 0.97283 | 0.61426 | 0.9148 | 0.91281 | 0.45443 | 0.95134 | 1 | 0.91611 | 0.95212 | 0.55253 | 0.94091 | 0.97541 | 0.95952 | 0.94527 | 0.90637 | 0
Oct | 31 | 12 | Weekday | Tuesday | 0.86406 | 0.91547 | 0.8627 | 0.6906 | 0.0044583 | 0.6906 | 0.6906 | 0.92553 | 0.6906 | 0.86406 | 0.86406 | 0.73085 | 1 | 0.56573 | 0.96737 | 0.91966 | 0.47476 | 0.99513 | 0.99309 | 0.84425 | 0.98668 | 0.56082 | 0.99897 | 0.92553 | 0.88095 | 0.92911 | 0.98391 | 0.73848 | 0.99781 | 0.59345 | 0.96508 | 0.91916 | 0.45336 | 0.99788 | 0.98681 | 0.9097 | 0.97616 | 0.55795 | 0.99711 | 0.97748 | 0.96182 | 0.9412 | 0.99981 | 0
Oct | 31 | 13 | Weekday | Tuesday | 0.83775 | 0.92108 | 0.8642 | 0.67884 | 0.0044583 | 0.67884 | 0.67884 | 0.92302 | 0.67884 | 0.83775 | 0.83775 | 0.70314 | 0.9981 | 0.57204 | 0.9758 | 0.88196 | 0.46489 | 0.99725 | 0.99278 | 0.69055 | 1 | 0.56187 | 0.99936 | 0.92302 | 0.87845 | 0.91058 | 0.98317 | 0.73594 | 0.99842 | 0.6008 | 0.97728 | 0.88326 | 0.45102 | 1 | 0.99528 | 0.73182 | 1 | 0.55913 | 0.99935 | 0.98022 | 0.96505 | 0.92492 | 0.99985 | 0
Oct | 31 | 14 | Weekday | Tuesday | 0.824 | 0.92741 | 0.85395 | 0.67052 | 0.0044583 | 0.67052 | 0.67052 | 0.91915 | 0.67052 | 0.824 | 0.824 | 0.75126 | 0.99634 | 0.5664 | 0.97159 | 0.8766 | 0.49921 | 0.96098 | 0.98983 | 0.69683 | 0.98885 | 0.56139 | 1 | 0.91915 | 0.87609 | 0.89496 | 0.98327 | 0.73355 | 0.99788 | 0.59287 | 0.97315 | 0.87808 | 0.48368 | 0.97607 | 0.98385 | 0.72987 | 0.99766 | 0.55592 | 1 | 0.98192 | 0.96801 | 0.91077 | 1 | 0
Oct | 31 | 15 | Weekday | Tuesday | 0.79898 | 0.92212 | 0.83728 | 0.71385 | 0.0044583 | 0.71385 | 0.71385 | 0.9204 | 0.71385 | 0.79898 | 0.79898 | 0.93145 | 0.998 | 0.58998 | 1 | 0.89395 | 0.66558 | 0.9574 | 0.93598 | 0.69571 | 0.91361 | 0.55364 | 0.99703 | 0.9204 | 0.88231 | 0.89601 | 0.98368 | 0.89096 | 1 | 0.64594 | 1 | 0.89458 | 0.65928 | 0.97278 | 0.95324 | 0.7255 | 0.94725 | 0.58984 | 0.99608 | 0.98041 | 0.96736 | 0.90833 | 0.99987 | 0
Oct | 31 | 16 | Weekday | Tuesday | 0.75396 | 0.8946 | 0.82184 | 0.8 | 0.50223 | 0.8 | 0.8 | 0.95149 | 0.8 | 0.75396 | 0.75396 | 0.94457 | 0.99433 | 0.68743 | 0.89295 | 0.84243 | 0.82343 | 0.95902 | 0.71365 | 0.86523 | 0.77319 | 0.67283 | 0.65407 | 0.95149 | 0.93057 | 0.90469 | 0.31465 | 0.90668 | 0.99647 | 0.72721 | 0.88897 | 0.84392 | 0.81464 | 0.97145 | 0.70646 | 0.91569 | 0.75823 | 0.71356 | 0.65076 | 1 | 1 | 0.90711 | 0.32071 | 0
Oct | 31 | 17 | Weekday | Tuesday | 0.73534 | 0.86787 | 0.80756 | 0.91017 | 1 | 0.91017 | 0.91017 | 0.8636 | 0.91017 | 0.73534 | 0.73534 | 1 | 0.82576 | 0.8953 | 0.75895 | 0.69099 | 0.97183 | 0.65721 | 0.76009 | 0.93776 | 0.77325 | 0.80857 | 0.67027 | 0.8636 | 0.89332 | 0.94162 | 0.2258 | 0.97396 | 0.81433 | 0.89335 | 0.74371 | 0.69225 | 0.96365 | 0.64772 | 0.74008 | 0.98047 | 0.73713 | 0.84255 | 0.66669 | 0.87966 | 0.92654 | 0.93204 | 0.22689 | 0
Oct | 31 | 18 | Weekday | Tuesday | 0.74724 | 0.87349 | 0.79249 | 0.98508 | 1 | 0.98508 | 0.98508 | 0.86851 | 0.98508 | 0.74724 | 0.74724 | 0.83341 | 0.81735 | 0.87115 | 0.73063 | 0.69455 | 0.94886 | 0.667 | 0.77343 | 0.95129 | 0.7599 | 0.83426 | 0.68153 | 0.86851 | 0.91198 | 0.89716 | 0.23723 | 0.8164 | 0.80349 | 0.90819 | 0.71062 | 0.69658 | 0.94159 | 0.65145 | 0.74006 | 0.98564 | 0.71715 | 0.87585 | 0.67437 | 0.85439 | 0.90218 | 0.86938 | 0.23386 | 0
Oct | 31 | 19 | Weekday | Tuesday | 0.74968 | 0.86216 | 0.77298 | 0.98392 | 1 | 0.98392 | 0.98392 | 0.823 | 0.98392 | 0.74968 | 0.74968 | 0.82684 | 0.74105 | 0.92848 | 0.61414 | 0.61507 | 0.92935 | 0.59202 | 0.77926 | 0.79778 | 0.7663 | 0.91983 | 0.64406 | 0.823 | 0.87386 | 0.82145 | 0.24442 | 0.8139 | 0.71261 | 0.97842 | 0.58313 | 0.61649 | 0.92613 | 0.54648 | 0.73841 | 0.80962 | 0.70821 | 0.96688 | 0.63031 | 0.78495 | 0.82925 | 0.77505 | 0.235 | 0
Oct | 31 | 20 | Weekday | Tuesday | 0.73188 | 0.82712 | 0.75179 | 0.88721 | 1 | 0.88721 | 0.88721 | 0.35435 | 0.88721 | 0.73188 | 0.73188 | 0.82384 | 0.7165 | 0.95629 | 0.58979 | 0.62252 | 0.79504 | 0.41747 | 0.30813 | 0.80836 | 0.18664 | 0.8876 | 0.64654 | 0.35435 | 0.41348 | 0.60293 | 0.24628 | 0.81113 | 0.68517 | 0.93879 | 0.55456 | 0.62454 | 0.79148 | 0.39362 | 0.32104 | 0.807 | 0.20368 | 0.91546 | 0.63025 | 0.37452 | 0.45069 | 0.56082 | 0.2353 | 0
Oct | 31 | 21 | Weekday | Tuesday | 0.67052 | 0.75854 | 0.72748 | 0.79582 | 1 | 0.79582 | 0.79582 | 0.19392 | 0.79582 | 0.67052 | 0.67052 | 0.79862 | 0.67206 | 0.77453 | 0.2949 | 0.31203 | 0.63509 | 0.40383 | 0.3036 | 0.81431 | 0.18454 | 0.64577 | 0.41559 | 0.19392 | 0.25955 | 0.32353 | 0.25913 | 0.80944 | 0.63306 | 0.75239 | 0.29684 | 0.31251 | 0.61929 | 0.35431 | 0.32067 | 0.80432 | 0.20346 | 0.65541 | 0.41519 | 0.21239 | 0.29449 | 0.35557 | 0.23733 | 0
Oct | 31 | 22 | Weekday | Tuesday | 0.64612 | 0.73349 | 0.69832 | 0.69204 | 1 | 0.69204 | 0.69204 | 0.19392 | 0.69204 | 0.64612 | 0.64612 | 0.77796 | 0.6675 | 0.55314 | 0.25386 | 0.29224 | 0.48537 | 0.37966 | 0.30675 | 0.85872 | 0.18621 | 0.4398 | 0.39865 | 0.19392 | 0.25955 | 0.43318 | 0.26357 | 0.82538 | 0.6269 | 0.54153 | 0.25546 | 0.29312 | 0.47353 | 0.33574 | 0.32492 | 0.84404 | 0.20513 | 0.43615 | 0.39346 | 0.21239 | 0.29449 | 0.47632 | 0.23804 | 0
Oct | 31 | 23 | Weekday | Tuesday | 0.60649 | 0.7379 | 0.67501 | 0.58216 | 1 | 0.58216 | 0.58216 | 0.16991 | 0.58216 | 0.60649 | 0.60649 | 0.7388 | 0.65579 | 0.55343 | 0.26219 | 0.26238 | 0.54858 | 0.43783 | 0.28189 | 0.83824 | 0.18095 | 0.46447 | 0.36156 | 0.16991 | 0.2145 | 0.37946 | 0.38435 | 0.78592 | 0.60605 | 0.52068 | 0.26826 | 0.26796 | 0.48854 | 0.39071 | 0.33659 | 0.79338 | 0.25336 | 0.44368 | 0.36687 | 0.20011 | 0.26582 | 0.44927 | 0.2609 | 0
Nov | 1 | 24 | Weekday | Wednesday | 0.64069 | 0.78868 | 0.71262 | 0.51417 | 1 | 0.51417 | 0.51417 | 0.16844 | 0.51417 | 0.64069 | 0.64069 | 0.52166 | 0.64753 | 0.3882 | 0.26059 | 0.26745 | 0.47811 | 0.42874 | 0.27822 | 0.59365 | 0.18143 | 0.41852 | 0.36613 | 0.16844 | 0.21334 | 0.29958 | 0.37052 | 0.46514 | 0.59609 | 0.3976 | 0.26724 | 0.27363 | 0.41117 | 0.38092 | 0.33315 | 0.46868 | 0.25269 | 0.39181 | 0.37394 | 0.19837 | 0.26438 | 0.35287 | 0.25859 | 0
Nov | 1 | 1 | Weekday | Wednesday | 0.63335 | 0.76207 | 0.70557 | 0.49256 | 1 | 0.49256 | 0.49256 | 0.1686 | 0.49256 | 0.63335 | 0.63335 | 0.21189 | 0.64294 | 0.34532 | 0.26148 | 0.26895 | 0.47152 | 0.4438 | 0.27937 | 0.27622 | 0.18144 | 0.40147 | 0.36985 | 0.1686 | 0.21334 | 0.27997 | 0.39363 | 0.32052 | 0.59001 | 0.36564 | 0.2674 | 0.27493 | 0.39815 | 0.39298 | 0.33299 | 0.33969 | 0.25244 | 0.37513 | 0.37542 | 0.19845 | 0.26438 | 0.32948 | 0.26241 | 0
Nov | 1 | 2 | Weekday | Wednesday | 0.63585 | 0.7529 | 0.70274 | 0.481 | 1 | 0.481 | 0.481 | 0.16905 | 0.481 | 0.63585 | 0.63585 | 0.21217 | 0.6409 | 0.32511 | 0.26143 | 0.27002 | 0.4714 | 0.43397 | 0.27951 | 0.27606 | 0.18111 | 0.38628 | 0.36848 | 0.16905 | 0.21341 | 0.28092 | 0.38109 | 0.321 | 0.58612 | 0.34277 | 0.2675 | 0.27594 | 0.39207 | 0.38506 | 0.33314 | 0.34054 | 0.2527 | 0.35706 | 0.37482 | 0.19862 | 0.26439 | 0.32953 | 0.26033 | 0
Nov | 1 | 3 | Weekday | Wednesday | 0.63699 | 0.75706 | 0.70587 | 0.47836 | 1 | 0.47836 | 0.47836 | 0.17003 | 0.47836 | 0.63699 | 0.63699 | 0.21279 | 0.64585 | 0.33034 | 0.26393 | 0.27259 | 0.48376 | 0.46509 | 0.28004 | 0.27844 | 0.18208 | 0.39694 | 0.36923 | 0.17003 | 0.2137 | 0.29106 | 0.40588 | 0.32215 | 0.59064 | 0.34965 | 0.26925 | 0.27862 | 0.39686 | 0.41162 | 0.33353 | 0.34245 | 0.25386 | 0.35986 | 0.37586 | 0.19886 | 0.26442 | 0.33825 | 0.26443 | 0
Nov | 1 | 4 | Weekday | Wednesday | 0.64298 | 0.7567 | 0.72374 | 0.49939 | 1 | 0.49939 | 0.49939 | 0.17103 | 0.49939 | 0.64298 | 0.64298 | 0.26084 | 0.69544 | 0.3654 | 0.27959 | 0.27526 | 0.54527 | 0.58716 | 0.28327 | 0.32796 | 0.18481 | 0.42108 | 0.37208 | 0.17103 | 0.214 | 0.32964 | 0.39296 | 0.35116 | 0.64008 | 0.36954 | 0.28569 | 0.28121 | 0.45789 | 0.52108 | 0.33637 | 0.37213 | 0.25591 | 0.3858 | 0.37787 | 0.19905 | 0.26446 | 0.38154 | 0.26229 | 0
Nov | 1 | 5 | Weekday | Wednesday | 0.62274 | 0.78148 | 0.77193 | 0.5999 | 1 | 0.5999 | 0.5999 | 0.26238 | 0.5999 | 0.62274 | 0.62274 | 0.62783 | 0.76317 | 0.50226 | 0.34224 | 0.34771 | 0.66998 | 0.74375 | 0.33098 | 0.71776 | 0.25584 | 0.52969 | 0.42081 | 0.26238 | 0.30651 | 0.38795 | 0.44115 | 0.54147 | 0.66049 | 0.487 | 0.33543 | 0.35567 | 0.57399 | 0.64408 | 0.34314 | 0.56374 | 0.27709 | 0.49861 | 0.4196 | 0.22721 | 0.28357 | 0.40873 | 0.28458 | 0
Nov | 1 | 6 | Weekday | Wednesday | 0.64631 | 0.81941 | 0.83965 | 0.70475 | 0.0044583 | 0.70475 | 0.70475 | 0.78063 | 0.70475 | 0.64631 | 0.64631 | 0.82979 | 0.84531 | 0.79058 | 0.54565 | 0.85488 | 0.77855 | 0.87735 | 0.77902 | 1 | 0.86891 | 0.77372 | 0.66625 | 0.78063 | 0.7913 | 0.76203 | 0.56947 | 0.8184 | 0.80113 | 0.76696 | 0.39241 | 0.87656 | 0.64009 | 0.82984 | 0.41478 | 0.96196 | 0.43478 | 0.76152 | 0.48764 | 0.34897 | 0.32306 | 0.54907 | 0.37096 | 0
Nov | 1 | 7 | Weekday | Wednesday | 0.66589 | 0.8401 | 0.88171 | 0.71507 | 0.0044583 | 0.71507 | 0.71507 | 0.69124 | 0.71507 | 0.66589 | 0.66589 | 0.91811 | 0.90697 | 0.9868 | 0.65751 | 0.83065 | 0.76126 | 0.9299 | 0.90487 | 0.92656 | 0.982 | 0.88669 | 0.70458 | 0.69124 | 0.66857 | 0.76196 | 0.71653 | 0.90808 | 0.87795 | 0.91067 | 0.52873 | 0.82231 | 0.62421 | 0.90536 | 0.73712 | 0.88602 | 0.74532 | 0.88343 | 0.52 | 0.38857 | 0.32506 | 0.58617 | 0.58659 | 0
Nov | 1 | 8 | Weekday | Wednesday | 0.71066 | 0.88123 | 0.8977 | 0.74015 | 0.0044583 | 0.74015 | 0.74015 | 0.86923 | 0.74015 | 0.71066 | 0.71066 | 0.9046 | 0.945 | 0.8486 | 0.99338 | 1 | 0.73628 | 0.96338 | 1 | 0.79206 | 1 | 0.81087 | 0.96435 | 0.86923 | 0.83009 | 0.93378 | 0.90196 | 0.88611 | 0.92443 | 0.78579 | 0.94633 | 1 | 0.59967 | 0.95101 | 0.95853 | 0.73306 | 0.90696 | 0.78904 | 0.90661 | 0.62384 | 0.55844 | 0.83684 | 0.84948 | 0
Nov | 1 | 9 | Weekday | Wednesday | 0.80453 | 0.90417 | 0.89865 | 0.72568 | 0.0044583 | 0.72568 | 0.72568 | 0.9621 | 0.72568 | 0.80453 | 0.80453 | 0.79231 | 0.97724 | 0.73947 | 0.9521 | 0.91063 | 0.65594 | 1 | 0.97578 | 0.79088 | 0.96813 | 0.75008 | 0.94145 | 0.9621 | 0.90714 | 0.96126 | 1 | 0.76795 | 0.96269 | 0.70787 | 0.92198 | 0.91159 | 0.53022 | 1 | 0.96429 | 0.75804 | 0.91901 | 0.73352 | 0.90738 | 0.84381 | 0.78671 | 0.912 | 0.99678 | 0
Nov | 1 | 10 | Weekday | Wednesday | 0.876 | 0.9276 | 0.90071 | 0.71842 | 0.0044583 | 0.71842 | 0.71842 | 0.95153 | 0.71842 | 0.876 | 0.876 | 0.92182 | 0.99327 | 0.61945 | 0.92673 | 0.88281 | 0.58305 | 0.99584 | 0.97558 | 0.88892 | 0.95672 | 0.59581 | 0.9321 | 0.95153 | 0.88575 | 0.93845 | 0.97533 | 0.91108 | 0.98323 | 0.59352 | 0.9031 | 0.88568 | 0.46965 | 0.99985 | 0.99026 | 0.91715 | 0.94927 | 0.57059 | 0.90983 | 0.88285 | 0.82753 | 0.90781 | 0.9961 | 0
Nov | 1 | 11 | Weekday | Wednesday | 0.90908 | 0.94129 | 0.89858 | 0.70152 | 0.0044583 | 0.70152 | 0.70152 | 0.91312 | 0.70152 | 0.90908 | 0.90908 | 0.90016 | 0.99506 | 0.59274 | 0.93934 | 0.87969 | 0.56282 | 0.99007 | 0.95666 | 0.89214 | 0.94107 | 0.59478 | 0.92436 | 0.91312 | 0.83955 | 1 | 0.95155 | 0.92309 | 0.98793 | 0.59602 | 0.92097 | 0.88294 | 0.47439 | 0.99576 | 1 | 0.94798 | 0.97072 | 0.57204 | 0.90694 | 0.88259 | 0.82754 | 1 | 0.98309 | 0
Nov | 1 | 12 | Weekday | Wednesday | 0.89074 | 0.93759 | 0.8907 | 0.67978 | 0.0044583 | 0.67978 | 0.67978 | 0.90583 | 0.67978 | 0.89074 | 0.89074 | 0.84481 | 0.9772 | 0.58643 | 0.92163 | 0.88974 | 0.54207 | 0.95026 | 0.95252 | 0.84947 | 0.9398 | 0.58704 | 0.90279 | 0.90583 | 0.82938 | 0.94102 | 0.88317 | 0.88815 | 0.97157 | 0.59176 | 0.90268 | 0.89345 | 0.4681 | 0.9571 | 0.99902 | 0.92026 | 0.98626 | 0.57252 | 0.87891 | 0.89743 | 0.84243 | 0.94244 | 0.91615 | 0
Nov | 1 | 13 | Weekday | Wednesday | 0.85982 | 0.9342 | 0.8922 | 0.65868 | 0.0044583 | 0.65868 | 0.65868 | 0.89662 | 0.65868 | 0.85982 | 0.85982 | 0.72962 | 0.99391 | 0.56886 | 0.95218 | 0.85691 | 0.52551 | 0.9813 | 0.95489 | 0.82336 | 0.94928 | 0.58725 | 0.92435 | 0.89662 | 0.81978 | 0.92711 | 0.94977 | 0.74661 | 0.99156 | 0.56557 | 0.94774 | 0.86129 | 0.46131 | 0.99285 | 0.98415 | 0.89003 | 0.99257 | 0.57225 | 0.91579 | 0.89763 | 0.8425 | 0.93246 | 0.99613 | 0
Nov | 1 | 14 | Weekday | Wednesday | 0.83957 | 0.93628 | 0.88416 | 0.67455 | 0.0044583 | 0.67455 | 0.67455 | 0.89368 | 0.67455 | 0.83957 | 0.83957 | 0.72171 | 0.99197 | 0.56521 | 0.9466 | 0.82945 | 0.51975 | 0.96435 | 0.94842 | 0.71382 | 0.94836 | 0.5852 | 0.9202 | 0.89368 | 0.81778 | 0.91088 | 0.94805 | 0.74653 | 0.9907 | 0.55625 | 0.94729 | 0.83562 | 0.46137 | 0.97949 | 0.98378 | 0.73568 | 1 | 0.56964 | 0.91481 | 0.8973 | 0.84218 | 0.91655 | 0.99578 | 0
Nov | 1 | 15 | Weekday | Wednesday | 0.82455 | 0.93919 | 0.87388 | 0.72143 | 1 | 0.72143 | 0.72143 | 0.8872 | 0.72143 | 0.82455 | 0.82455 | 0.78595 | 0.99219 | 0.5518 | 0.94566 | 0.8333 | 0.56951 | 0.94147 | 0.93605 | 0.72501 | 0.91248 | 0.57825 | 0.91548 | 0.8872 | 0.8144 | 0.8993 | 0.95443 | 0.76829 | 0.9919 | 0.54197 | 0.94756 | 0.84152 | 0.51425 | 0.96124 | 0.96712 | 0.73466 | 0.97578 | 0.56915 | 0.9127 | 0.89674 | 0.8421 | 0.90468 | 0.99625 | 0
Nov | 1 | 16 | Weekday | Wednesday | 0.84357 | 0.95751 | 0.87001 | 0.87218 | 1 | 0.87218 | 0.87218 | 0.9845 | 0.87218 | 0.84357 | 0.84357 | 0.97339 | 1 | 0.60753 | 1 | 0.92493 | 0.81472 | 0.97753 | 0.91474 | 0.80767 | 0.87045 | 0.6436 | 1 | 0.9845 | 0.95597 | 0.94041 | 0.96491 | 0.98327 | 1 | 0.63405 | 1 | 0.93609 | 0.79665 | 0.9997 | 0.96003 | 0.82967 | 0.9471 | 0.68112 | 1 | 1 | 1 | 0.94586 | 1 | 0
Nov | 1 | 17 | Weekday | Wednesday | 0.84247 | 0.94765 | 0.8559 | 1 | 1 | 1 | 1 | 1 | 1 | 0.84247 | 0.84247 | 0.9828 | 0.96422 | 0.73288 | 0.89478 | 0.88104 | 0.95984 | 0.93948 | 0.76607 | 0.9379 | 0.7993 | 0.75983 | 0.78086 | 1 | 0.98961 | 0.95177 | 0.44769 | 1 | 0.96259 | 0.75077 | 0.88252 | 0.892 | 0.95848 | 0.95756 | 0.75594 | 0.99927 | 0.7925 | 0.80347 | 0.74065 | 0.98356 | 0.99779 | 0.94664 | 0.41749 | 0
Nov | 1 | 18 | Weekday | Wednesday | 0.81555 | 0.9248 | 0.83394 | 0.99632 | 1 | 0.99632 | 0.99632 | 0.87056 | 0.99632 | 0.81555 | 0.81555 | 0.95944 | 0.81098 | 0.91461 | 0.74769 | 0.71747 | 1 | 0.65314 | 0.77835 | 0.94683 | 0.80046 | 0.84556 | 0.69852 | 0.87056 | 0.8682 | 0.94952 | 0.30707 | 0.97802 | 0.79769 | 0.90788 | 0.71699 | 0.72314 | 1 | 0.64458 | 0.7547 | 0.9997 | 0.78166 | 0.87615 | 0.63527 | 0.79914 | 0.80739 | 0.93208 | 0.24808 | 0
Nov | 1 | 19 | Weekday | Wednesday | 0.78848 | 0.90889 | 0.8158 | 0.95044 | 1 | 0.95044 | 0.95044 | 0.82127 | 0.95044 | 0.78848 | 0.78848 | 0.82735 | 0.79445 | 0.90037 | 0.7135 | 0.70813 | 0.97765 | 0.65158 | 0.79005 | 0.9359 | 0.80003 | 0.87319 | 0.69882 | 0.82127 | 0.8282 | 0.89634 | 0.3411 | 0.83869 | 0.77718 | 0.93731 | 0.67678 | 0.71322 | 0.97678 | 0.63552 | 0.75531 | 0.97815 | 0.78027 | 0.91569 | 0.62942 | 0.7478 | 0.76045 | 0.85955 | 0.25378 | 0
Nov | 1 | 20 | Weekday | Wednesday | 0.76678 | 0.87602 | 0.79763 | 0.85692 | 1 | 0.85692 | 0.85692 | 0.74492 | 0.85692 | 0.76678 | 0.76678 | 0.82057 | 0.72135 | 0.95423 | 0.6125 | 0.6646 | 0.94731 | 0.57779 | 0.73111 | 0.8156 | 0.72867 | 0.94905 | 0.67676 | 0.74492 | 0.76048 | 0.80352 | 0.328 | 0.83817 | 0.68947 | 1 | 0.55826 | 0.66741 | 0.9476 | 0.53874 | 0.6948 | 0.82402 | 0.70126 | 0.99143 | 0.59429 | 0.6472 | 0.66396 | 0.74641 | 0.25152 | 0
Nov | 1 | 21 | Weekday | Wednesday | 0.72004 | 0.81736 | 0.77392 | 0.77349 | 1 | 0.77349 | 0.77349 | 0.29496 | 0.77349 | 0.72004 | 0.72004 | 0.81476 | 0.69462 | 0.95706 | 0.55819 | 0.63484 | 0.81567 | 0.47431 | 0.27896 | 0.82237 | 0.17842 | 0.87913 | 0.64563 | 0.29496 | 0.33357 | 0.58435 | 0.35879 | 0.83671 | 0.65919 | 0.94143 | 0.50393 | 0.63685 | 0.8041 | 0.44205 | 0.33225 | 0.82177 | 0.24894 | 0.90711 | 0.56532 | 0.31037 | 0.36953 | 0.5318 | 0.25668 | 0
Nov | 1 | 22 | Weekday | Wednesday | 0.69729 | 0.79712 | 0.74806 | 0.67478 | 1 | 0.67478 | 0.67478 | 0.16844 | 0.67478 | 0.69729 | 0.69729 | 0.78603 | 0.66486 | 0.75602 | 0.30442 | 0.2714 | 0.66986 | 0.41989 | 0.27613 | 0.82997 | 0.17723 | 0.64368 | 0.38027 | 0.16844 | 0.21334 | 0.30815 | 0.34135 | 0.8376 | 0.62292 | 0.73005 | 0.31655 | 0.27795 | 0.63227 | 0.37479 | 0.33257 | 0.82529 | 0.24908 | 0.64175 | 0.38858 | 0.19837 | 0.26438 | 0.36463 | 0.25373 | 0
Nov | 1 | 23 | Weekday | Wednesday | 0.66078 | 0.8087 | 0.75165 | 0.57138 | 1 | 0.57138 | 0.57138 | 0.16991 | 0.57138 | 0.66078 | 0.66078 | 0.7388 | 0.65579 | 0.55343 | 0.26219 | 0.26238 | 0.54858 | 0.43783 | 0.28189 | 0.83824 | 0.18095 | 0.46447 | 0.36156 | 0.16991 | 0.2145 | 0.37946 | 0.38435 | 0.78592 | 0.60605 | 0.52068 | 0.26826 | 0.26796 | 0.48854 | 0.39071 | 0.33659 | 0.79338 | 0.25336 | 0.44368 | 0.36687 | 0.20011 | 0.26582 | 0.44927 | 0.2609 | 0
Nov | 2 | 24 | Weekday | Thursday | 0.64069 | 0.78868 | 0.71262 | 0.51417 | 1 | 0.51417 | 0.51417 | 0.16844 | 0.51417 | 0.64069 | 0.64069 | 0.52166 | 0.64753 | 0.3882 | 0.26059 | 0.26745 | 0.47811 | 0.42874 | 0.27822 | 0.59365 | 0.18143 | 0.41852 | 0.36613 | 0.16844 | 0.21334 | 0.29958 | 0.37052 | 0.46514 | 0.59609 | 0.3976 | 0.26724 | 0.27363 | 0.41117 | 0.38092 | 0.33315 | 0.46868 | 0.25269 | 0.39181 | 0.37394 | 0.19837 | 0.26438 | 0.35287 | 0.25859 | 0
Nov | 2 | 1 | Weekday | Thursday | 0.63335 | 0.76207 | 0.70557 | 0.49256 | 1 | 0.49256 | 0.49256 | 0.1686 | 0.49256 | 0.63335 | 0.63335 | 0.21189 | 0.64294 | 0.34532 | 0.26148 | 0.26895 | 0.47152 | 0.4438 | 0.27937 | 0.27622 | 0.18144 | 0.40147 | 0.36985 | 0.1686 | 0.21334 | 0.27997 | 0.39363 | 0.32052 | 0.59001 | 0.36564 | 0.2674 | 0.27493 | 0.39815 | 0.39298 | 0.33299 | 0.33969 | 0.25244 | 0.37513 | 0.37542 | 0.19845 | 0.26438 | 0.32948 | 0.26241 | 0
Nov | 2 | 2 | Weekday | Thursday | 0.63585 | 0.7529 | 0.70274 | 0.481 | 1 | 0.481 | 0.481 | 0.16905 | 0.481 | 0.63585 | 0.63585 | 0.21217 | 0.6409 | 0.32511 | 0.26143 | 0.27002 | 0.4714 | 0.43397 | 0.27951 | 0.27606 | 0.18111 | 0.38628 | 0.36848 | 0.16905 | 0.21341 | 0.28092 | 0.38109 | 0.321 | 0.58612 | 0.34277 | 0.2675 | 0.27594 | 0.39207 | 0.38506 | 0.33314 | 0.34054 | 0.2527 | 0.35706 | 0.37482 | 0.19862 | 0.26439 | 0.32953 | 0.26033 | 0
Nov | 2 | 3 | Weekday | Thursday | 0.63699 | 0.75706 | 0.70587 | 0.47836 | 1 | 0.47836 | 0.47836 | 0.17003 | 0.47836 | 0.63699 | 0.63699 | 0.21279 | 0.64585 | 0.33034 | 0.26393 | 0.27259 | 0.48376 | 0.46509 | 0.28004 | 0.27844 | 0.18208 | 0.39694 | 0.36923 | 0.17003 | 0.2137 | 0.29106 | 0.40588 | 0.32215 | 0.59064 | 0.34965 | 0.26925 | 0.27862 | 0.39686 | 0.41162 | 0.33353 | 0.34245 | 0.25386 | 0.35986 | 0.37586 | 0.19886 | 0.26442 | 0.33825 | 0.26443 | 0
Nov | 2 | 4 | Weekday | Thursday | 0.64298 | 0.7567 | 0.72374 | 0.49939 | 1 | 0.49939 | 0.49939 | 0.17103 | 0.49939 | 0.64298 | 0.64298 | 0.26084 | 0.69544 | 0.3654 | 0.27959 | 0.27526 | 0.54527 | 0.58716 | 0.28327 | 0.32796 | 0.18481 | 0.42108 | 0.37208 | 0.17103 | 0.214 | 0.32964 | 0.39296 | 0.35116 | 0.64008 | 0.36954 | 0.28569 | 0.28121 | 0.45789 | 0.52108 | 0.33637 | 0.37213 | 0.25591 | 0.3858 | 0.37787 | 0.19905 | 0.26446 | 0.38154 | 0.26229 | 0
Nov | 2 | 5 | Weekday | Thursday | 0.62274 | 0.78148 | 0.77193 | 0.5999 | 1 | 0.5999 | 0.5999 | 0.26238 | 0.5999 | 0.62274 | 0.62274 | 0.62783 | 0.76317 | 0.50226 | 0.34224 | 0.34771 | 0.66998 | 0.74375 | 0.33098 | 0.71776 | 0.25584 | 0.52969 | 0.42081 | 0.26238 | 0.30651 | 0.38795 | 0.44115 | 0.54147 | 0.66049 | 0.487 | 0.33543 | 0.35567 | 0.57399 | 0.64408 | 0.34314 | 0.56374 | 0.27709 | 0.49861 | 0.4196 | 0.22721 | 0.28357 | 0.40873 | 0.28458 | 0
Nov | 2 | 6 | Weekday | Thursday | 0.64631 | 0.81941 | 0.83965 | 0.70475 | 0.0044583 | 0.70475 | 0.70475 | 0.78063 | 0.70475 | 0.64631 | 0.64631 | 0.82979 | 0.84531 | 0.79058 | 0.54565 | 0.85488 | 0.77855 | 0.87735 | 0.77902 | 1 | 0.86891 | 0.77372 | 0.66625 | 0.78063 | 0.7913 | 0.76203 | 0.56947 | 0.8184 | 0.80113 | 0.76696 | 0.39241 | 0.87656 | 0.64009 | 0.82984 | 0.41478 | 0.96196 | 0.43478 | 0.76152 | 0.48764 | 0.34897 | 0.32306 | 0.54907 | 0.37096 | 0
Nov | 2 | 7 | Weekday | Thursday | 0.66589 | 0.8401 | 0.88171 | 0.71507 | 0.0044583 | 0.71507 | 0.71507 | 0.69124 | 0.71507 | 0.66589 | 0.66589 | 0.91811 | 0.90697 | 0.9868 | 0.65751 | 0.83065 | 0.76126 | 0.9299 | 0.90487 | 0.92656 | 0.982 | 0.88669 | 0.70458 | 0.69124 | 0.66857 | 0.76196 | 0.71653 | 0.90808 | 0.87795 | 0.91067 | 0.52873 | 0.82231 | 0.62421 | 0.90536 | 0.73712 | 0.88602 | 0.74532 | 0.88343 | 0.52 | 0.38857 | 0.32506 | 0.58617 | 0.58659 | 0
Nov | 2 | 8 | Weekday | Thursday | 0.71066 | 0.88123 | 0.8977 | 0.74015 | 0.0044583 | 0.74015 | 0.74015 | 0.86923 | 0.74015 | 0.71066 | 0.71066 | 0.9046 | 0.945 | 0.8486 | 0.99338 | 1 | 0.73628 | 0.96338 | 1 | 0.79206 | 1 | 0.81087 | 0.96435 | 0.86923 | 0.83009 | 0.93378 | 0.90196 | 0.88611 | 0.92443 | 0.78579 | 0.94633 | 1 | 0.59967 | 0.95101 | 0.95853 | 0.73306 | 0.90696 | 0.78904 | 0.90661 | 0.62384 | 0.55844 | 0.83684 | 0.84948 | 0
Nov | 2 | 9 | Weekday | Thursday | 0.80453 | 0.90417 | 0.89865 | 0.72568 | 0.0044583 | 0.72568 | 0.72568 | 0.9621 | 0.72568 | 0.80453 | 0.80453 | 0.79231 | 0.97724 | 0.73947 | 0.9521 | 0.91063 | 0.65594 | 1 | 0.97578 | 0.79088 | 0.96813 | 0.75008 | 0.94145 | 0.9621 | 0.90714 | 0.96126 | 1 | 0.76795 | 0.96269 | 0.70787 | 0.92198 | 0.91159 | 0.53022 | 1 | 0.96429 | 0.75804 | 0.91901 | 0.73352 | 0.90738 | 0.84381 | 0.78671 | 0.912 | 0.99678 | 0
Nov | 2 | 10 | Weekday | Thursday | 0.876 | 0.9276 | 0.90071 | 0.71842 | 0.0044583 | 0.71842 | 0.71842 | 0.95153 | 0.71842 | 0.876 | 0.876 | 0.92182 | 0.99327 | 0.61945 | 0.92673 | 0.88281 | 0.58305 | 0.99584 | 0.97558 | 0.88892 | 0.95672 | 0.59581 | 0.9321 | 0.95153 | 0.88575 | 0.93845 | 0.97533 | 0.91108 | 0.98323 | 0.59352 | 0.9031 | 0.88568 | 0.46965 | 0.99985 | 0.99026 | 0.91715 | 0.94927 | 0.57059 | 0.90983 | 0.88285 | 0.82753 | 0.90781 | 0.9961 | 0
Nov | 2 | 11 | Weekday | Thursday | 0.90908 | 0.94129 | 0.89858 | 0.70152 | 0.0044583 | 0.70152 | 0.70152 | 0.91312 | 0.70152 | 0.90908 | 0.90908 | 0.90016 | 0.99506 | 0.59274 | 0.93934 | 0.87969 | 0.56282 | 0.99007 | 0.95666 | 0.89214 | 0.94107 | 0.59478 | 0.92436 | 0.91312 | 0.83955 | 1 | 0.95155 | 0.92309 | 0.98793 | 0.59602 | 0.92097 | 0.88294 | 0.47439 | 0.99576 | 1 | 0.94798 | 0.97072 | 0.57204 | 0.90694 | 0.88259 | 0.82754 | 1 | 0.98309 | 0
Nov | 2 | 12 | Weekday | Thursday | 0.89074 | 0.93759 | 0.8907 | 0.67978 | 0.0044583 | 0.67978 | 0.67978 | 0.90583 | 0.67978 | 0.89074 | 0.89074 | 0.84481 | 0.9772 | 0.58643 | 0.92163 | 0.88974 | 0.54207 | 0.95026 | 0.95252 | 0.84947 | 0.9398 | 0.58704 | 0.90279 | 0.90583 | 0.82938 | 0.94102 | 0.88317 | 0.88815 | 0.97157 | 0.59176 | 0.90268 | 0.89345 | 0.4681 | 0.9571 | 0.99902 | 0.92026 | 0.98626 | 0.57252 | 0.87891 | 0.89743 | 0.84243 | 0.94244 | 0.91615 | 0
Nov | 2 | 13 | Weekday | Thursday | 0.85982 | 0.9342 | 0.8922 | 0.65868 | 0.0044583 | 0.65868 | 0.65868 | 0.89662 | 0.65868 | 0.85982 | 0.85982 | 0.72962 | 0.99391 | 0.56886 | 0.95218 | 0.85691 | 0.52551 | 0.9813 | 0.95489 | 0.82336 | 0.94928 | 0.58725 | 0.92435 | 0.89662 | 0.81978 | 0.92711 | 0.94977 | 0.74661 | 0.99156 | 0.56557 | 0.94774 | 0.86129 | 0.46131 | 0.99285 | 0.98415 | 0.89003 | 0.99257 | 0.57225 | 0.91579 | 0.89763 | 0.8425 | 0.93246 | 0.99613 | 0
Nov | 2 | 14 | Weekday | Thursday | 0.83957 | 0.93628 | 0.88416 | 0.67455 | 0.0044583 | 0.67455 | 0.67455 | 0.89368 | 0.67455 | 0.83957 | 0.83957 | 0.72171 | 0.99197 | 0.56521 | 0.9466 | 0.82945 | 0.51975 | 0.96435 | 0.94842 | 0.71382 | 0.94836 | 0.5852 | 0.9202 | 0.89368 | 0.81778 | 0.91088 | 0.94805 | 0.74653 | 0.9907 | 0.55625 | 0.94729 | 0.83562 | 0.46137 | 0.97949 | 0.98378 | 0.73568 | 1 | 0.56964 | 0.91481 | 0.8973 | 0.84218 | 0.91655 | 0.99578 | 0
Nov | 2 | 15 | Weekday | Thursday | 0.82455 | 0.93919 | 0.87388 | 0.72143 | 1 | 0.72143 | 0.72143 | 0.8872 | 0.72143 | 0.82455 | 0.82455 | 0.78595 | 0.99219 | 0.5518 | 0.94566 | 0.8333 | 0.56951 | 0.94147 | 0.93605 | 0.72501 | 0.91248 | 0.57825 | 0.91548 | 0.8872 | 0.8144 | 0.8993 | 0.95443 | 0.76829 | 0.9919 | 0.54197 | 0.94756 | 0.84152 | 0.51425 | 0.96124 | 0.96712 | 0.73466 | 0.97578 | 0.56915 | 0.9127 | 0.89674 | 0.8421 | 0.90468 | 0.99625 | 0
Nov | 2 | 16 | Weekday | Thursday | 0.84357 | 0.95751 | 0.87001 | 0.87218 | 1 | 0.87218 | 0.87218 | 0.9845 | 0.87218 | 0.84357 | 0.84357 | 0.97339 | 1 | 0.60753 | 1 | 0.92493 | 0.81472 | 0.97753 | 0.91474 | 0.80767 | 0.87045 | 0.6436 | 1 | 0.9845 | 0.95597 | 0.94041 | 0.96491 | 0.98327 | 1 | 0.63405 | 1 | 0.93609 | 0.79665 | 0.9997 | 0.96003 | 0.82967 | 0.9471 | 0.68112 | 1 | 1 | 1 | 0.94586 | 1 | 0
Nov | 2 | 17 | Weekday | Thursday | 0.84247 | 0.94765 | 0.8559 | 1 | 1 | 1 | 1 | 1 | 1 | 0.84247 | 0.84247 | 0.9828 | 0.96422 | 0.73288 | 0.89478 | 0.88104 | 0.95984 | 0.93948 | 0.76607 | 0.9379 | 0.7993 | 0.75983 | 0.78086 | 1 | 0.98961 | 0.95177 | 0.44769 | 1 | 0.96259 | 0.75077 | 0.88252 | 0.892 | 0.95848 | 0.95756 | 0.75594 | 0.99927 | 0.7925 | 0.80347 | 0.74065 | 0.98356 | 0.99779 | 0.94664 | 0.41749 | 0
Nov | 2 | 18 | Weekday | Thursday | 0.81555 | 0.9248 | 0.83394 | 0.99632 | 1 | 0.99632 | 0.99632 | 0.87056 | 0.99632 | 0.81555 | 0.81555 | 0.95944 | 0.81098 | 0.91461 | 0.74769 | 0.71747 | 1 | 0.65314 | 0.77835 | 0.94683 | 0.80046 | 0.84556 | 0.69852 | 0.87056 | 0.8682 | 0.94952 | 0.30707 | 0.97802 | 0.79769 | 0.90788 | 0.71699 | 0.72314 | 1 | 0.64458 | 0.7547 | 0.9997 | 0.78166 | 0.87615 | 0.63527 | 0.79914 | 0.80739 | 0.93208 | 0.24808 | 0
Nov | 2 | 19 | Weekday | Thursday | 0.78848 | 0.90889 | 0.8158 | 0.95044 | 1 | 0.95044 | 0.95044 | 0.82127 | 0.95044 | 0.78848 | 0.78848 | 0.82735 | 0.79445 | 0.90037 | 0.7135 | 0.70813 | 0.97765 | 0.65158 | 0.79005 | 0.9359 | 0.80003 | 0.87319 | 0.69882 | 0.82127 | 0.8282 | 0.89634 | 0.3411 | 0.83869 | 0.77718 | 0.93731 | 0.67678 | 0.71322 | 0.97678 | 0.63552 | 0.75531 | 0.97815 | 0.78027 | 0.91569 | 0.62942 | 0.7478 | 0.76045 | 0.85955 | 0.25378 | 0
Nov | 2 | 20 | Weekday | Thursday | 0.76678 | 0.87602 | 0.79763 | 0.85692 | 1 | 0.85692 | 0.85692 | 0.74492 | 0.85692 | 0.76678 | 0.76678 | 0.82057 | 0.72135 | 0.95423 | 0.6125 | 0.6646 | 0.94731 | 0.57779 | 0.73111 | 0.8156 | 0.72867 | 0.94905 | 0.67676 | 0.74492 | 0.76048 | 0.80352 | 0.328 | 0.83817 | 0.68947 | 1 | 0.55826 | 0.66741 | 0.9476 | 0.53874 | 0.6948 | 0.82402 | 0.70126 | 0.99143 | 0.59429 | 0.6472 | 0.66396 | 0.74641 | 0.25152 | 0
Nov | 2 | 21 | Weekday | Thursday | 0.72004 | 0.81736 | 0.77392 | 0.77349 | 1 | 0.77349 | 0.77349 | 0.29496 | 0.77349 | 0.72004 | 0.72004 | 0.81476 | 0.69462 | 0.95706 | 0.55819 | 0.63484 | 0.81567 | 0.47431 | 0.27896 | 0.82237 | 0.17842 | 0.87913 | 0.64563 | 0.29496 | 0.33357 | 0.58435 | 0.35879 | 0.83671 | 0.65919 | 0.94143 | 0.50393 | 0.63685 | 0.8041 | 0.44205 | 0.33225 | 0.82177 | 0.24894 | 0.90711 | 0.56532 | 0.31037 | 0.36953 | 0.5318 | 0.25668 | 0
Nov | 2 | 22 | Weekday | Thursday | 0.69729 | 0.79712 | 0.74806 | 0.67478 | 1 | 0.67478 | 0.67478 | 0.16844 | 0.67478 | 0.69729 | 0.69729 | 0.78603 | 0.66486 | 0.75602 | 0.30442 | 0.2714 | 0.66986 | 0.41989 | 0.27613 | 0.82997 | 0.17723 | 0.64368 | 0.38027 | 0.16844 | 0.21334 | 0.30815 | 0.34135 | 0.8376 | 0.62292 | 0.73005 | 0.31655 | 0.27795 | 0.63227 | 0.37479 | 0.33257 | 0.82529 | 0.24908 | 0.64175 | 0.38858 | 0.19837 | 0.26438 | 0.36463 | 0.25373 | 0
Nov | 2 | 23 | Weekday | Thursday | 0.66078 | 0.8087 | 0.75165 | 0.57138 | 1 | 0.57138 | 0.57138 | 0.16991 | 0.57138 | 0.66078 | 0.66078 | 0.7388 | 0.65579 | 0.55343 | 0.26219 | 0.26238 | 0.54858 | 0.43783 | 0.28189 | 0.83824 | 0.18095 | 0.46447 | 0.36156 | 0.16991 | 0.2145 | 0.37946 | 0.38435 | 0.78592 | 0.60605 | 0.52068 | 0.26826 | 0.26796 | 0.48854 | 0.39071 | 0.33659 | 0.79338 | 0.25336 | 0.44368 | 0.36687 | 0.20011 | 0.26582 | 0.44927 | 0.2609 | 0
Nov | 3 | 24 | Weekday | Friday | 0.64069 | 0.78868 | 0.71262 | 0.51417 | 1 | 0.51417 | 0.51417 | 0.16844 | 0.51417 | 0.64069 | 0.64069 | 0.52166 | 0.64753 | 0.3882 | 0.26059 | 0.26745 | 0.47811 | 0.42874 | 0.27822 | 0.59365 | 0.18143 | 0.41852 | 0.36613 | 0.16844 | 0.21334 | 0.29958 | 0.37052 | 0.46514 | 0.59609 | 0.3976 | 0.26724 | 0.27363 | 0.41117 | 0.38092 | 0.33315 | 0.46868 | 0.25269 | 0.39181 | 0.37394 | 0.19837 | 0.26438 | 0.35287 | 0.25859 | 0
Nov | 3 | 1 | Weekday | Friday | 0.63335 | 0.76207 | 0.70557 | 0.49256 | 1 | 0.49256 | 0.49256 | 0.1686 | 0.49256 | 0.63335 | 0.63335 | 0.21189 | 0.64294 | 0.34532 | 0.26148 | 0.26895 | 0.47152 | 0.4438 | 0.27937 | 0.27622 | 0.18144 | 0.40147 | 0.36985 | 0.1686 | 0.21334 | 0.27997 | 0.39363 | 0.32052 | 0.59001 | 0.36564 | 0.2674 | 0.27493 | 0.39815 | 0.39298 | 0.33299 | 0.33969 | 0.25244 | 0.37513 | 0.37542 | 0.19845 | 0.26438 | 0.32948 | 0.26241 | 0
Nov | 3 | 2 | Weekday | Friday | 0.63585 | 0.7529 | 0.70274 | 0.481 | 1 | 0.481 | 0.481 | 0.16905 | 0.481 | 0.63585 | 0.63585 | 0.21217 | 0.6409 | 0.32511 | 0.26143 | 0.27002 | 0.4714 | 0.43397 | 0.27951 | 0.27606 | 0.18111 | 0.38628 | 0.36848 | 0.16905 | 0.21341 | 0.28092 | 0.38109 | 0.321 | 0.58612 | 0.34277 | 0.2675 | 0.27594 | 0.39207 | 0.38506 | 0.33314 | 0.34054 | 0.2527 | 0.35706 | 0.37482 | 0.19862 | 0.26439 | 0.32953 | 0.26033 | 0
Nov | 3 | 3 | Weekday | Friday | 0.63699 | 0.75706 | 0.70587 | 0.47836 | 1 | 0.47836 | 0.47836 | 0.17003 | 0.47836 | 0.63699 | 0.63699 | 0.21279 | 0.64585 | 0.33034 | 0.26393 | 0.27259 | 0.48376 | 0.46509 | 0.28004 | 0.27844 | 0.18208 | 0.39694 | 0.36923 | 0.17003 | 0.2137 | 0.29106 | 0.40588 | 0.32215 | 0.59064 | 0.34965 | 0.26925 | 0.27862 | 0.39686 | 0.41162 | 0.33353 | 0.34245 | 0.25386 | 0.35986 | 0.37586 | 0.19886 | 0.26442 | 0.33825 | 0.26443 | 0
Nov | 3 | 4 | Weekday | Friday | 0.64298 | 0.7567 | 0.72374 | 0.49939 | 1 | 0.49939 | 0.49939 | 0.17103 | 0.49939 | 0.64298 | 0.64298 | 0.26084 | 0.69544 | 0.3654 | 0.27959 | 0.27526 | 0.54527 | 0.58716 | 0.28327 | 0.32796 | 0.18481 | 0.42108 | 0.37208 | 0.17103 | 0.214 | 0.32964 | 0.39296 | 0.35116 | 0.64008 | 0.36954 | 0.28569 | 0.28121 | 0.45789 | 0.52108 | 0.33637 | 0.37213 | 0.25591 | 0.3858 | 0.37787 | 0.19905 | 0.26446 | 0.38154 | 0.26229 | 0
Nov | 3 | 5 | Weekday | Friday | 0.62274 | 0.78148 | 0.77193 | 0.5999 | 1 | 0.5999 | 0.5999 | 0.26238 | 0.5999 | 0.62274 | 0.62274 | 0.62783 | 0.76317 | 0.50226 | 0.34224 | 0.34771 | 0.66998 | 0.74375 | 0.33098 | 0.71776 | 0.25584 | 0.52969 | 0.42081 | 0.26238 | 0.30651 | 0.38795 | 0.44115 | 0.54147 | 0.66049 | 0.487 | 0.33543 | 0.35567 | 0.57399 | 0.64408 | 0.34314 | 0.56374 | 0.27709 | 0.49861 | 0.4196 | 0.22721 | 0.28357 | 0.40873 | 0.28458 | 0
Nov | 3 | 6 | Weekday | Friday | 0.64631 | 0.81941 | 0.83965 | 0.70475 | 0.0044583 | 0.70475 | 0.70475 | 0.78063 | 0.70475 | 0.64631 | 0.64631 | 0.82979 | 0.84531 | 0.79058 | 0.54565 | 0.85488 | 0.77855 | 0.87735 | 0.77902 | 1 | 0.86891 | 0.77372 | 0.66625 | 0.78063 | 0.7913 | 0.76203 | 0.56947 | 0.8184 | 0.80113 | 0.76696 | 0.39241 | 0.87656 | 0.64009 | 0.82984 | 0.41478 | 0.96196 | 0.43478 | 0.76152 | 0.48764 | 0.34897 | 0.32306 | 0.54907 | 0.37096 | 0
Nov | 3 | 7 | Weekday | Friday | 0.66589 | 0.8401 | 0.88171 | 0.71507 | 0.0044583 | 0.71507 | 0.71507 | 0.69124 | 0.71507 | 0.66589 | 0.66589 | 0.91811 | 0.90697 | 0.9868 | 0.65751 | 0.83065 | 0.76126 | 0.9299 | 0.90487 | 0.92656 | 0.982 | 0.88669 | 0.70458 | 0.69124 | 0.66857 | 0.76196 | 0.71653 | 0.90808 | 0.87795 | 0.91067 | 0.52873 | 0.82231 | 0.62421 | 0.90536 | 0.73712 | 0.88602 | 0.74532 | 0.88343 | 0.52 | 0.38857 | 0.32506 | 0.58617 | 0.58659 | 0
Nov | 3 | 8 | Weekday | Friday | 0.71066 | 0.88123 | 0.8977 | 0.74015 | 0.0044583 | 0.74015 | 0.74015 | 0.86923 | 0.74015 | 0.71066 | 0.71066 | 0.9046 | 0.945 | 0.8486 | 0.99338 | 1 | 0.73628 | 0.96338 | 1 | 0.79206 | 1 | 0.81087 | 0.96435 | 0.86923 | 0.83009 | 0.93378 | 0.90196 | 0.88611 | 0.92443 | 0.78579 | 0.94633 | 1 | 0.59967 | 0.95101 | 0.95853 | 0.73306 | 0.90696 | 0.78904 | 0.90661 | 0.62384 | 0.55844 | 0.83684 | 0.84948 | 0
Nov | 3 | 9 | Weekday | Friday | 0.80453 | 0.90417 | 0.89865 | 0.72568 | 0.0044583 | 0.72568 | 0.72568 | 0.9621 | 0.72568 | 0.80453 | 0.80453 | 0.79231 | 0.97724 | 0.73947 | 0.9521 | 0.91063 | 0.65594 | 1 | 0.97578 | 0.79088 | 0.96813 | 0.75008 | 0.94145 | 0.9621 | 0.90714 | 0.96126 | 1 | 0.76795 | 0.96269 | 0.70787 | 0.92198 | 0.91159 | 0.53022 | 1 | 0.96429 | 0.75804 | 0.91901 | 0.73352 | 0.90738 | 0.84381 | 0.78671 | 0.912 | 0.99678 | 0
Nov | 3 | 10 | Weekday | Friday | 0.876 | 0.9276 | 0.90071 | 0.71842 | 0.0044583 | 0.71842 | 0.71842 | 0.95153 | 0.71842 | 0.876 | 0.876 | 0.92182 | 0.99327 | 0.61945 | 0.92673 | 0.88281 | 0.58305 | 0.99584 | 0.97558 | 0.88892 | 0.95672 | 0.59581 | 0.9321 | 0.95153 | 0.88575 | 0.93845 | 0.97533 | 0.91108 | 0.98323 | 0.59352 | 0.9031 | 0.88568 | 0.46965 | 0.99985 | 0.99026 | 0.91715 | 0.94927 | 0.57059 | 0.90983 | 0.88285 | 0.82753 | 0.90781 | 0.9961 | 0
Nov | 3 | 11 | Weekday | Friday | 0.90908 | 0.94129 | 0.89858 | 0.70152 | 0.0044583 | 0.70152 | 0.70152 | 0.91312 | 0.70152 | 0.90908 | 0.90908 | 0.90016 | 0.99506 | 0.59274 | 0.93934 | 0.87969 | 0.56282 | 0.99007 | 0.95666 | 0.89214 | 0.94107 | 0.59478 | 0.92436 | 0.91312 | 0.83955 | 1 | 0.95155 | 0.92309 | 0.98793 | 0.59602 | 0.92097 | 0.88294 | 0.47439 | 0.99576 | 1 | 0.94798 | 0.97072 | 0.57204 | 0.90694 | 0.88259 | 0.82754 | 1 | 0.98309 | 0
Nov | 3 | 12 | Weekday | Friday | 0.89074 | 0.93759 | 0.8907 | 0.67978 | 0.0044583 | 0.67978 | 0.67978 | 0.90583 | 0.67978 | 0.89074 | 0.89074 | 0.84481 | 0.9772 | 0.58643 | 0.92163 | 0.88974 | 0.54207 | 0.95026 | 0.95252 | 0.84947 | 0.9398 | 0.58704 | 0.90279 | 0.90583 | 0.82938 | 0.94102 | 0.88317 | 0.88815 | 0.97157 | 0.59176 | 0.90268 | 0.89345 | 0.4681 | 0.9571 | 0.99902 | 0.92026 | 0.98626 | 0.57252 | 0.87891 | 0.89743 | 0.84243 | 0.94244 | 0.91615 | 0
Nov | 3 | 13 | Weekday | Friday | 0.85982 | 0.9342 | 0.8922 | 0.65868 | 0.0044583 | 0.65868 | 0.65868 | 0.89662 | 0.65868 | 0.85982 | 0.85982 | 0.72962 | 0.99391 | 0.56886 | 0.95218 | 0.85691 | 0.52551 | 0.9813 | 0.95489 | 0.82336 | 0.94928 | 0.58725 | 0.92435 | 0.89662 | 0.81978 | 0.92711 | 0.94977 | 0.74661 | 0.99156 | 0.56557 | 0.94774 | 0.86129 | 0.46131 | 0.99285 | 0.98415 | 0.89003 | 0.99257 | 0.57225 | 0.91579 | 0.89763 | 0.8425 | 0.93246 | 0.99613 | 0
Nov | 3 | 14 | Weekday | Friday | 0.83957 | 0.93628 | 0.88416 | 0.67455 | 0.0044583 | 0.67455 | 0.67455 | 0.89368 | 0.67455 | 0.83957 | 0.83957 | 0.72171 | 0.99197 | 0.56521 | 0.9466 | 0.82945 | 0.51975 | 0.96435 | 0.94842 | 0.71382 | 0.94836 | 0.5852 | 0.9202 | 0.89368 | 0.81778 | 0.91088 | 0.94805 | 0.74653 | 0.9907 | 0.55625 | 0.94729 | 0.83562 | 0.46137 | 0.97949 | 0.98378 | 0.73568 | 1 | 0.56964 | 0.91481 | 0.8973 | 0.84218 | 0.91655 | 0.99578 | 0
Nov | 3 | 15 | Weekday | Friday | 0.82455 | 0.93919 | 0.87388 | 0.72143 | 1 | 0.72143 | 0.72143 | 0.8872 | 0.72143 | 0.82455 | 0.82455 | 0.78595 | 0.99219 | 0.5518 | 0.94566 | 0.8333 | 0.56951 | 0.94147 | 0.93605 | 0.72501 | 0.91248 | 0.57825 | 0.91548 | 0.8872 | 0.8144 | 0.8993 | 0.95443 | 0.76829 | 0.9919 | 0.54197 | 0.94756 | 0.84152 | 0.51425 | 0.96124 | 0.96712 | 0.73466 | 0.97578 | 0.56915 | 0.9127 | 0.89674 | 0.8421 | 0.90468 | 0.99625 | 0
Nov | 3 | 16 | Weekday | Friday | 0.84357 | 0.95751 | 0.87001 | 0.87218 | 1 | 0.87218 | 0.87218 | 0.9845 | 0.87218 | 0.84357 | 0.84357 | 0.97339 | 1 | 0.60753 | 1 | 0.92493 | 0.81472 | 0.97753 | 0.91474 | 0.80767 | 0.87045 | 0.6436 | 1 | 0.9845 | 0.95597 | 0.94041 | 0.96491 | 0.98327 | 1 | 0.63405 | 1 | 0.93609 | 0.79665 | 0.9997 | 0.96003 | 0.82967 | 0.9471 | 0.68112 | 1 | 1 | 1 | 0.94586 | 1 | 0
Nov | 3 | 17 | Weekday | Friday | 0.84247 | 0.94765 | 0.8559 | 1 | 1 | 1 | 1 | 1 | 1 | 0.84247 | 0.84247 | 0.9828 | 0.96422 | 0.73288 | 0.89478 | 0.88104 | 0.95984 | 0.93948 | 0.76607 | 0.9379 | 0.7993 | 0.75983 | 0.78086 | 1 | 0.98961 | 0.95177 | 0.44769 | 1 | 0.96259 | 0.75077 | 0.88252 | 0.892 | 0.95848 | 0.95756 | 0.75594 | 0.99927 | 0.7925 | 0.80347 | 0.74065 | 0.98356 | 0.99779 | 0.94664 | 0.41749 | 0
Nov | 3 | 18 | Weekday | Friday | 0.81555 | 0.9248 | 0.83394 | 0.99632 | 1 | 0.99632 | 0.99632 | 0.87056 | 0.99632 | 0.81555 | 0.81555 | 0.95944 | 0.81098 | 0.91461 | 0.74769 | 0.71747 | 1 | 0.65314 | 0.77835 | 0.94683 | 0.80046 | 0.84556 | 0.69852 | 0.87056 | 0.8682 | 0.94952 | 0.30707 | 0.97802 | 0.79769 | 0.90788 | 0.71699 | 0.72314 | 1 | 0.64458 | 0.7547 | 0.9997 | 0.78166 | 0.87615 | 0.63527 | 0.79914 | 0.80739 | 0.93208 | 0.24808 | 0
Nov | 3 | 19 | Weekday | Friday | 0.78848 | 0.90889 | 0.8158 | 0.95044 | 1 | 0.95044 | 0.95044 | 0.82127 | 0.95044 | 0.78848 | 0.78848 | 0.82735 | 0.79445 | 0.90037 | 0.7135 | 0.70813 | 0.97765 | 0.65158 | 0.79005 | 0.9359 | 0.80003 | 0.87319 | 0.69882 | 0.82127 | 0.8282 | 0.89634 | 0.3411 | 0.83869 | 0.77718 | 0.93731 | 0.67678 | 0.71322 | 0.97678 | 0.63552 | 0.75531 | 0.97815 | 0.78027 | 0.91569 | 0.62942 | 0.7478 | 0.76045 | 0.85955 | 0.25378 | 0
Nov | 3 | 20 | Weekday | Friday | 0.76678 | 0.87602 | 0.79763 | 0.85692 | 1 | 0.85692 | 0.85692 | 0.74492 | 0.85692 | 0.76678 | 0.76678 | 0.82057 | 0.72135 | 0.95423 | 0.6125 | 0.6646 | 0.94731 | 0.57779 | 0.73111 | 0.8156 | 0.72867 | 0.94905 | 0.67676 | 0.74492 | 0.76048 | 0.80352 | 0.328 | 0.83817 | 0.68947 | 1 | 0.55826 | 0.66741 | 0.9476 | 0.53874 | 0.6948 | 0.82402 | 0.70126 | 0.99143 | 0.59429 | 0.6472 | 0.66396 | 0.74641 | 0.25152 | 0
Nov | 3 | 21 | Weekday | Friday | 0.72004 | 0.81736 | 0.77392 | 0.77349 | 1 | 0.77349 | 0.77349 | 0.29496 | 0.77349 | 0.72004 | 0.72004 | 0.81476 | 0.69462 | 0.95706 | 0.55819 | 0.63484 | 0.81567 | 0.47431 | 0.27896 | 0.82237 | 0.17842 | 0.87913 | 0.64563 | 0.29496 | 0.33357 | 0.58435 | 0.35879 | 0.83671 | 0.65919 | 0.94143 | 0.50393 | 0.63685 | 0.8041 | 0.44205 | 0.33225 | 0.82177 | 0.24894 | 0.90711 | 0.56532 | 0.31037 | 0.36953 | 0.5318 | 0.25668 | 0
Nov | 3 | 22 | Weekday | Friday | 0.69729 | 0.79712 | 0.74806 | 0.67478 | 1 | 0.67478 | 0.67478 | 0.16844 | 0.67478 | 0.69729 | 0.69729 | 0.78603 | 0.66486 | 0.75602 | 0.30442 | 0.2714 | 0.66986 | 0.41989 | 0.27613 | 0.82997 | 0.17723 | 0.64368 | 0.38027 | 0.16844 | 0.21334 | 0.30815 | 0.34135 | 0.8376 | 0.62292 | 0.73005 | 0.31655 | 0.27795 | 0.63227 | 0.37479 | 0.33257 | 0.82529 | 0.24908 | 0.64175 | 0.38858 | 0.19837 | 0.26438 | 0.36463 | 0.25373 | 0
Nov | 3 | 23 | Weekday | Friday | 0.66078 | 0.8087 | 0.75165 | 0.57138 | 1 | 0.57138 | 0.57138 | 0.16617 | 0.57138 | 0.66078 | 0.66078 | 0.68786 | 0.67571 | 0.53431 | 0.24447 | 0.24079 | 0.50652 | 0.48591 | 0.27773 | 0.77566 | 0.17758 | 0.45854 | 0.34678 | 0.16617 | 0.21146 | 0.39276 | 0.344 | 0.76161 | 0.63133 | 0.51814 | 0.25394 | 0.2468 | 0.47849 | 0.43056 | 0.33662 | 0.76882 | 0.25114 | 0.44749 | 0.3515 | 0.19174 | 0.25864 | 0.46523 | 0.2541 | 0
Nov | 4 | 24 | Weekend | Saturday | 0.64152 | 0.79582 | 0.75727 | 0.50634 | 1 | 0.50634 | 0.50634 | 0.17171 | 0.50634 | 0.64152 | 0.64152 | 0.45342 | 0.66414 | 0.41154 | 0.21417 | 0.22636 | 0.43947 | 0.48918 | 0.27298 | 0.51416 | 0.17655 | 0.42019 | 0.32382 | 0.17171 | 0.21535 | 0.31098 | 0.34812 | 0.44689 | 0.61675 | 0.42717 | 0.22219 | 0.23147 | 0.40531 | 0.43492 | 0.33315 | 0.45314 | 0.25054 | 0.40624 | 0.33003 | 0.19677 | 0.26269 | 0.36798 | 0.25477 | 0
Nov | 4 | 1 | Weekend | Saturday | 0.63651 | 0.77081 | 0.74646 | 0.48787 | 1 | 0.48787 | 0.48787 | 0.17169 | 0.48787 | 0.63651 | 0.63651 | 0.21225 | 0.65905 | 0.37565 | 0.21424 | 0.22869 | 0.43389 | 0.4922 | 0.27347 | 0.27775 | 0.17793 | 0.4034 | 0.32266 | 0.17169 | 0.21907 | 0.29682 | 0.35284 | 0.32141 | 0.61026 | 0.40251 | 0.22215 | 0.23408 | 0.39304 | 0.43667 | 0.33338 | 0.34113 | 0.25077 | 0.39191 | 0.33003 | 0.19684 | 0.26316 | 0.34871 | 0.25556 | 0
Nov | 4 | 2 | Weekend | Saturday | 0.64335 | 0.76416 | 0.74097 | 0.47967 | 1 | 0.47967 | 0.47967 | 0.17422 | 0.47967 | 0.64335 | 0.64335 | 0.21285 | 0.65459 | 0.34191 | 0.21444 | 0.22806 | 0.43226 | 0.49605 | 0.27787 | 0.27735 | 0.17843 | 0.371 | 0.32612 | 0.17422 | 0.22187 | 0.29457 | 0.3541 | 0.32194 | 0.60446 | 0.36349 | 0.22219 | 0.23318 | 0.38714 | 0.44168 | 0.33374 | 0.34208 | 0.25144 | 0.35474 | 0.33003 | 0.19731 | 0.26352 | 0.34624 | 0.25574 | 0
Nov | 4 | 3 | Weekend | Saturday | 0.64542 | 0.76993 | 0.74367 | 0.47696 | 1 | 0.47696 | 0.47696 | 0.17487 | 0.47696 | 0.64542 | 0.64542 | 0.21323 | 0.65495 | 0.3452 | 0.21813 | 0.2313 | 0.449 | 0.50016 | 0.27979 | 0.27931 | 0.18066 | 0.3787 | 0.32382 | 0.17487 | 0.22498 | 0.30228 | 0.3565 | 0.32299 | 0.60312 | 0.36684 | 0.22536 | 0.23634 | 0.39813 | 0.44462 | 0.33476 | 0.34379 | 0.25265 | 0.35958 | 0.33003 | 0.19757 | 0.26391 | 0.35273 | 0.25613 | 0
Nov | 4 | 4 | Weekend | Saturday | 0.65538 | 0.77622 | 0.76503 | 0.5074 | 1 | 0.5074 | 0.5074 | 0.17869 | 0.5074 | 0.65538 | 0.65538 | 0.29888 | 0.65239 | 0.38515 | 0.23662 | 0.22981 | 0.51934 | 0.57698 | 0.28234 | 0.36191 | 0.18138 | 0.40739 | 0.32151 | 0.17869 | 0.22701 | 0.31748 | 0.36164 | 0.36692 | 0.60068 | 0.40061 | 0.24153 | 0.23501 | 0.46623 | 0.51779 | 0.33554 | 0.38311 | 0.25398 | 0.38367 | 0.33003 | 0.19819 | 0.26417 | 0.37011 | 0.25696 | 0
Nov | 4 | 5 | Weekend | Saturday | 0.63444 | 0.8119 | 0.82754 | 0.62981 | 1 | 0.62981 | 0.62981 | 0.17873 | 0.62981 | 0.63444 | 0.63444 | 0.61372 | 0.65922 | 0.44668 | 0.28905 | 0.29349 | 0.6543 | 0.7048 | 0.28492 | 0.70572 | 0.18539 | 0.48588 | 0.36422 | 0.17873 | 0.22886 | 0.41172 | 0.36893 | 0.57814 | 0.61049 | 0.45719 | 0.28173 | 0.2996 | 0.5852 | 0.61733 | 0.33638 | 0.6176 | 0.25847 | 0.47227 | 0.36201 | 0.19833 | 0.26441 | 0.40477 | 0.25819 | 0
Nov | 4 | 6 | Weekend | Saturday | 0.67146 | 0.86216 | 0.91887 | 0.76091 | 0.0044583 | 0.76091 | 0.76091 | 0.575 | 0.76091 | 0.67146 | 0.67146 | 0.79634 | 0.69747 | 0.65666 | 0.41053 | 0.4165 | 0.75689 | 0.77639 | 0.2671 | 0.94918 | 0.17247 | 0.64711 | 0.39731 | 0.575 | 0.60004 | 0.69884 | 0.34512 | 0.83308 | 0.65442 | 0.67323 | 0.36884 | 0.42585 | 0.64651 | 0.71861 | 0.31459 | 0.95776 | 0.23918 | 0.64106 | 0.34964 | 0.24918 | 0.24863 | 0.50216 | 0.21944 | 0
Nov | 4 | 7 | Weekend | Saturday | 0.70961 | 0.9004 | 0.9783 | 0.75172 | 0.0044583 | 0.75172 | 0.75172 | 0.56445 | 0.75172 | 0.70961 | 0.70961 | 0.83867 | 0.73452 | 0.89422 | 0.43553 | 0.35669 | 0.71849 | 0.77379 | 0.23881 | 0.86149 | 0.15551 | 0.81184 | 0.30987 | 0.56445 | 0.55471 | 0.72178 | 0.31805 | 0.90887 | 0.68464 | 0.8415 | 0.4059 | 0.35763 | 0.6054 | 0.73089 | 0.28361 | 0.86737 | 0.21695 | 0.81434 | 0.26008 | 0.26619 | 0.21891 | 0.5575 | 0.1778 | 0
Nov | 4 | 8 | Weekend | Saturday | 0.76911 | 0.9517 | 0.99969 | 0.72392 | 0.0044583 | 0.72392 | 0.72392 | 0.9185 | 0.72392 | 0.76911 | 0.76911 | 0.83311 | 0.76337 | 1 | 0.47415 | 0.35468 | 0.66273 | 0.81961 | 0.2333 | 0.7575 | 0.15316 | 1 | 0.32716 | 0.9185 | 0.89542 | 0.79768 | 0.31923 | 0.86821 | 0.72785 | 0.91645 | 0.45961 | 0.35737 | 0.54644 | 0.79127 | 0.28268 | 0.7343 | 0.21285 | 0.9934 | 0.28905 | 0.48162 | 0.412 | 0.68242 | 0.19925 | 0
Nov | 4 | 9 | Weekend | Saturday | 0.87836 | 0.97053 | 0.99875 | 0.6743 | 0.0044583 | 0.6743 | 0.6743 | 0.94158 | 0.6743 | 0.87836 | 0.87836 | 0.79712 | 0.78304 | 0.81181 | 0.43488 | 0.3462 | 0.58544 | 0.83142 | 0.23496 | 0.78816 | 0.15429 | 0.82661 | 0.31552 | 0.94158 | 0.90435 | 0.77683 | 0.32007 | 0.78696 | 0.7538 | 0.75931 | 0.42349 | 0.34801 | 0.47584 | 0.81545 | 0.28301 | 0.77913 | 0.21448 | 0.81198 | 0.28636 | 0.64784 | 0.58646 | 0.68181 | 0.23178 | 0
Nov | 4 | 10 | Weekend | Saturday | 0.96062 | 0.99191 | 1 | 0.65778 | 0.0044583 | 0.65778 | 0.65778 | 0.95699 | 0.65778 | 0.96062 | 0.96062 | 0.92572 | 0.79289 | 0.68176 | 0.40103 | 0.33489 | 0.52086 | 0.8206 | 0.23372 | 0.88962 | 0.15671 | 0.63379 | 0.30815 | 0.95699 | 0.90503 | 0.85426 | 0.30207 | 0.9138 | 0.76602 | 0.64321 | 0.39165 | 0.33726 | 0.42367 | 0.80193 | 0.28376 | 0.92355 | 0.21271 | 0.60401 | 0.2863 | 0.73626 | 0.6766 | 0.80311 | 0.23028 | 0
Nov | 4 | 11 | Weekend | Saturday | 1 | 1 | 0.99555 | 0.64687 | 0.0044583 | 0.64687 | 0.64687 | 0.92619 | 0.64687 | 1 | 1 | 0.91344 | 0.79959 | 0.6401 | 0.39356 | 0.32951 | 0.50156 | 0.81308 | 0.23703 | 0.88668 | 0.1524 | 0.60774 | 0.29852 | 0.92619 | 0.86385 | 0.90653 | 0.26447 | 0.92544 | 0.77665 | 0.6321 | 0.38703 | 0.33247 | 0.42834 | 0.80296 | 0.28609 | 0.94851 | 0.21388 | 0.5867 | 0.2731 | 0.75532 | 0.69663 | 0.88407 | 0.20804 | 0
Nov | 4 | 12 | Weekend | Saturday | 0.9877 | 0.99316 | 0.98566 | 0.62899 | 0.0044583 | 0.62899 | 0.62899 | 0.93722 | 0.62899 | 0.9877 | 0.9877 | 0.8536 | 0.80423 | 0.60538 | 0.39048 | 0.31945 | 0.48457 | 0.7873 | 0.23296 | 0.85191 | 0.1531 | 0.60292 | 0.26644 | 0.93722 | 0.8684 | 0.89107 | 0.22194 | 0.87439 | 0.78293 | 0.62219 | 0.3845 | 0.32198 | 0.4253 | 0.77244 | 0.28236 | 0.92388 | 0.21222 | 0.58831 | 0.23985 | 0.8145 | 0.75672 | 0.8827 | 0.16722 | 0
Nov | 4 | 13 | Weekend | Saturday | 0.96141 | 0.99044 | 0.98871 | 0.6005 | 0.0044583 | 0.6005 | 0.6005 | 0.91495 | 0.6005 | 0.96141 | 0.96141 | 0.74233 | 0.80486 | 0.58006 | 0.36092 | 0.29299 | 0.4637 | 0.80602 | 0.23239 | 0.80994 | 0.1524 | 0.59859 | 0.26738 | 0.91495 | 0.8437 | 0.87519 | 0.2068 | 0.74821 | 0.78551 | 0.58892 | 0.35398 | 0.29546 | 0.41553 | 0.79578 | 0.28245 | 0.87253 | 0.21266 | 0.58758 | 0.24157 | 0.81377 | 0.75672 | 0.87078 | 0.1647 | 0
Nov | 4 | 14 | Weekend | Saturday | 0.94334 | 0.99247 | 0.97726 | 0.61474 | 0.0044583 | 0.61474 | 0.61474 | 0.90284 | 0.61474 | 0.94334 | 0.94334 | 0.72861 | 0.80025 | 0.57842 | 0.30203 | 0.25211 | 0.46031 | 0.80269 | 0.23083 | 0.70699 | 0.15271 | 0.59563 | 0.26792 | 0.90284 | 0.83191 | 0.85818 | 0.21682 | 0.74667 | 0.78621 | 0.58549 | 0.28825 | 0.25304 | 0.41913 | 0.79289 | 0.28197 | 0.73602 | 0.21235 | 0.58384 | 0.23837 | 0.81396 | 0.75672 | 0.85219 | 0.16635 | 0
Nov | 4 | 15 | Weekend | Saturday | 0.91899 | 0.98977 | 0.95959 | 0.66852 | 1 | 0.66852 | 0.66852 | 0.89361 | 0.66852 | 0.91899 | 0.91899 | 0.79929 | 0.78135 | 0.56569 | 0.30656 | 0.25669 | 0.52616 | 0.79499 | 0.23212 | 0.71094 | 0.15092 | 0.58673 | 0.26516 | 0.89361 | 0.82596 | 0.84875 | 0.19708 | 0.78672 | 0.76884 | 0.57299 | 0.28859 | 0.25792 | 0.48878 | 0.78635 | 0.28173 | 0.73434 | 0.21224 | 0.58536 | 0.23901 | 0.81484 | 0.75672 | 0.8372 | 0.14629 | 0
Nov | 4 | 16 | Weekend | Saturday | 0.90852 | 0.99674 | 0.94582 | 0.82148 | 1 | 0.82148 | 0.82148 | 0.9839 | 0.82148 | 0.90852 | 0.90852 | 0.97658 | 0.7553 | 0.60468 | 0.35211 | 0.34274 | 0.7781 | 0.80741 | 0.26023 | 0.81698 | 0.16972 | 0.65417 | 0.39445 | 0.9839 | 0.96342 | 0.87921 | 0.27408 | 0.98248 | 0.73687 | 0.6328 | 0.32617 | 0.34617 | 0.77088 | 0.79826 | 0.31865 | 0.84904 | 0.23941 | 0.69286 | 0.36342 | 0.89744 | 0.89268 | 0.85895 | 0.21173 | 0
Nov | 4 | 17 | Weekend | Saturday | 0.88548 | 0.98056 | 0.92287 | 0.96271 | 1 | 0.96271 | 0.96271 | 0.99824 | 0.96271 | 0.88548 | 0.88548 | 1 | 0.71946 | 0.70623 | 0.35836 | 0.33524 | 0.94994 | 0.80622 | 0.27349 | 0.94302 | 0.17733 | 0.76375 | 0.40544 | 0.99824 | 1 | 0.85919 | 0.32164 | 0.99967 | 0.69273 | 0.74043 | 0.33377 | 0.33755 | 0.95837 | 0.79353 | 0.33249 | 0.99879 | 0.24978 | 0.80721 | 0.37791 | 0.84707 | 0.85893 | 0.80217 | 0.2503 | 0
Nov | 4 | 18 | Weekend | Saturday | 0.85069 | 0.95795 | 0.89212 | 0.97398 | 1 | 0.97398 | 0.97398 | 0.82426 | 0.97398 | 0.85069 | 0.85069 | 0.95849 | 0.70393 | 0.84094 | 0.31307 | 0.23359 | 0.98973 | 0.59728 | 0.27313 | 0.94642 | 0.17709 | 0.8826 | 0.33234 | 0.82426 | 0.83787 | 0.84786 | 0.35604 | 0.95967 | 0.67022 | 0.88857 | 0.32108 | 0.23853 | 0.9956 | 0.57137 | 0.33351 | 1 | 0.25011 | 0.92977 | 0.33787 | 0.64523 | 0.65999 | 0.76682 | 0.25623 | 0
Nov | 4 | 19 | Weekend | Saturday | 0.81136 | 0.94394 | 0.8699 | 0.94821 | 1 | 0.94821 | 0.94821 | 0.56806 | 0.94821 | 0.81136 | 0.81136 | 0.83846 | 0.68558 | 0.89889 | 0.2993 | 0.23666 | 0.97306 | 0.60129 | 0.27549 | 0.92433 | 0.17904 | 0.91432 | 0.33482 | 0.56806 | 0.5919 | 0.77996 | 0.355 | 0.8395 | 0.64526 | 0.93183 | 0.30443 | 0.24214 | 0.97438 | 0.57241 | 0.33466 | 0.95919 | 0.25212 | 0.95536 | 0.34009 | 0.52015 | 0.55649 | 0.67466 | 0.25586 | 0
Nov | 4 | 20 | Weekend | Saturday | 0.78229 | 0.90536 | 0.84816 | 0.86645 | 1 | 0.86645 | 0.86645 | 0.54103 | 0.86645 | 0.78229 | 0.78229 | 0.83574 | 0.66261 | 0.92805 | 0.29294 | 0.23729 | 0.93489 | 0.56993 | 0.28029 | 0.82626 | 0.18526 | 0.95759 | 0.3346 | 0.54103 | 0.56752 | 0.72894 | 0.38053 | 0.83876 | 0.61219 | 0.97006 | 0.29828 | 0.24226 | 0.93152 | 0.5238 | 0.33558 | 0.82488 | 0.2541 | 1 | 0.33808 | 0.48027 | 0.51643 | 0.61711 | 0.26031 | 0
Nov | 4 | 21 | Weekend | Saturday | 0.7287 | 0.83771 | 0.81989 | 0.78378 | 1 | 0.78378 | 0.78378 | 0.22125 | 0.78378 | 0.7287 | 0.7287 | 0.82933 | 0.66708 | 0.89068 | 0.27437 | 0.24404 | 0.80714 | 0.50269 | 0.28194 | 0.83808 | 0.19027 | 0.88829 | 0.33498 | 0.22125 | 0.26368 | 0.57266 | 0.37286 | 0.83696 | 0.61312 | 0.89589 | 0.27598 | 0.2488 | 0.78438 | 0.46189 | 0.33488 | 0.82208 | 0.25426 | 0.91818 | 0.34009 | 0.26058 | 0.32632 | 0.497 | 0.25883 | 0
Nov | 4 | 22 | Weekend | Saturday | 0.70446 | 0.81187 | 0.78752 | 0.67833 | 1 | 0.67833 | 0.67833 | 0.16906 | 0.67833 | 0.70446 | 0.70446 | 0.80535 | 0.66345 | 0.80612 | 0.25198 | 0.24745 | 0.67007 | 0.46726 | 0.28776 | 0.85915 | 0.19061 | 0.68203 | 0.33472 | 0.16906 | 0.21317 | 0.3113 | 0.39822 | 0.83926 | 0.60486 | 0.73207 | 0.25291 | 0.25212 | 0.61619 | 0.42165 | 0.33623 | 0.82942 | 0.25921 | 0.66813 | 0.33808 | 0.19624 | 0.26242 | 0.36836 | 0.26324 | 0
Nov | 4 | 23 | Weekend | Saturday | 0.66651 | 0.82041 | 0.79266 | 0.57316 | 1 | 0.57316 | 0.57316 | 0.16617 | 0.57316 | 0.66651 | 0.66651 | 0.68786 | 0.67571 | 0.53431 | 0.24447 | 0.24079 | 0.50652 | 0.48591 | 0.27773 | 0.77566 | 0.17758 | 0.45854 | 0.34678 | 0.16617 | 0.21146 | 0.39276 | 0.344 | 0.76161 | 0.63133 | 0.51814 | 0.25394 | 0.2468 | 0.47849 | 0.43056 | 0.33662 | 0.76882 | 0.25114 | 0.44749 | 0.3515 | 0.19174 | 0.25864 | 0.46523 | 0.2541 | 0
Nov | 5 | 24 | Weekend | Sunday | 0.64152 | 0.79582 | 0.75727 | 0.50634 | 1 | 0.50634 | 0.50634 | 0.17171 | 0.50634 | 0.64152 | 0.64152 | 0.45342 | 0.66414 | 0.41154 | 0.21417 | 0.22636 | 0.43947 | 0.48918 | 0.27298 | 0.51416 | 0.17655 | 0.42019 | 0.32382 | 0.17171 | 0.21535 | 0.31098 | 0.34812 | 0.44689 | 0.61675 | 0.42717 | 0.22219 | 0.23147 | 0.40531 | 0.43492 | 0.33315 | 0.45314 | 0.25054 | 0.40624 | 0.33003 | 0.19677 | 0.26269 | 0.36798 | 0.25477 | 0
Nov | 5 | 1 | Weekend | Sunday | 0.63651 | 0.77081 | 0.74646 | 0.48787 | 1 | 0.48787 | 0.48787 | 0.17169 | 0.48787 | 0.63651 | 0.63651 | 0.21225 | 0.65905 | 0.37565 | 0.21424 | 0.22869 | 0.43389 | 0.4922 | 0.27347 | 0.27775 | 0.17793 | 0.4034 | 0.32266 | 0.17169 | 0.21907 | 0.29682 | 0.35284 | 0.32141 | 0.61026 | 0.40251 | 0.22215 | 0.23408 | 0.39304 | 0.43667 | 0.33338 | 0.34113 | 0.25077 | 0.39191 | 0.33003 | 0.19684 | 0.26316 | 0.34871 | 0.25556 | 0
Nov | 5 | 2 | Weekend | Sunday | 0.64335 | 0.76416 | 0.74097 | 0.47967 | 1 | 0.47967 | 0.47967 | 0.17422 | 0.47967 | 0.64335 | 0.64335 | 0.21285 | 0.65459 | 0.34191 | 0.21444 | 0.22806 | 0.43226 | 0.49605 | 0.27787 | 0.27735 | 0.17843 | 0.371 | 0.32612 | 0.17422 | 0.22187 | 0.29457 | 0.3541 | 0.32194 | 0.60446 | 0.36349 | 0.22219 | 0.23318 | 0.38714 | 0.44168 | 0.33374 | 0.34208 | 0.25144 | 0.35474 | 0.33003 | 0.19731 | 0.26352 | 0.34624 | 0.25574 | 0
Nov | 5 | 3 | Weekend | Sunday | 0.64542 | 0.76993 | 0.74367 | 0.47696 | 1 | 0.47696 | 0.47696 | 0.17487 | 0.47696 | 0.64542 | 0.64542 | 0.21323 | 0.65495 | 0.3452 | 0.21813 | 0.2313 | 0.449 | 0.50016 | 0.27979 | 0.27931 | 0.18066 | 0.3787 | 0.32382 | 0.17487 | 0.22498 | 0.30228 | 0.3565 | 0.32299 | 0.60312 | 0.36684 | 0.22536 | 0.23634 | 0.39813 | 0.44462 | 0.33476 | 0.34379 | 0.25265 | 0.35958 | 0.33003 | 0.19757 | 0.26391 | 0.35273 | 0.25613 | 0
Nov | 5 | 4 | Weekend | Sunday | 0.65538 | 0.77622 | 0.76503 | 0.5074 | 1 | 0.5074 | 0.5074 | 0.17869 | 0.5074 | 0.65538 | 0.65538 | 0.29888 | 0.65239 | 0.38515 | 0.23662 | 0.22981 | 0.51934 | 0.57698 | 0.28234 | 0.36191 | 0.18138 | 0.40739 | 0.32151 | 0.17869 | 0.22701 | 0.31748 | 0.36164 | 0.36692 | 0.60068 | 0.40061 | 0.24153 | 0.23501 | 0.46623 | 0.51779 | 0.33554 | 0.38311 | 0.25398 | 0.38367 | 0.33003 | 0.19819 | 0.26417 | 0.37011 | 0.25696 | 0
Nov | 5 | 5 | Weekend | Sunday | 0.63444 | 0.8119 | 0.82754 | 0.62981 | 1 | 0.62981 | 0.62981 | 0.17873 | 0.62981 | 0.63444 | 0.63444 | 0.61372 | 0.65922 | 0.44668 | 0.28905 | 0.29349 | 0.6543 | 0.7048 | 0.28492 | 0.70572 | 0.18539 | 0.48588 | 0.36422 | 0.17873 | 0.22886 | 0.41172 | 0.36893 | 0.57814 | 0.61049 | 0.45719 | 0.28173 | 0.2996 | 0.5852 | 0.61733 | 0.33638 | 0.6176 | 0.25847 | 0.47227 | 0.36201 | 0.19833 | 0.26441 | 0.40477 | 0.25819 | 0
Nov | 5 | 6 | Weekend | Sunday | 0.67146 | 0.86216 | 0.91887 | 0.76091 | 0.0044583 | 0.76091 | 0.76091 | 0.575 | 0.76091 | 0.67146 | 0.67146 | 0.79634 | 0.69747 | 0.65666 | 0.41053 | 0.4165 | 0.75689 | 0.77639 | 0.2671 | 0.94918 | 0.17247 | 0.64711 | 0.39731 | 0.575 | 0.60004 | 0.69884 | 0.34512 | 0.83308 | 0.65442 | 0.67323 | 0.36884 | 0.42585 | 0.64651 | 0.71861 | 0.31459 | 0.95776 | 0.23918 | 0.64106 | 0.34964 | 0.24918 | 0.24863 | 0.50216 | 0.21944 | 0
Nov | 5 | 7 | Weekend | Sunday | 0.70961 | 0.9004 | 0.9783 | 0.75172 | 0.0044583 | 0.75172 | 0.75172 | 0.56445 | 0.75172 | 0.70961 | 0.70961 | 0.83867 | 0.73452 | 0.89422 | 0.43553 | 0.35669 | 0.71849 | 0.77379 | 0.23881 | 0.86149 | 0.15551 | 0.81184 | 0.30987 | 0.56445 | 0.55471 | 0.72178 | 0.31805 | 0.90887 | 0.68464 | 0.8415 | 0.4059 | 0.35763 | 0.6054 | 0.73089 | 0.28361 | 0.86737 | 0.21695 | 0.81434 | 0.26008 | 0.26619 | 0.21891 | 0.5575 | 0.1778 | 0
Nov | 5 | 8 | Weekend | Sunday | 0.76911 | 0.9517 | 0.99969 | 0.72392 | 0.0044583 | 0.72392 | 0.72392 | 0.9185 | 0.72392 | 0.76911 | 0.76911 | 0.83311 | 0.76337 | 1 | 0.47415 | 0.35468 | 0.66273 | 0.81961 | 0.2333 | 0.7575 | 0.15316 | 1 | 0.32716 | 0.9185 | 0.89542 | 0.79768 | 0.31923 | 0.86821 | 0.72785 | 0.91645 | 0.45961 | 0.35737 | 0.54644 | 0.79127 | 0.28268 | 0.7343 | 0.21285 | 0.9934 | 0.28905 | 0.48162 | 0.412 | 0.68242 | 0.19925 | 0
Nov | 5 | 9 | Weekend | Sunday | 0.87836 | 0.97053 | 0.99875 | 0.6743 | 0.0044583 | 0.6743 | 0.6743 | 0.94158 | 0.6743 | 0.87836 | 0.87836 | 0.79712 | 0.78304 | 0.81181 | 0.43488 | 0.3462 | 0.58544 | 0.83142 | 0.23496 | 0.78816 | 0.15429 | 0.82661 | 0.31552 | 0.94158 | 0.90435 | 0.77683 | 0.32007 | 0.78696 | 0.7538 | 0.75931 | 0.42349 | 0.34801 | 0.47584 | 0.81545 | 0.28301 | 0.77913 | 0.21448 | 0.81198 | 0.28636 | 0.64784 | 0.58646 | 0.68181 | 0.23178 | 0
Nov | 5 | 10 | Weekend | Sunday | 0.96062 | 0.99191 | 1 | 0.65778 | 0.0044583 | 0.65778 | 0.65778 | 0.95699 | 0.65778 | 0.96062 | 0.96062 | 0.92572 | 0.79289 | 0.68176 | 0.40103 | 0.33489 | 0.52086 | 0.8206 | 0.23372 | 0.88962 | 0.15671 | 0.63379 | 0.30815 | 0.95699 | 0.90503 | 0.85426 | 0.30207 | 0.9138 | 0.76602 | 0.64321 | 0.39165 | 0.33726 | 0.42367 | 0.80193 | 0.28376 | 0.92355 | 0.21271 | 0.60401 | 0.2863 | 0.73626 | 0.6766 | 0.80311 | 0.23028 | 0
Nov | 5 | 11 | Weekend | Sunday | 1 | 1 | 0.99555 | 0.64687 | 0.0044583 | 0.64687 | 0.64687 | 0.92619 | 0.64687 | 1 | 1 | 0.91344 | 0.79959 | 0.6401 | 0.39356 | 0.32951 | 0.50156 | 0.81308 | 0.23703 | 0.88668 | 0.1524 | 0.60774 | 0.29852 | 0.92619 | 0.86385 | 0.90653 | 0.26447 | 0.92544 | 0.77665 | 0.6321 | 0.38703 | 0.33247 | 0.42834 | 0.80296 | 0.28609 | 0.94851 | 0.21388 | 0.5867 | 0.2731 | 0.75532 | 0.69663 | 0.88407 | 0.20804 | 0
Nov | 5 | 12 | Weekend | Sunday | 0.9877 | 0.99316 | 0.98566 | 0.62899 | 0.0044583 | 0.62899 | 0.62899 | 0.93722 | 0.62899 | 0.9877 | 0.9877 | 0.8536 | 0.80423 | 0.60538 | 0.39048 | 0.31945 | 0.48457 | 0.7873 | 0.23296 | 0.85191 | 0.1531 | 0.60292 | 0.26644 | 0.93722 | 0.8684 | 0.89107 | 0.22194 | 0.87439 | 0.78293 | 0.62219 | 0.3845 | 0.32198 | 0.4253 | 0.77244 | 0.28236 | 0.92388 | 0.21222 | 0.58831 | 0.23985 | 0.8145 | 0.75672 | 0.8827 | 0.16722 | 0
Nov | 5 | 13 | Weekend | Sunday | 0.96141 | 0.99044 | 0.98871 | 0.6005 | 0.0044583 | 0.6005 | 0.6005 | 0.91495 | 0.6005 | 0.96141 | 0.96141 | 0.74233 | 0.80486 | 0.58006 | 0.36092 | 0.29299 | 0.4637 | 0.80602 | 0.23239 | 0.80994 | 0.1524 | 0.59859 | 0.26738 | 0.91495 | 0.8437 | 0.87519 | 0.2068 | 0.74821 | 0.78551 | 0.58892 | 0.35398 | 0.29546 | 0.41553 | 0.79578 | 0.28245 | 0.87253 | 0.21266 | 0.58758 | 0.24157 | 0.81377 | 0.75672 | 0.87078 | 0.1647 | 0
Nov | 5 | 14 | Weekend | Sunday | 0.94334 | 0.99247 | 0.97726 | 0.61474 | 0.0044583 | 0.61474 | 0.61474 | 0.90284 | 0.61474 | 0.94334 | 0.94334 | 0.72861 | 0.80025 | 0.57842 | 0.30203 | 0.25211 | 0.46031 | 0.80269 | 0.23083 | 0.70699 | 0.15271 | 0.59563 | 0.26792 | 0.90284 | 0.83191 | 0.85818 | 0.21682 | 0.74667 | 0.78621 | 0.58549 | 0.28825 | 0.25304 | 0.41913 | 0.79289 | 0.28197 | 0.73602 | 0.21235 | 0.58384 | 0.23837 | 0.81396 | 0.75672 | 0.85219 | 0.16635 | 0
Nov | 5 | 15 | Weekend | Sunday | 0.91899 | 0.98977 | 0.95959 | 0.66852 | 1 | 0.66852 | 0.66852 | 0.89361 | 0.66852 | 0.91899 | 0.91899 | 0.79929 | 0.78135 | 0.56569 | 0.30656 | 0.25669 | 0.52616 | 0.79499 | 0.23212 | 0.71094 | 0.15092 | 0.58673 | 0.26516 | 0.89361 | 0.82596 | 0.84875 | 0.19708 | 0.78672 | 0.76884 | 0.57299 | 0.28859 | 0.25792 | 0.48878 | 0.78635 | 0.28173 | 0.73434 | 0.21224 | 0.58536 | 0.23901 | 0.81484 | 0.75672 | 0.8372 | 0.14629 | 0
Nov | 5 | 16 | Weekend | Sunday | 0.90852 | 0.99674 | 0.94582 | 0.82148 | 1 | 0.82148 | 0.82148 | 0.9839 | 0.82148 | 0.90852 | 0.90852 | 0.97658 | 0.7553 | 0.60468 | 0.35211 | 0.34274 | 0.7781 | 0.80741 | 0.26023 | 0.81698 | 0.16972 | 0.65417 | 0.39445 | 0.9839 | 0.96342 | 0.87921 | 0.27408 | 0.98248 | 0.73687 | 0.6328 | 0.32617 | 0.34617 | 0.77088 | 0.79826 | 0.31865 | 0.84904 | 0.23941 | 0.69286 | 0.36342 | 0.89744 | 0.89268 | 0.85895 | 0.21173 | 0
Nov | 5 | 17 | Weekend | Sunday | 0.88548 | 0.98056 | 0.92287 | 0.96271 | 1 | 0.96271 | 0.96271 | 0.99824 | 0.96271 | 0.88548 | 0.88548 | 1 | 0.71946 | 0.70623 | 0.35836 | 0.33524 | 0.94994 | 0.80622 | 0.27349 | 0.94302 | 0.17733 | 0.76375 | 0.40544 | 0.99824 | 1 | 0.85919 | 0.32164 | 0.99967 | 0.69273 | 0.74043 | 0.33377 | 0.33755 | 0.95837 | 0.79353 | 0.33249 | 0.99879 | 0.24978 | 0.80721 | 0.37791 | 0.84707 | 0.85893 | 0.80217 | 0.2503 | 0
Nov | 5 | 18 | Weekend | Sunday | 0.85069 | 0.95795 | 0.89212 | 0.97398 | 1 | 0.97398 | 0.97398 | 0.82426 | 0.97398 | 0.85069 | 0.85069 | 0.95849 | 0.70393 | 0.84094 | 0.31307 | 0.23359 | 0.98973 | 0.59728 | 0.27313 | 0.94642 | 0.17709 | 0.8826 | 0.33234 | 0.82426 | 0.83787 | 0.84786 | 0.35604 | 0.95967 | 0.67022 | 0.88857 | 0.32108 | 0.23853 | 0.9956 | 0.57137 | 0.33351 | 1 | 0.25011 | 0.92977 | 0.33787 | 0.64523 | 0.65999 | 0.76682 | 0.25623 | 0
Nov | 5 | 19 | Weekend | Sunday | 0.81136 | 0.94394 | 0.8699 | 0.94821 | 1 | 0.94821 | 0.94821 | 0.56806 | 0.94821 | 0.81136 | 0.81136 | 0.83846 | 0.68558 | 0.89889 | 0.2993 | 0.23666 | 0.97306 | 0.60129 | 0.27549 | 0.92433 | 0.17904 | 0.91432 | 0.33482 | 0.56806 | 0.5919 | 0.77996 | 0.355 | 0.8395 | 0.64526 | 0.93183 | 0.30443 | 0.24214 | 0.97438 | 0.57241 | 0.33466 | 0.95919 | 0.25212 | 0.95536 | 0.34009 | 0.52015 | 0.55649 | 0.67466 | 0.25586 | 0
Nov | 5 | 20 | Weekend | Sunday | 0.78229 | 0.90536 | 0.84816 | 0.86645 | 1 | 0.86645 | 0.86645 | 0.54103 | 0.86645 | 0.78229 | 0.78229 | 0.83574 | 0.66261 | 0.92805 | 0.29294 | 0.23729 | 0.93489 | 0.56993 | 0.28029 | 0.82626 | 0.18526 | 0.95759 | 0.3346 | 0.54103 | 0.56752 | 0.72894 | 0.38053 | 0.83876 | 0.61219 | 0.97006 | 0.29828 | 0.24226 | 0.93152 | 0.5238 | 0.33558 | 0.82488 | 0.2541 | 1 | 0.33808 | 0.48027 | 0.51643 | 0.61711 | 0.26031 | 0
Nov | 5 | 21 | Weekend | Sunday | 0.7287 | 0.83771 | 0.81989 | 0.78378 | 1 | 0.78378 | 0.78378 | 0.22125 | 0.78378 | 0.7287 | 0.7287 | 0.82933 | 0.66708 | 0.89068 | 0.27437 | 0.24404 | 0.80714 | 0.50269 | 0.28194 | 0.83808 | 0.19027 | 0.88829 | 0.33498 | 0.22125 | 0.26368 | 0.57266 | 0.37286 | 0.83696 | 0.61312 | 0.89589 | 0.27598 | 0.2488 | 0.78438 | 0.46189 | 0.33488 | 0.82208 | 0.25426 | 0.91818 | 0.34009 | 0.26058 | 0.32632 | 0.497 | 0.25883 | 0
Nov | 5 | 22 | Weekend | Sunday | 0.70446 | 0.81187 | 0.78752 | 0.67833 | 1 | 0.67833 | 0.67833 | 0.16906 | 0.67833 | 0.70446 | 0.70446 | 0.80535 | 0.66345 | 0.80612 | 0.25198 | 0.24745 | 0.67007 | 0.46726 | 0.28776 | 0.85915 | 0.19061 | 0.68203 | 0.33472 | 0.16906 | 0.21317 | 0.3113 | 0.39822 | 0.83926 | 0.60486 | 0.73207 | 0.25291 | 0.25212 | 0.61619 | 0.42165 | 0.33623 | 0.82942 | 0.25921 | 0.66813 | 0.33808 | 0.19624 | 0.26242 | 0.36836 | 0.26324 | 0
Nov | 5 | 23 | Weekend | Sunday | 0.66651 | 0.82041 | 0.79266 | 0.57316 | 1 | 0.57316 | 0.57316 | 0.16991 | 0.57316 | 0.66651 | 0.66651 | 0.7388 | 0.65579 | 0.55343 | 0.26219 | 0.26238 | 0.54858 | 0.43783 | 0.28189 | 0.83824 | 0.18095 | 0.46447 | 0.36156 | 0.16991 | 0.2145 | 0.37946 | 0.38435 | 0.78592 | 0.60605 | 0.52068 | 0.26826 | 0.26796 | 0.48854 | 0.39071 | 0.33659 | 0.79338 | 0.25336 | 0.44368 | 0.36687 | 0.20011 | 0.26582 | 0.44927 | 0.2609 | 0
Nov | 6 | 24 | Weekday | Monday | 0.64069 | 0.78868 | 0.71262 | 0.51417 | 1 | 0.51417 | 0.51417 | 0.16844 | 0.51417 | 0.64069 | 0.64069 | 0.52166 | 0.64753 | 0.3882 | 0.26059 | 0.26745 | 0.47811 | 0.42874 | 0.27822 | 0.59365 | 0.18143 | 0.41852 | 0.36613 | 0.16844 | 0.21334 | 0.29958 | 0.37052 | 0.46514 | 0.59609 | 0.3976 | 0.26724 | 0.27363 | 0.41117 | 0.38092 | 0.33315 | 0.46868 | 0.25269 | 0.39181 | 0.37394 | 0.19837 | 0.26438 | 0.35287 | 0.25859 | 0
Nov | 6 | 1 | Weekday | Monday | 0.63335 | 0.76207 | 0.70557 | 0.49256 | 1 | 0.49256 | 0.49256 | 0.1686 | 0.49256 | 0.63335 | 0.63335 | 0.21189 | 0.64294 | 0.34532 | 0.26148 | 0.26895 | 0.47152 | 0.4438 | 0.27937 | 0.27622 | 0.18144 | 0.40147 | 0.36985 | 0.1686 | 0.21334 | 0.27997 | 0.39363 | 0.32052 | 0.59001 | 0.36564 | 0.2674 | 0.27493 | 0.39815 | 0.39298 | 0.33299 | 0.33969 | 0.25244 | 0.37513 | 0.37542 | 0.19845 | 0.26438 | 0.32948 | 0.26241 | 0
Nov | 6 | 2 | Weekday | Monday | 0.63585 | 0.7529 | 0.70274 | 0.481 | 1 | 0.481 | 0.481 | 0.16905 | 0.481 | 0.63585 | 0.63585 | 0.21217 | 0.6409 | 0.32511 | 0.26143 | 0.27002 | 0.4714 | 0.43397 | 0.27951 | 0.27606 | 0.18111 | 0.38628 | 0.36848 | 0.16905 | 0.21341 | 0.28092 | 0.38109 | 0.321 | 0.58612 | 0.34277 | 0.2675 | 0.27594 | 0.39207 | 0.38506 | 0.33314 | 0.34054 | 0.2527 | 0.35706 | 0.37482 | 0.19862 | 0.26439 | 0.32953 | 0.26033 | 0
Nov | 6 | 3 | Weekday | Monday | 0.63699 | 0.75706 | 0.70587 | 0.47836 | 1 | 0.47836 | 0.47836 | 0.17003 | 0.47836 | 0.63699 | 0.63699 | 0.21279 | 0.64585 | 0.33034 | 0.26393 | 0.27259 | 0.48376 | 0.46509 | 0.28004 | 0.27844 | 0.18208 | 0.39694 | 0.36923 | 0.17003 | 0.2137 | 0.29106 | 0.40588 | 0.32215 | 0.59064 | 0.34965 | 0.26925 | 0.27862 | 0.39686 | 0.41162 | 0.33353 | 0.34245 | 0.25386 | 0.35986 | 0.37586 | 0.19886 | 0.26442 | 0.33825 | 0.26443 | 0
Nov | 6 | 4 | Weekday | Monday | 0.64298 | 0.7567 | 0.72374 | 0.49939 | 1 | 0.49939 | 0.49939 | 0.17103 | 0.49939 | 0.64298 | 0.64298 | 0.26084 | 0.69544 | 0.3654 | 0.27959 | 0.27526 | 0.54527 | 0.58716 | 0.28327 | 0.32796 | 0.18481 | 0.42108 | 0.37208 | 0.17103 | 0.214 | 0.32964 | 0.39296 | 0.35116 | 0.64008 | 0.36954 | 0.28569 | 0.28121 | 0.45789 | 0.52108 | 0.33637 | 0.37213 | 0.25591 | 0.3858 | 0.37787 | 0.19905 | 0.26446 | 0.38154 | 0.26229 | 0
Nov | 6 | 5 | Weekday | Monday | 0.62274 | 0.78148 | 0.77193 | 0.5999 | 1 | 0.5999 | 0.5999 | 0.26238 | 0.5999 | 0.62274 | 0.62274 | 0.62783 | 0.76317 | 0.50226 | 0.34224 | 0.34771 | 0.66998 | 0.74375 | 0.33098 | 0.71776 | 0.25584 | 0.52969 | 0.42081 | 0.26238 | 0.30651 | 0.38795 | 0.44115 | 0.54147 | 0.66049 | 0.487 | 0.33543 | 0.35567 | 0.57399 | 0.64408 | 0.34314 | 0.56374 | 0.27709 | 0.49861 | 0.4196 | 0.22721 | 0.28357 | 0.40873 | 0.28458 | 0
Nov | 6 | 6 | Weekday | Monday | 0.64631 | 0.81941 | 0.83965 | 0.70475 | 0.0044583 | 0.70475 | 0.70475 | 0.78063 | 0.70475 | 0.64631 | 0.64631 | 0.82979 | 0.84531 | 0.79058 | 0.54565 | 0.85488 | 0.77855 | 0.87735 | 0.77902 | 1 | 0.86891 | 0.77372 | 0.66625 | 0.78063 | 0.7913 | 0.76203 | 0.56947 | 0.8184 | 0.80113 | 0.76696 | 0.39241 | 0.87656 | 0.64009 | 0.82984 | 0.41478 | 0.96196 | 0.43478 | 0.76152 | 0.48764 | 0.34897 | 0.32306 | 0.54907 | 0.37096 | 0
Nov | 6 | 7 | Weekday | Monday | 0.66589 | 0.8401 | 0.88171 | 0.71507 | 0.0044583 | 0.71507 | 0.71507 | 0.69124 | 0.71507 | 0.66589 | 0.66589 | 0.91811 | 0.90697 | 0.9868 | 0.65751 | 0.83065 | 0.76126 | 0.9299 | 0.90487 | 0.92656 | 0.982 | 0.88669 | 0.70458 | 0.69124 | 0.66857 | 0.76196 | 0.71653 | 0.90808 | 0.87795 | 0.91067 | 0.52873 | 0.82231 | 0.62421 | 0.90536 | 0.73712 | 0.88602 | 0.74532 | 0.88343 | 0.52 | 0.38857 | 0.32506 | 0.58617 | 0.58659 | 0
Nov | 6 | 8 | Weekday | Monday | 0.71066 | 0.88123 | 0.8977 | 0.74015 | 0.0044583 | 0.74015 | 0.74015 | 0.86923 | 0.74015 | 0.71066 | 0.71066 | 0.9046 | 0.945 | 0.8486 | 0.99338 | 1 | 0.73628 | 0.96338 | 1 | 0.79206 | 1 | 0.81087 | 0.96435 | 0.86923 | 0.83009 | 0.93378 | 0.90196 | 0.88611 | 0.92443 | 0.78579 | 0.94633 | 1 | 0.59967 | 0.95101 | 0.95853 | 0.73306 | 0.90696 | 0.78904 | 0.90661 | 0.62384 | 0.55844 | 0.83684 | 0.84948 | 0
Nov | 6 | 9 | Weekday | Monday | 0.80453 | 0.90417 | 0.89865 | 0.72568 | 0.0044583 | 0.72568 | 0.72568 | 0.9621 | 0.72568 | 0.80453 | 0.80453 | 0.79231 | 0.97724 | 0.73947 | 0.9521 | 0.91063 | 0.65594 | 1 | 0.97578 | 0.79088 | 0.96813 | 0.75008 | 0.94145 | 0.9621 | 0.90714 | 0.96126 | 1 | 0.76795 | 0.96269 | 0.70787 | 0.92198 | 0.91159 | 0.53022 | 1 | 0.96429 | 0.75804 | 0.91901 | 0.73352 | 0.90738 | 0.84381 | 0.78671 | 0.912 | 0.99678 | 0
Nov | 6 | 10 | Weekday | Monday | 0.876 | 0.9276 | 0.90071 | 0.71842 | 0.0044583 | 0.71842 | 0.71842 | 0.95153 | 0.71842 | 0.876 | 0.876 | 0.92182 | 0.99327 | 0.61945 | 0.92673 | 0.88281 | 0.58305 | 0.99584 | 0.97558 | 0.88892 | 0.95672 | 0.59581 | 0.9321 | 0.95153 | 0.88575 | 0.93845 | 0.97533 | 0.91108 | 0.98323 | 0.59352 | 0.9031 | 0.88568 | 0.46965 | 0.99985 | 0.99026 | 0.91715 | 0.94927 | 0.57059 | 0.90983 | 0.88285 | 0.82753 | 0.90781 | 0.9961 | 0
Nov | 6 | 11 | Weekday | Monday | 0.90908 | 0.94129 | 0.89858 | 0.70152 | 0.0044583 | 0.70152 | 0.70152 | 0.91312 | 0.70152 | 0.90908 | 0.90908 | 0.90016 | 0.99506 | 0.59274 | 0.93934 | 0.87969 | 0.56282 | 0.99007 | 0.95666 | 0.89214 | 0.94107 | 0.59478 | 0.92436 | 0.91312 | 0.83955 | 1 | 0.95155 | 0.92309 | 0.98793 | 0.59602 | 0.92097 | 0.88294 | 0.47439 | 0.99576 | 1 | 0.94798 | 0.97072 | 0.57204 | 0.90694 | 0.88259 | 0.82754 | 1 | 0.98309 | 0
Nov | 6 | 12 | Weekday | Monday | 0.89074 | 0.93759 | 0.8907 | 0.67978 | 0.0044583 | 0.67978 | 0.67978 | 0.90583 | 0.67978 | 0.89074 | 0.89074 | 0.84481 | 0.9772 | 0.58643 | 0.92163 | 0.88974 | 0.54207 | 0.95026 | 0.95252 | 0.84947 | 0.9398 | 0.58704 | 0.90279 | 0.90583 | 0.82938 | 0.94102 | 0.88317 | 0.88815 | 0.97157 | 0.59176 | 0.90268 | 0.89345 | 0.4681 | 0.9571 | 0.99902 | 0.92026 | 0.98626 | 0.57252 | 0.87891 | 0.89743 | 0.84243 | 0.94244 | 0.91615 | 0
Nov | 6 | 13 | Weekday | Monday | 0.85982 | 0.9342 | 0.8922 | 0.65868 | 0.0044583 | 0.65868 | 0.65868 | 0.89662 | 0.65868 | 0.85982 | 0.85982 | 0.72962 | 0.99391 | 0.56886 | 0.95218 | 0.85691 | 0.52551 | 0.9813 | 0.95489 | 0.82336 | 0.94928 | 0.58725 | 0.92435 | 0.89662 | 0.81978 | 0.92711 | 0.94977 | 0.74661 | 0.99156 | 0.56557 | 0.94774 | 0.86129 | 0.46131 | 0.99285 | 0.98415 | 0.89003 | 0.99257 | 0.57225 | 0.91579 | 0.89763 | 0.8425 | 0.93246 | 0.99613 | 0
Nov | 6 | 14 | Weekday | Monday | 0.83957 | 0.93628 | 0.88416 | 0.67455 | 0.0044583 | 0.67455 | 0.67455 | 0.89368 | 0.67455 | 0.83957 | 0.83957 | 0.72171 | 0.99197 | 0.56521 | 0.9466 | 0.82945 | 0.51975 | 0.96435 | 0.94842 | 0.71382 | 0.94836 | 0.5852 | 0.9202 | 0.89368 | 0.81778 | 0.91088 | 0.94805 | 0.74653 | 0.9907 | 0.55625 | 0.94729 | 0.83562 | 0.46137 | 0.97949 | 0.98378 | 0.73568 | 1 | 0.56964 | 0.91481 | 0.8973 | 0.84218 | 0.91655 | 0.99578 | 0
Nov | 6 | 15 | Weekday | Monday | 0.82455 | 0.93919 | 0.87388 | 0.72143 | 1 | 0.72143 | 0.72143 | 0.8872 | 0.72143 | 0.82455 | 0.82455 | 0.78595 | 0.99219 | 0.5518 | 0.94566 | 0.8333 | 0.56951 | 0.94147 | 0.93605 | 0.72501 | 0.91248 | 0.57825 | 0.91548 | 0.8872 | 0.8144 | 0.8993 | 0.95443 | 0.76829 | 0.9919 | 0.54197 | 0.94756 | 0.84152 | 0.51425 | 0.96124 | 0.96712 | 0.73466 | 0.97578 | 0.56915 | 0.9127 | 0.89674 | 0.8421 | 0.90468 | 0.99625 | 0
Nov | 6 | 16 | Weekday | Monday | 0.84357 | 0.95751 | 0.87001 | 0.87218 | 1 | 0.87218 | 0.87218 | 0.9845 | 0.87218 | 0.84357 | 0.84357 | 0.97339 | 1 | 0.60753 | 1 | 0.92493 | 0.81472 | 0.97753 | 0.91474 | 0.80767 | 0.87045 | 0.6436 | 1 | 0.9845 | 0.95597 | 0.94041 | 0.96491 | 0.98327 | 1 | 0.63405 | 1 | 0.93609 | 0.79665 | 0.9997 | 0.96003 | 0.82967 | 0.9471 | 0.68112 | 1 | 1 | 1 | 0.94586 | 1 | 0
Nov | 6 | 17 | Weekday | Monday | 0.84247 | 0.94765 | 0.8559 | 1 | 1 | 1 | 1 | 1 | 1 | 0.84247 | 0.84247 | 0.9828 | 0.96422 | 0.73288 | 0.89478 | 0.88104 | 0.95984 | 0.93948 | 0.76607 | 0.9379 | 0.7993 | 0.75983 | 0.78086 | 1 | 0.98961 | 0.95177 | 0.44769 | 1 | 0.96259 | 0.75077 | 0.88252 | 0.892 | 0.95848 | 0.95756 | 0.75594 | 0.99927 | 0.7925 | 0.80347 | 0.74065 | 0.98356 | 0.99779 | 0.94664 | 0.41749 | 0
Nov | 6 | 18 | Weekday | Monday | 0.81555 | 0.9248 | 0.83394 | 0.99632 | 1 | 0.99632 | 0.99632 | 0.87056 | 0.99632 | 0.81555 | 0.81555 | 0.95944 | 0.81098 | 0.91461 | 0.74769 | 0.71747 | 1 | 0.65314 | 0.77835 | 0.94683 | 0.80046 | 0.84556 | 0.69852 | 0.87056 | 0.8682 | 0.94952 | 0.30707 | 0.97802 | 0.79769 | 0.90788 | 0.71699 | 0.72314 | 1 | 0.64458 | 0.7547 | 0.9997 | 0.78166 | 0.87615 | 0.63527 | 0.79914 | 0.80739 | 0.93208 | 0.24808 | 0
Nov | 6 | 19 | Weekday | Monday | 0.78848 | 0.90889 | 0.8158 | 0.95044 | 1 | 0.95044 | 0.95044 | 0.82127 | 0.95044 | 0.78848 | 0.78848 | 0.82735 | 0.79445 | 0.90037 | 0.7135 | 0.70813 | 0.97765 | 0.65158 | 0.79005 | 0.9359 | 0.80003 | 0.87319 | 0.69882 | 0.82127 | 0.8282 | 0.89634 | 0.3411 | 0.83869 | 0.77718 | 0.93731 | 0.67678 | 0.71322 | 0.97678 | 0.63552 | 0.75531 | 0.97815 | 0.78027 | 0.91569 | 0.62942 | 0.7478 | 0.76045 | 0.85955 | 0.25378 | 0
Nov | 6 | 20 | Weekday | Monday | 0.76678 | 0.87602 | 0.79763 | 0.85692 | 1 | 0.85692 | 0.85692 | 0.74492 | 0.85692 | 0.76678 | 0.76678 | 0.82057 | 0.72135 | 0.95423 | 0.6125 | 0.6646 | 0.94731 | 0.57779 | 0.73111 | 0.8156 | 0.72867 | 0.94905 | 0.67676 | 0.74492 | 0.76048 | 0.80352 | 0.328 | 0.83817 | 0.68947 | 1 | 0.55826 | 0.66741 | 0.9476 | 0.53874 | 0.6948 | 0.82402 | 0.70126 | 0.99143 | 0.59429 | 0.6472 | 0.66396 | 0.74641 | 0.25152 | 0
Nov | 6 | 21 | Weekday | Monday | 0.72004 | 0.81736 | 0.77392 | 0.77349 | 1 | 0.77349 | 0.77349 | 0.29496 | 0.77349 | 0.72004 | 0.72004 | 0.81476 | 0.69462 | 0.95706 | 0.55819 | 0.63484 | 0.81567 | 0.47431 | 0.27896 | 0.82237 | 0.17842 | 0.87913 | 0.64563 | 0.29496 | 0.33357 | 0.58435 | 0.35879 | 0.83671 | 0.65919 | 0.94143 | 0.50393 | 0.63685 | 0.8041 | 0.44205 | 0.33225 | 0.82177 | 0.24894 | 0.90711 | 0.56532 | 0.31037 | 0.36953 | 0.5318 | 0.25668 | 0
Nov | 6 | 22 | Weekday | Monday | 0.69729 | 0.79712 | 0.74806 | 0.67478 | 1 | 0.67478 | 0.67478 | 0.16844 | 0.67478 | 0.69729 | 0.69729 | 0.78603 | 0.66486 | 0.75602 | 0.30442 | 0.2714 | 0.66986 | 0.41989 | 0.27613 | 0.82997 | 0.17723 | 0.64368 | 0.38027 | 0.16844 | 0.21334 | 0.30815 | 0.34135 | 0.8376 | 0.62292 | 0.73005 | 0.31655 | 0.27795 | 0.63227 | 0.37479 | 0.33257 | 0.82529 | 0.24908 | 0.64175 | 0.38858 | 0.19837 | 0.26438 | 0.36463 | 0.25373 | 0
Nov | 6 | 23 | Weekday | Monday | 0.66078 | 0.8087 | 0.75165 | 0.57138 | 1 | 0.57138 | 0.57138 | 0.16991 | 0.57138 | 0.66078 | 0.66078 | 0.7388 | 0.65579 | 0.55343 | 0.26219 | 0.26238 | 0.54858 | 0.43783 | 0.28189 | 0.83824 | 0.18095 | 0.46447 | 0.36156 | 0.16991 | 0.2145 | 0.37946 | 0.38435 | 0.78592 | 0.60605 | 0.52068 | 0.26826 | 0.26796 | 0.48854 | 0.39071 | 0.33659 | 0.79338 | 0.25336 | 0.44368 | 0.36687 | 0.20011 | 0.26582 | 0.44927 | 0.2609 | 0
Nov | 7 | 24 | Weekday | Tuesday | 0.64069 | 0.78868 | 0.71262 | 0.51417 | 1 | 0.51417 | 0.51417 | 0.16844 | 0.51417 | 0.64069 | 0.64069 | 0.52166 | 0.64753 | 0.3882 | 0.26059 | 0.26745 | 0.47811 | 0.42874 | 0.27822 | 0.59365 | 0.18143 | 0.41852 | 0.36613 | 0.16844 | 0.21334 | 0.29958 | 0.37052 | 0.46514 | 0.59609 | 0.3976 | 0.26724 | 0.27363 | 0.41117 | 0.38092 | 0.33315 | 0.46868 | 0.25269 | 0.39181 | 0.37394 | 0.19837 | 0.26438 | 0.35287 | 0.25859 | 0
Nov | 7 | 1 | Weekday | Tuesday | 0.63335 | 0.76207 | 0.70557 | 0.49256 | 1 | 0.49256 | 0.49256 | 0.1686 | 0.49256 | 0.63335 | 0.63335 | 0.21189 | 0.64294 | 0.34532 | 0.26148 | 0.26895 | 0.47152 | 0.4438 | 0.27937 | 0.27622 | 0.18144 | 0.40147 | 0.36985 | 0.1686 | 0.21334 | 0.27997 | 0.39363 | 0.32052 | 0.59001 | 0.36564 | 0.2674 | 0.27493 | 0.39815 | 0.39298 | 0.33299 | 0.33969 | 0.25244 | 0.37513 | 0.37542 | 0.19845 | 0.26438 | 0.32948 | 0.26241 | 0
Nov | 7 | 2 | Weekday | Tuesday | 0.63585 | 0.7529 | 0.70274 | 0.481 | 1 | 0.481 | 0.481 | 0.16905 | 0.481 | 0.63585 | 0.63585 | 0.21217 | 0.6409 | 0.32511 | 0.26143 | 0.27002 | 0.4714 | 0.43397 | 0.27951 | 0.27606 | 0.18111 | 0.38628 | 0.36848 | 0.16905 | 0.21341 | 0.28092 | 0.38109 | 0.321 | 0.58612 | 0.34277 | 0.2675 | 0.27594 | 0.39207 | 0.38506 | 0.33314 | 0.34054 | 0.2527 | 0.35706 | 0.37482 | 0.19862 | 0.26439 | 0.32953 | 0.26033 | 0
Nov | 7 | 3 | Weekday | Tuesday | 0.63699 | 0.75706 | 0.70587 | 0.47836 | 1 | 0.47836 | 0.47836 | 0.17003 | 0.47836 | 0.63699 | 0.63699 | 0.21279 | 0.64585 | 0.33034 | 0.26393 | 0.27259 | 0.48376 | 0.46509 | 0.28004 | 0.27844 | 0.18208 | 0.39694 | 0.36923 | 0.17003 | 0.2137 | 0.29106 | 0.40588 | 0.32215 | 0.59064 | 0.34965 | 0.26925 | 0.27862 | 0.39686 | 0.41162 | 0.33353 | 0.34245 | 0.25386 | 0.35986 | 0.37586 | 0.19886 | 0.26442 | 0.33825 | 0.26443 | 0
Nov | 7 | 4 | Weekday | Tuesday | 0.64298 | 0.7567 | 0.72374 | 0.49939 | 1 | 0.49939 | 0.49939 | 0.17103 | 0.49939 | 0.64298 | 0.64298 | 0.26084 | 0.69544 | 0.3654 | 0.27959 | 0.27526 | 0.54527 | 0.58716 | 0.28327 | 0.32796 | 0.18481 | 0.42108 | 0.37208 | 0.17103 | 0.214 | 0.32964 | 0.39296 | 0.35116 | 0.64008 | 0.36954 | 0.28569 | 0.28121 | 0.45789 | 0.52108 | 0.33637 | 0.37213 | 0.25591 | 0.3858 | 0.37787 | 0.19905 | 0.26446 | 0.38154 | 0.26229 | 0
Nov | 7 | 5 | Weekday | Tuesday | 0.62274 | 0.78148 | 0.77193 | 0.5999 | 1 | 0.5999 | 0.5999 | 0.26238 | 0.5999 | 0.62274 | 0.62274 | 0.62783 | 0.76317 | 0.50226 | 0.34224 | 0.34771 | 0.66998 | 0.74375 | 0.33098 | 0.71776 | 0.25584 | 0.52969 | 0.42081 | 0.26238 | 0.30651 | 0.38795 | 0.44115 | 0.54147 | 0.66049 | 0.487 | 0.33543 | 0.35567 | 0.57399 | 0.64408 | 0.34314 | 0.56374 | 0.27709 | 0.49861 | 0.4196 | 0.22721 | 0.28357 | 0.40873 | 0.28458 | 0
Nov | 7 | 6 | Weekday | Tuesday | 0.64631 | 0.81941 | 0.83965 | 0.70475 | 0.0044583 | 0.70475 | 0.70475 | 0.78063 | 0.70475 | 0.64631 | 0.64631 | 0.82979 | 0.84531 | 0.79058 | 0.54565 | 0.85488 | 0.77855 | 0.87735 | 0.77902 | 1 | 0.86891 | 0.77372 | 0.66625 | 0.78063 | 0.7913 | 0.76203 | 0.56947 | 0.8184 | 0.80113 | 0.76696 | 0.39241 | 0.87656 | 0.64009 | 0.82984 | 0.41478 | 0.96196 | 0.43478 | 0.76152 | 0.48764 | 0.34897 | 0.32306 | 0.54907 | 0.37096 | 0
Nov | 7 | 7 | Weekday | Tuesday | 0.66589 | 0.8401 | 0.88171 | 0.71507 | 0.0044583 | 0.71507 | 0.71507 | 0.69124 | 0.71507 | 0.66589 | 0.66589 | 0.91811 | 0.90697 | 0.9868 | 0.65751 | 0.83065 | 0.76126 | 0.9299 | 0.90487 | 0.92656 | 0.982 | 0.88669 | 0.70458 | 0.69124 | 0.66857 | 0.76196 | 0.71653 | 0.90808 | 0.87795 | 0.91067 | 0.52873 | 0.82231 | 0.62421 | 0.90536 | 0.73712 | 0.88602 | 0.74532 | 0.88343 | 0.52 | 0.38857 | 0.32506 | 0.58617 | 0.58659 | 0
Nov | 7 | 8 | Weekday | Tuesday | 0.71066 | 0.88123 | 0.8977 | 0.74015 | 0.0044583 | 0.74015 | 0.74015 | 0.86923 | 0.74015 | 0.71066 | 0.71066 | 0.9046 | 0.945 | 0.8486 | 0.99338 | 1 | 0.73628 | 0.96338 | 1 | 0.79206 | 1 | 0.81087 | 0.96435 | 0.86923 | 0.83009 | 0.93378 | 0.90196 | 0.88611 | 0.92443 | 0.78579 | 0.94633 | 1 | 0.59967 | 0.95101 | 0.95853 | 0.73306 | 0.90696 | 0.78904 | 0.90661 | 0.62384 | 0.55844 | 0.83684 | 0.84948 | 0
Nov | 7 | 9 | Weekday | Tuesday | 0.80453 | 0.90417 | 0.89865 | 0.72568 | 0.0044583 | 0.72568 | 0.72568 | 0.9621 | 0.72568 | 0.80453 | 0.80453 | 0.79231 | 0.97724 | 0.73947 | 0.9521 | 0.91063 | 0.65594 | 1 | 0.97578 | 0.79088 | 0.96813 | 0.75008 | 0.94145 | 0.9621 | 0.90714 | 0.96126 | 1 | 0.76795 | 0.96269 | 0.70787 | 0.92198 | 0.91159 | 0.53022 | 1 | 0.96429 | 0.75804 | 0.91901 | 0.73352 | 0.90738 | 0.84381 | 0.78671 | 0.912 | 0.99678 | 0
Nov | 7 | 10 | Weekday | Tuesday | 0.876 | 0.9276 | 0.90071 | 0.71842 | 0.0044583 | 0.71842 | 0.71842 | 0.95153 | 0.71842 | 0.876 | 0.876 | 0.92182 | 0.99327 | 0.61945 | 0.92673 | 0.88281 | 0.58305 | 0.99584 | 0.97558 | 0.88892 | 0.95672 | 0.59581 | 0.9321 | 0.95153 | 0.88575 | 0.93845 | 0.97533 | 0.91108 | 0.98323 | 0.59352 | 0.9031 | 0.88568 | 0.46965 | 0.99985 | 0.99026 | 0.91715 | 0.94927 | 0.57059 | 0.90983 | 0.88285 | 0.82753 | 0.90781 | 0.9961 | 0
Nov | 7 | 11 | Weekday | Tuesday | 0.90908 | 0.94129 | 0.89858 | 0.70152 | 0.0044583 | 0.70152 | 0.70152 | 0.91312 | 0.70152 | 0.90908 | 0.90908 | 0.90016 | 0.99506 | 0.59274 | 0.93934 | 0.87969 | 0.56282 | 0.99007 | 0.95666 | 0.89214 | 0.94107 | 0.59478 | 0.92436 | 0.91312 | 0.83955 | 1 | 0.95155 | 0.92309 | 0.98793 | 0.59602 | 0.92097 | 0.88294 | 0.47439 | 0.99576 | 1 | 0.94798 | 0.97072 | 0.57204 | 0.90694 | 0.88259 | 0.82754 | 1 | 0.98309 | 0
Nov | 7 | 12 | Weekday | Tuesday | 0.89074 | 0.93759 | 0.8907 | 0.67978 | 0.0044583 | 0.67978 | 0.67978 | 0.90583 | 0.67978 | 0.89074 | 0.89074 | 0.84481 | 0.9772 | 0.58643 | 0.92163 | 0.88974 | 0.54207 | 0.95026 | 0.95252 | 0.84947 | 0.9398 | 0.58704 | 0.90279 | 0.90583 | 0.82938 | 0.94102 | 0.88317 | 0.88815 | 0.97157 | 0.59176 | 0.90268 | 0.89345 | 0.4681 | 0.9571 | 0.99902 | 0.92026 | 0.98626 | 0.57252 | 0.87891 | 0.89743 | 0.84243 | 0.94244 | 0.91615 | 0
Nov | 7 | 13 | Weekday | Tuesday | 0.85982 | 0.9342 | 0.8922 | 0.65868 | 0.0044583 | 0.65868 | 0.65868 | 0.89662 | 0.65868 | 0.85982 | 0.85982 | 0.72962 | 0.99391 | 0.56886 | 0.95218 | 0.85691 | 0.52551 | 0.9813 | 0.95489 | 0.82336 | 0.94928 | 0.58725 | 0.92435 | 0.89662 | 0.81978 | 0.92711 | 0.94977 | 0.74661 | 0.99156 | 0.56557 | 0.94774 | 0.86129 | 0.46131 | 0.99285 | 0.98415 | 0.89003 | 0.99257 | 0.57225 | 0.91579 | 0.89763 | 0.8425 | 0.93246 | 0.99613 | 0
Nov | 7 | 14 | Weekday | Tuesday | 0.83957 | 0.93628 | 0.88416 | 0.67455 | 0.0044583 | 0.67455 | 0.67455 | 0.89368 | 0.67455 | 0.83957 | 0.83957 | 0.72171 | 0.99197 | 0.56521 | 0.9466 | 0.82945 | 0.51975 | 0.96435 | 0.94842 | 0.71382 | 0.94836 | 0.5852 | 0.9202 | 0.89368 | 0.81778 | 0.91088 | 0.94805 | 0.74653 | 0.9907 | 0.55625 | 0.94729 | 0.83562 | 0.46137 | 0.97949 | 0.98378 | 0.73568 | 1 | 0.56964 | 0.91481 | 0.8973 | 0.84218 | 0.91655 | 0.99578 | 0
Nov | 7 | 15 | Weekday | Tuesday | 0.82455 | 0.93919 | 0.87388 | 0.72143 | 1 | 0.72143 | 0.72143 | 0.8872 | 0.72143 | 0.82455 | 0.82455 | 0.78595 | 0.99219 | 0.5518 | 0.94566 | 0.8333 | 0.56951 | 0.94147 | 0.93605 | 0.72501 | 0.91248 | 0.57825 | 0.91548 | 0.8872 | 0.8144 | 0.8993 | 0.95443 | 0.76829 | 0.9919 | 0.54197 | 0.94756 | 0.84152 | 0.51425 | 0.96124 | 0.96712 | 0.73466 | 0.97578 | 0.56915 | 0.9127 | 0.89674 | 0.8421 | 0.90468 | 0.99625 | 0
Nov | 7 | 16 | Weekday | Tuesday | 0.84357 | 0.95751 | 0.87001 | 0.87218 | 1 | 0.87218 | 0.87218 | 0.9845 | 0.87218 | 0.84357 | 0.84357 | 0.97339 | 1 | 0.60753 | 1 | 0.92493 | 0.81472 | 0.97753 | 0.91474 | 0.80767 | 0.87045 | 0.6436 | 1 | 0.9845 | 0.95597 | 0.94041 | 0.96491 | 0.98327 | 1 | 0.63405 | 1 | 0.93609 | 0.79665 | 0.9997 | 0.96003 | 0.82967 | 0.9471 | 0.68112 | 1 | 1 | 1 | 0.94586 | 1 | 0
Nov | 7 | 17 | Weekday | Tuesday | 0.84247 | 0.94765 | 0.8559 | 1 | 1 | 1 | 1 | 1 | 1 | 0.84247 | 0.84247 | 0.9828 | 0.96422 | 0.73288 | 0.89478 | 0.88104 | 0.95984 | 0.93948 | 0.76607 | 0.9379 | 0.7993 | 0.75983 | 0.78086 | 1 | 0.98961 | 0.95177 | 0.44769 | 1 | 0.96259 | 0.75077 | 0.88252 | 0.892 | 0.95848 | 0.95756 | 0.75594 | 0.99927 | 0.7925 | 0.80347 | 0.74065 | 0.98356 | 0.99779 | 0.94664 | 0.41749 | 0
Nov | 7 | 18 | Weekday | Tuesday | 0.81555 | 0.9248 | 0.83394 | 0.99632 | 1 | 0.99632 | 0.99632 | 0.87056 | 0.99632 | 0.81555 | 0.81555 | 0.95944 | 0.81098 | 0.91461 | 0.74769 | 0.71747 | 1 | 0.65314 | 0.77835 | 0.94683 | 0.80046 | 0.84556 | 0.69852 | 0.87056 | 0.8682 | 0.94952 | 0.30707 | 0.97802 | 0.79769 | 0.90788 | 0.71699 | 0.72314 | 1 | 0.64458 | 0.7547 | 0.9997 | 0.78166 | 0.87615 | 0.63527 | 0.79914 | 0.80739 | 0.93208 | 0.24808 | 0
Nov | 7 | 19 | Weekday | Tuesday | 0.78848 | 0.90889 | 0.8158 | 0.95044 | 1 | 0.95044 | 0.95044 | 0.82127 | 0.95044 | 0.78848 | 0.78848 | 0.82735 | 0.79445 | 0.90037 | 0.7135 | 0.70813 | 0.97765 | 0.65158 | 0.79005 | 0.9359 | 0.80003 | 0.87319 | 0.69882 | 0.82127 | 0.8282 | 0.89634 | 0.3411 | 0.83869 | 0.77718 | 0.93731 | 0.67678 | 0.71322 | 0.97678 | 0.63552 | 0.75531 | 0.97815 | 0.78027 | 0.91569 | 0.62942 | 0.7478 | 0.76045 | 0.85955 | 0.25378 | 0
Nov | 7 | 20 | Weekday | Tuesday | 0.76678 | 0.87602 | 0.79763 | 0.85692 | 1 | 0.85692 | 0.85692 | 0.74492 | 0.85692 | 0.76678 | 0.76678 | 0.82057 | 0.72135 | 0.95423 | 0.6125 | 0.6646 | 0.94731 | 0.57779 | 0.73111 | 0.8156 | 0.72867 | 0.94905 | 0.67676 | 0.74492 | 0.76048 | 0.80352 | 0.328 | 0.83817 | 0.68947 | 1 | 0.55826 | 0.66741 | 0.9476 | 0.53874 | 0.6948 | 0.82402 | 0.70126 | 0.99143 | 0.59429 | 0.6472 | 0.66396 | 0.74641 | 0.25152 | 0
Nov | 7 | 21 | Weekday | Tuesday | 0.72004 | 0.81736 | 0.77392 | 0.77349 | 1 | 0.77349 | 0.77349 | 0.29496 | 0.77349 | 0.72004 | 0.72004 | 0.81476 | 0.69462 | 0.95706 | 0.55819 | 0.63484 | 0.81567 | 0.47431 | 0.27896 | 0.82237 | 0.17842 | 0.87913 | 0.64563 | 0.29496 | 0.33357 | 0.58435 | 0.35879 | 0.83671 | 0.65919 | 0.94143 | 0.50393 | 0.63685 | 0.8041 | 0.44205 | 0.33225 | 0.82177 | 0.24894 | 0.90711 | 0.56532 | 0.31037 | 0.36953 | 0.5318 | 0.25668 | 0
Nov | 7 | 22 | Weekday | Tuesday | 0.69729 | 0.79712 | 0.74806 | 0.67478 | 1 | 0.67478 | 0.67478 | 0.16844 | 0.67478 | 0.69729 | 0.69729 | 0.78603 | 0.66486 | 0.75602 | 0.30442 | 0.2714 | 0.66986 | 0.41989 | 0.27613 | 0.82997 | 0.17723 | 0.64368 | 0.38027 | 0.16844 | 0.21334 | 0.30815 | 0.34135 | 0.8376 | 0.62292 | 0.73005 | 0.31655 | 0.27795 | 0.63227 | 0.37479 | 0.33257 | 0.82529 | 0.24908 | 0.64175 | 0.38858 | 0.19837 | 0.26438 | 0.36463 | 0.25373 | 0
Nov | 7 | 23 | Weekday | Tuesday | 0.66078 | 0.8087 | 0.75165 | 0.57138 | 1 | 0.57138 | 0.57138 | 0.16991 | 0.57138 | 0.66078 | 0.66078 | 0.7388 | 0.65579 | 0.55343 | 0.26219 | 0.26238 | 0.54858 | 0.43783 | 0.28189 | 0.83824 | 0.18095 | 0.46447 | 0.36156 | 0.16991 | 0.2145 | 0.37946 | 0.38435 | 0.78592 | 0.60605 | 0.52068 | 0.26826 | 0.26796 | 0.48854 | 0.39071 | 0.33659 | 0.79338 | 0.25336 | 0.44368 | 0.36687 | 0.20011 | 0.26582 | 0.44927 | 0.2609 | 0
Nov | 8 | 24 | Weekday | Wednesday | 0.64069 | 0.78868 | 0.71262 | 0.51417 | 1 | 0.51417 | 0.51417 | 0.16844 | 0.51417 | 0.64069 | 0.64069 | 0.52166 | 0.64753 | 0.3882 | 0.26059 | 0.26745 | 0.47811 | 0.42874 | 0.27822 | 0.59365 | 0.18143 | 0.41852 | 0.36613 | 0.16844 | 0.21334 | 0.29958 | 0.37052 | 0.46514 | 0.59609 | 0.3976 | 0.26724 | 0.27363 | 0.41117 | 0.38092 | 0.33315 | 0.46868 | 0.25269 | 0.39181 | 0.37394 | 0.19837 | 0.26438 | 0.35287 | 0.25859 | 0
Nov | 8 | 1 | Weekday | Wednesday | 0.63335 | 0.76207 | 0.70557 | 0.49256 | 1 | 0.49256 | 0.49256 | 0.1686 | 0.49256 | 0.63335 | 0.63335 | 0.21189 | 0.64294 | 0.34532 | 0.26148 | 0.26895 | 0.47152 | 0.4438 | 0.27937 | 0.27622 | 0.18144 | 0.40147 | 0.36985 | 0.1686 | 0.21334 | 0.27997 | 0.39363 | 0.32052 | 0.59001 | 0.36564 | 0.2674 | 0.27493 | 0.39815 | 0.39298 | 0.33299 | 0.33969 | 0.25244 | 0.37513 | 0.37542 | 0.19845 | 0.26438 | 0.32948 | 0.26241 | 0
Nov | 8 | 2 | Weekday | Wednesday | 0.63585 | 0.7529 | 0.70274 | 0.481 | 1 | 0.481 | 0.481 | 0.16905 | 0.481 | 0.63585 | 0.63585 | 0.21217 | 0.6409 | 0.32511 | 0.26143 | 0.27002 | 0.4714 | 0.43397 | 0.27951 | 0.27606 | 0.18111 | 0.38628 | 0.36848 | 0.16905 | 0.21341 | 0.28092 | 0.38109 | 0.321 | 0.58612 | 0.34277 | 0.2675 | 0.27594 | 0.39207 | 0.38506 | 0.33314 | 0.34054 | 0.2527 | 0.35706 | 0.37482 | 0.19862 | 0.26439 | 0.32953 | 0.26033 | 0
Nov | 8 | 3 | Weekday | Wednesday | 0.63699 | 0.75706 | 0.70587 | 0.47836 | 1 | 0.47836 | 0.47836 | 0.17003 | 0.47836 | 0.63699 | 0.63699 | 0.21279 | 0.64585 | 0.33034 | 0.26393 | 0.27259 | 0.48376 | 0.46509 | 0.28004 | 0.27844 | 0.18208 | 0.39694 | 0.36923 | 0.17003 | 0.2137 | 0.29106 | 0.40588 | 0.32215 | 0.59064 | 0.34965 | 0.26925 | 0.27862 | 0.39686 | 0.41162 | 0.33353 | 0.34245 | 0.25386 | 0.35986 | 0.37586 | 0.19886 | 0.26442 | 0.33825 | 0.26443 | 0
Nov | 8 | 4 | Weekday | Wednesday | 0.64298 | 0.7567 | 0.72374 | 0.49939 | 1 | 0.49939 | 0.49939 | 0.17103 | 0.49939 | 0.64298 | 0.64298 | 0.26084 | 0.69544 | 0.3654 | 0.27959 | 0.27526 | 0.54527 | 0.58716 | 0.28327 | 0.32796 | 0.18481 | 0.42108 | 0.37208 | 0.17103 | 0.214 | 0.32964 | 0.39296 | 0.35116 | 0.64008 | 0.36954 | 0.28569 | 0.28121 | 0.45789 | 0.52108 | 0.33637 | 0.37213 | 0.25591 | 0.3858 | 0.37787 | 0.19905 | 0.26446 | 0.38154 | 0.26229 | 0
Nov | 8 | 5 | Weekday | Wednesday | 0.62274 | 0.78148 | 0.77193 | 0.5999 | 1 | 0.5999 | 0.5999 | 0.26238 | 0.5999 | 0.62274 | 0.62274 | 0.62783 | 0.76317 | 0.50226 | 0.34224 | 0.34771 | 0.66998 | 0.74375 | 0.33098 | 0.71776 | 0.25584 | 0.52969 | 0.42081 | 0.26238 | 0.30651 | 0.38795 | 0.44115 | 0.54147 | 0.66049 | 0.487 | 0.33543 | 0.35567 | 0.57399 | 0.64408 | 0.34314 | 0.56374 | 0.27709 | 0.49861 | 0.4196 | 0.22721 | 0.28357 | 0.40873 | 0.28458 | 0
Nov | 8 | 6 | Weekday | Wednesday | 0.64631 | 0.81941 | 0.83965 | 0.70475 | 0.0044583 | 0.70475 | 0.70475 | 0.78063 | 0.70475 | 0.64631 | 0.64631 | 0.82979 | 0.84531 | 0.79058 | 0.54565 | 0.85488 | 0.77855 | 0.87735 | 0.77902 | 1 | 0.86891 | 0.77372 | 0.66625 | 0.78063 | 0.7913 | 0.76203 | 0.56947 | 0.8184 | 0.80113 | 0.76696 | 0.39241 | 0.87656 | 0.64009 | 0.82984 | 0.41478 | 0.96196 | 0.43478 | 0.76152 | 0.48764 | 0.34897 | 0.32306 | 0.54907 | 0.37096 | 0
Nov | 8 | 7 | Weekday | Wednesday | 0.66589 | 0.8401 | 0.88171 | 0.71507 | 0.0044583 | 0.71507 | 0.71507 | 0.69124 | 0.71507 | 0.66589 | 0.66589 | 0.91811 | 0.90697 | 0.9868 | 0.65751 | 0.83065 | 0.76126 | 0.9299 | 0.90487 | 0.92656 | 0.982 | 0.88669 | 0.70458 | 0.69124 | 0.66857 | 0.76196 | 0.71653 | 0.90808 | 0.87795 | 0.91067 | 0.52873 | 0.82231 | 0.62421 | 0.90536 | 0.73712 | 0.88602 | 0.74532 | 0.88343 | 0.52 | 0.38857 | 0.32506 | 0.58617 | 0.58659 | 0
Nov | 8 | 8 | Weekday | Wednesday | 0.71066 | 0.88123 | 0.8977 | 0.74015 | 0.0044583 | 0.74015 | 0.74015 | 0.86923 | 0.74015 | 0.71066 | 0.71066 | 0.9046 | 0.945 | 0.8486 | 0.99338 | 1 | 0.73628 | 0.96338 | 1 | 0.79206 | 1 | 0.81087 | 0.96435 | 0.86923 | 0.83009 | 0.93378 | 0.90196 | 0.88611 | 0.92443 | 0.78579 | 0.94633 | 1 | 0.59967 | 0.95101 | 0.95853 | 0.73306 | 0.90696 | 0.78904 | 0.90661 | 0.62384 | 0.55844 | 0.83684 | 0.84948 | 0
Nov | 8 | 9 | Weekday | Wednesday | 0.80453 | 0.90417 | 0.89865 | 0.72568 | 0.0044583 | 0.72568 | 0.72568 | 0.9621 | 0.72568 | 0.80453 | 0.80453 | 0.79231 | 0.97724 | 0.73947 | 0.9521 | 0.91063 | 0.65594 | 1 | 0.97578 | 0.79088 | 0.96813 | 0.75008 | 0.94145 | 0.9621 | 0.90714 | 0.96126 | 1 | 0.76795 | 0.96269 | 0.70787 | 0.92198 | 0.91159 | 0.53022 | 1 | 0.96429 | 0.75804 | 0.91901 | 0.73352 | 0.90738 | 0.84381 | 0.78671 | 0.912 | 0.99678 | 0
Nov | 8 | 10 | Weekday | Wednesday | 0.876 | 0.9276 | 0.90071 | 0.71842 | 0.0044583 | 0.71842 | 0.71842 | 0.95153 | 0.71842 | 0.876 | 0.876 | 0.92182 | 0.99327 | 0.61945 | 0.92673 | 0.88281 | 0.58305 | 0.99584 | 0.97558 | 0.88892 | 0.95672 | 0.59581 | 0.9321 | 0.95153 | 0.88575 | 0.93845 | 0.97533 | 0.91108 | 0.98323 | 0.59352 | 0.9031 | 0.88568 | 0.46965 | 0.99985 | 0.99026 | 0.91715 | 0.94927 | 0.57059 | 0.90983 | 0.88285 | 0.82753 | 0.90781 | 0.9961 | 0
Nov | 8 | 11 | Weekday | Wednesday | 0.90908 | 0.94129 | 0.89858 | 0.70152 | 0.0044583 | 0.70152 | 0.70152 | 0.91312 | 0.70152 | 0.90908 | 0.90908 | 0.90016 | 0.99506 | 0.59274 | 0.93934 | 0.87969 | 0.56282 | 0.99007 | 0.95666 | 0.89214 | 0.94107 | 0.59478 | 0.92436 | 0.91312 | 0.83955 | 1 | 0.95155 | 0.92309 | 0.98793 | 0.59602 | 0.92097 | 0.88294 | 0.47439 | 0.99576 | 1 | 0.94798 | 0.97072 | 0.57204 | 0.90694 | 0.88259 | 0.82754 | 1 | 0.98309 | 0
Nov | 8 | 12 | Weekday | Wednesday | 0.89074 | 0.93759 | 0.8907 | 0.67978 | 0.0044583 | 0.67978 | 0.67978 | 0.90583 | 0.67978 | 0.89074 | 0.89074 | 0.84481 | 0.9772 | 0.58643 | 0.92163 | 0.88974 | 0.54207 | 0.95026 | 0.95252 | 0.84947 | 0.9398 | 0.58704 | 0.90279 | 0.90583 | 0.82938 | 0.94102 | 0.88317 | 0.88815 | 0.97157 | 0.59176 | 0.90268 | 0.89345 | 0.4681 | 0.9571 | 0.99902 | 0.92026 | 0.98626 | 0.57252 | 0.87891 | 0.89743 | 0.84243 | 0.94244 | 0.91615 | 0
Nov | 8 | 13 | Weekday | Wednesday | 0.85982 | 0.9342 | 0.8922 | 0.65868 | 0.0044583 | 0.65868 | 0.65868 | 0.89662 | 0.65868 | 0.85982 | 0.85982 | 0.72962 | 0.99391 | 0.56886 | 0.95218 | 0.85691 | 0.52551 | 0.9813 | 0.95489 | 0.82336 | 0.94928 | 0.58725 | 0.92435 | 0.89662 | 0.81978 | 0.92711 | 0.94977 | 0.74661 | 0.99156 | 0.56557 | 0.94774 | 0.86129 | 0.46131 | 0.99285 | 0.98415 | 0.89003 | 0.99257 | 0.57225 | 0.91579 | 0.89763 | 0.8425 | 0.93246 | 0.99613 | 0
Nov | 8 | 14 | Weekday | Wednesday | 0.83957 | 0.93628 | 0.88416 | 0.67455 | 0.0044583 | 0.67455 | 0.67455 | 0.89368 | 0.67455 | 0.83957 | 0.83957 | 0.72171 | 0.99197 | 0.56521 | 0.9466 | 0.82945 | 0.51975 | 0.96435 | 0.94842 | 0.71382 | 0.94836 | 0.5852 | 0.9202 | 0.89368 | 0.81778 | 0.91088 | 0.94805 | 0.74653 | 0.9907 | 0.55625 | 0.94729 | 0.83562 | 0.46137 | 0.97949 | 0.98378 | 0.73568 | 1 | 0.56964 | 0.91481 | 0.8973 | 0.84218 | 0.91655 | 0.99578 | 0
Nov | 8 | 15 | Weekday | Wednesday | 0.82455 | 0.93919 | 0.87388 | 0.72143 | 1 | 0.72143 | 0.72143 | 0.8872 | 0.72143 | 0.82455 | 0.82455 | 0.78595 | 0.99219 | 0.5518 | 0.94566 | 0.8333 | 0.56951 | 0.94147 | 0.93605 | 0.72501 | 0.91248 | 0.57825 | 0.91548 | 0.8872 | 0.8144 | 0.8993 | 0.95443 | 0.76829 | 0.9919 | 0.54197 | 0.94756 | 0.84152 | 0.51425 | 0.96124 | 0.96712 | 0.73466 | 0.97578 | 0.56915 | 0.9127 | 0.89674 | 0.8421 | 0.90468 | 0.99625 | 0
Nov | 8 | 16 | Weekday | Wednesday | 0.84357 | 0.95751 | 0.87001 | 0.87218 | 1 | 0.87218 | 0.87218 | 0.9845 | 0.87218 | 0.84357 | 0.84357 | 0.97339 | 1 | 0.60753 | 1 | 0.92493 | 0.81472 | 0.97753 | 0.91474 | 0.80767 | 0.87045 | 0.6436 | 1 | 0.9845 | 0.95597 | 0.94041 | 0.96491 | 0.98327 | 1 | 0.63405 | 1 | 0.93609 | 0.79665 | 0.9997 | 0.96003 | 0.82967 | 0.9471 | 0.68112 | 1 | 1 | 1 | 0.94586 | 1 | 0
Nov | 8 | 17 | Weekday | Wednesday | 0.84247 | 0.94765 | 0.8559 | 1 | 1 | 1 | 1 | 1 | 1 | 0.84247 | 0.84247 | 0.9828 | 0.96422 | 0.73288 | 0.89478 | 0.88104 | 0.95984 | 0.93948 | 0.76607 | 0.9379 | 0.7993 | 0.75983 | 0.78086 | 1 | 0.98961 | 0.95177 | 0.44769 | 1 | 0.96259 | 0.75077 | 0.88252 | 0.892 | 0.95848 | 0.95756 | 0.75594 | 0.99927 | 0.7925 | 0.80347 | 0.74065 | 0.98356 | 0.99779 | 0.94664 | 0.41749 | 0
Nov | 8 | 18 | Weekday | Wednesday | 0.81555 | 0.9248 | 0.83394 | 0.99632 | 1 | 0.99632 | 0.99632 | 0.87056 | 0.99632 | 0.81555 | 0.81555 | 0.95944 | 0.81098 | 0.91461 | 0.74769 | 0.71747 | 1 | 0.65314 | 0.77835 | 0.94683 | 0.80046 | 0.84556 | 0.69852 | 0.87056 | 0.8682 | 0.94952 | 0.30707 | 0.97802 | 0.79769 | 0.90788 | 0.71699 | 0.72314 | 1 | 0.64458 | 0.7547 | 0.9997 | 0.78166 | 0.87615 | 0.63527 | 0.79914 | 0.80739 | 0.93208 | 0.24808 | 0
Nov | 8 | 19 | Weekday | Wednesday | 0.78848 | 0.90889 | 0.8158 | 0.95044 | 1 | 0.95044 | 0.95044 | 0.82127 | 0.95044 | 0.78848 | 0.78848 | 0.82735 | 0.79445 | 0.90037 | 0.7135 | 0.70813 | 0.97765 | 0.65158 | 0.79005 | 0.9359 | 0.80003 | 0.87319 | 0.69882 | 0.82127 | 0.8282 | 0.89634 | 0.3411 | 0.83869 | 0.77718 | 0.93731 | 0.67678 | 0.71322 | 0.97678 | 0.63552 | 0.75531 | 0.97815 | 0.78027 | 0.91569 | 0.62942 | 0.7478 | 0.76045 | 0.85955 | 0.25378 | 0
Nov | 8 | 20 | Weekday | Wednesday | 0.76678 | 0.87602 | 0.79763 | 0.85692 | 1 | 0.85692 | 0.85692 | 0.74492 | 0.85692 | 0.76678 | 0.76678 | 0.82057 | 0.72135 | 0.95423 | 0.6125 | 0.6646 | 0.94731 | 0.57779 | 0.73111 | 0.8156 | 0.72867 | 0.94905 | 0.67676 | 0.74492 | 0.76048 | 0.80352 | 0.328 | 0.83817 | 0.68947 | 1 | 0.55826 | 0.66741 | 0.9476 | 0.53874 | 0.6948 | 0.82402 | 0.70126 | 0.99143 | 0.59429 | 0.6472 | 0.66396 | 0.74641 | 0.25152 | 0
Nov | 8 | 21 | Weekday | Wednesday | 0.72004 | 0.81736 | 0.77392 | 0.77349 | 1 | 0.77349 | 0.77349 | 0.29496 | 0.77349 | 0.72004 | 0.72004 | 0.81476 | 0.69462 | 0.95706 | 0.55819 | 0.63484 | 0.81567 | 0.47431 | 0.27896 | 0.82237 | 0.17842 | 0.87913 | 0.64563 | 0.29496 | 0.33357 | 0.58435 | 0.35879 | 0.83671 | 0.65919 | 0.94143 | 0.50393 | 0.63685 | 0.8041 | 0.44205 | 0.33225 | 0.82177 | 0.24894 | 0.90711 | 0.56532 | 0.31037 | 0.36953 | 0.5318 | 0.25668 | 0
Nov | 8 | 22 | Weekday | Wednesday | 0.69729 | 0.79712 | 0.74806 | 0.67478 | 1 | 0.67478 | 0.67478 | 0.16844 | 0.67478 | 0.69729 | 0.69729 | 0.78603 | 0.66486 | 0.75602 | 0.30442 | 0.2714 | 0.66986 | 0.41989 | 0.27613 | 0.82997 | 0.17723 | 0.64368 | 0.38027 | 0.16844 | 0.21334 | 0.30815 | 0.34135 | 0.8376 | 0.62292 | 0.73005 | 0.31655 | 0.27795 | 0.63227 | 0.37479 | 0.33257 | 0.82529 | 0.24908 | 0.64175 | 0.38858 | 0.19837 | 0.26438 | 0.36463 | 0.25373 | 0
Nov | 8 | 23 | Weekday | Wednesday | 0.66078 | 0.8087 | 0.75165 | 0.57138 | 1 | 0.57138 | 0.57138 | 0.16991 | 0.57138 | 0.66078 | 0.66078 | 0.7388 | 0.65579 | 0.55343 | 0.26219 | 0.26238 | 0.54858 | 0.43783 | 0.28189 | 0.83824 | 0.18095 | 0.46447 | 0.36156 | 0.16991 | 0.2145 | 0.37946 | 0.38435 | 0.78592 | 0.60605 | 0.52068 | 0.26826 | 0.26796 | 0.48854 | 0.39071 | 0.33659 | 0.79338 | 0.25336 | 0.44368 | 0.36687 | 0.20011 | 0.26582 | 0.44927 | 0.2609 | 0
Nov | 9 | 24 | Weekday | Thursday | 0.64069 | 0.78868 | 0.71262 | 0.51417 | 1 | 0.51417 | 0.51417 | 0.16844 | 0.51417 | 0.64069 | 0.64069 | 0.52166 | 0.64753 | 0.3882 | 0.26059 | 0.26745 | 0.47811 | 0.42874 | 0.27822 | 0.59365 | 0.18143 | 0.41852 | 0.36613 | 0.16844 | 0.21334 | 0.29958 | 0.37052 | 0.46514 | 0.59609 | 0.3976 | 0.26724 | 0.27363 | 0.41117 | 0.38092 | 0.33315 | 0.46868 | 0.25269 | 0.39181 | 0.37394 | 0.19837 | 0.26438 | 0.35287 | 0.25859 | 0
Nov | 9 | 1 | Weekday | Thursday | 0.63335 | 0.76207 | 0.70557 | 0.49256 | 1 | 0.49256 | 0.49256 | 0.1686 | 0.49256 | 0.63335 | 0.63335 | 0.21189 | 0.64294 | 0.34532 | 0.26148 | 0.26895 | 0.47152 | 0.4438 | 0.27937 | 0.27622 | 0.18144 | 0.40147 | 0.36985 | 0.1686 | 0.21334 | 0.27997 | 0.39363 | 0.32052 | 0.59001 | 0.36564 | 0.2674 | 0.27493 | 0.39815 | 0.39298 | 0.33299 | 0.33969 | 0.25244 | 0.37513 | 0.37542 | 0.19845 | 0.26438 | 0.32948 | 0.26241 | 0
Nov | 9 | 2 | Weekday | Thursday | 0.63585 | 0.7529 | 0.70274 | 0.481 | 1 | 0.481 | 0.481 | 0.16905 | 0.481 | 0.63585 | 0.63585 | 0.21217 | 0.6409 | 0.32511 | 0.26143 | 0.27002 | 0.4714 | 0.43397 | 0.27951 | 0.27606 | 0.18111 | 0.38628 | 0.36848 | 0.16905 | 0.21341 | 0.28092 | 0.38109 | 0.321 | 0.58612 | 0.34277 | 0.2675 | 0.27594 | 0.39207 | 0.38506 | 0.33314 | 0.34054 | 0.2527 | 0.35706 | 0.37482 | 0.19862 | 0.26439 | 0.32953 | 0.26033 | 0
Nov | 9 | 3 | Weekday | Thursday | 0.63699 | 0.75706 | 0.70587 | 0.47836 | 1 | 0.47836 | 0.47836 | 0.17003 | 0.47836 | 0.63699 | 0.63699 | 0.21279 | 0.64585 | 0.33034 | 0.26393 | 0.27259 | 0.48376 | 0.46509 | 0.28004 | 0.27844 | 0.18208 | 0.39694 | 0.36923 | 0.17003 | 0.2137 | 0.29106 | 0.40588 | 0.32215 | 0.59064 | 0.34965 | 0.26925 | 0.27862 | 0.39686 | 0.41162 | 0.33353 | 0.34245 | 0.25386 | 0.35986 | 0.37586 | 0.19886 | 0.26442 | 0.33825 | 0.26443 | 0
Nov | 9 | 4 | Weekday | Thursday | 0.64298 | 0.7567 | 0.72374 | 0.49939 | 1 | 0.49939 | 0.49939 | 0.17103 | 0.49939 | 0.64298 | 0.64298 | 0.26084 | 0.69544 | 0.3654 | 0.27959 | 0.27526 | 0.54527 | 0.58716 | 0.28327 | 0.32796 | 0.18481 | 0.42108 | 0.37208 | 0.17103 | 0.214 | 0.32964 | 0.39296 | 0.35116 | 0.64008 | 0.36954 | 0.28569 | 0.28121 | 0.45789 | 0.52108 | 0.33637 | 0.37213 | 0.25591 | 0.3858 | 0.37787 | 0.19905 | 0.26446 | 0.38154 | 0.26229 | 0
Nov | 9 | 5 | Weekday | Thursday | 0.62274 | 0.78148 | 0.77193 | 0.5999 | 1 | 0.5999 | 0.5999 | 0.26238 | 0.5999 | 0.62274 | 0.62274 | 0.62783 | 0.76317 | 0.50226 | 0.34224 | 0.34771 | 0.66998 | 0.74375 | 0.33098 | 0.71776 | 0.25584 | 0.52969 | 0.42081 | 0.26238 | 0.30651 | 0.38795 | 0.44115 | 0.54147 | 0.66049 | 0.487 | 0.33543 | 0.35567 | 0.57399 | 0.64408 | 0.34314 | 0.56374 | 0.27709 | 0.49861 | 0.4196 | 0.22721 | 0.28357 | 0.40873 | 0.28458 | 0
Nov | 9 | 6 | Weekday | Thursday | 0.64631 | 0.81941 | 0.83965 | 0.70475 | 0.0044583 | 0.70475 | 0.70475 | 0.78063 | 0.70475 | 0.64631 | 0.64631 | 0.82979 | 0.84531 | 0.79058 | 0.54565 | 0.85488 | 0.77855 | 0.87735 | 0.77902 | 1 | 0.86891 | 0.77372 | 0.66625 | 0.78063 | 0.7913 | 0.76203 | 0.56947 | 0.8184 | 0.80113 | 0.76696 | 0.39241 | 0.87656 | 0.64009 | 0.82984 | 0.41478 | 0.96196 | 0.43478 | 0.76152 | 0.48764 | 0.34897 | 0.32306 | 0.54907 | 0.37096 | 0
Nov | 9 | 7 | Weekday | Thursday | 0.66589 | 0.8401 | 0.88171 | 0.71507 | 0.0044583 | 0.71507 | 0.71507 | 0.69124 | 0.71507 | 0.66589 | 0.66589 | 0.91811 | 0.90697 | 0.9868 | 0.65751 | 0.83065 | 0.76126 | 0.9299 | 0.90487 | 0.92656 | 0.982 | 0.88669 | 0.70458 | 0.69124 | 0.66857 | 0.76196 | 0.71653 | 0.90808 | 0.87795 | 0.91067 | 0.52873 | 0.82231 | 0.62421 | 0.90536 | 0.73712 | 0.88602 | 0.74532 | 0.88343 | 0.52 | 0.38857 | 0.32506 | 0.58617 | 0.58659 | 0
Nov | 9 | 8 | Weekday | Thursday | 0.71066 | 0.88123 | 0.8977 | 0.74015 | 0.0044583 | 0.74015 | 0.74015 | 0.86923 | 0.74015 | 0.71066 | 0.71066 | 0.9046 | 0.945 | 0.8486 | 0.99338 | 1 | 0.73628 | 0.96338 | 1 | 0.79206 | 1 | 0.81087 | 0.96435 | 0.86923 | 0.83009 | 0.93378 | 0.90196 | 0.88611 | 0.92443 | 0.78579 | 0.94633 | 1 | 0.59967 | 0.95101 | 0.95853 | 0.73306 | 0.90696 | 0.78904 | 0.90661 | 0.62384 | 0.55844 | 0.83684 | 0.84948 | 0
Nov | 9 | 9 | Weekday | Thursday | 0.80453 | 0.90417 | 0.89865 | 0.72568 | 0.0044583 | 0.72568 | 0.72568 | 0.9621 | 0.72568 | 0.80453 | 0.80453 | 0.79231 | 0.97724 | 0.73947 | 0.9521 | 0.91063 | 0.65594 | 1 | 0.97578 | 0.79088 | 0.96813 | 0.75008 | 0.94145 | 0.9621 | 0.90714 | 0.96126 | 1 | 0.76795 | 0.96269 | 0.70787 | 0.92198 | 0.91159 | 0.53022 | 1 | 0.96429 | 0.75804 | 0.91901 | 0.73352 | 0.90738 | 0.84381 | 0.78671 | 0.912 | 0.99678 | 0
Nov | 9 | 10 | Weekday | Thursday | 0.876 | 0.9276 | 0.90071 | 0.71842 | 0.0044583 | 0.71842 | 0.71842 | 0.95153 | 0.71842 | 0.876 | 0.876 | 0.92182 | 0.99327 | 0.61945 | 0.92673 | 0.88281 | 0.58305 | 0.99584 | 0.97558 | 0.88892 | 0.95672 | 0.59581 | 0.9321 | 0.95153 | 0.88575 | 0.93845 | 0.97533 | 0.91108 | 0.98323 | 0.59352 | 0.9031 | 0.88568 | 0.46965 | 0.99985 | 0.99026 | 0.91715 | 0.94927 | 0.57059 | 0.90983 | 0.88285 | 0.82753 | 0.90781 | 0.9961 | 0
Nov | 9 | 11 | Weekday | Thursday | 0.90908 | 0.94129 | 0.89858 | 0.70152 | 0.0044583 | 0.70152 | 0.70152 | 0.91312 | 0.70152 | 0.90908 | 0.90908 | 0.90016 | 0.99506 | 0.59274 | 0.93934 | 0.87969 | 0.56282 | 0.99007 | 0.95666 | 0.89214 | 0.94107 | 0.59478 | 0.92436 | 0.91312 | 0.83955 | 1 | 0.95155 | 0.92309 | 0.98793 | 0.59602 | 0.92097 | 0.88294 | 0.47439 | 0.99576 | 1 | 0.94798 | 0.97072 | 0.57204 | 0.90694 | 0.88259 | 0.82754 | 1 | 0.98309 | 0
Nov | 9 | 12 | Weekday | Thursday | 0.89074 | 0.93759 | 0.8907 | 0.67978 | 0.0044583 | 0.67978 | 0.67978 | 0.90583 | 0.67978 | 0.89074 | 0.89074 | 0.84481 | 0.9772 | 0.58643 | 0.92163 | 0.88974 | 0.54207 | 0.95026 | 0.95252 | 0.84947 | 0.9398 | 0.58704 | 0.90279 | 0.90583 | 0.82938 | 0.94102 | 0.88317 | 0.88815 | 0.97157 | 0.59176 | 0.90268 | 0.89345 | 0.4681 | 0.9571 | 0.99902 | 0.92026 | 0.98626 | 0.57252 | 0.87891 | 0.89743 | 0.84243 | 0.94244 | 0.91615 | 0
Nov | 9 | 13 | Weekday | Thursday | 0.85982 | 0.9342 | 0.8922 | 0.65868 | 0.0044583 | 0.65868 | 0.65868 | 0.89662 | 0.65868 | 0.85982 | 0.85982 | 0.72962 | 0.99391 | 0.56886 | 0.95218 | 0.85691 | 0.52551 | 0.9813 | 0.95489 | 0.82336 | 0.94928 | 0.58725 | 0.92435 | 0.89662 | 0.81978 | 0.92711 | 0.94977 | 0.74661 | 0.99156 | 0.56557 | 0.94774 | 0.86129 | 0.46131 | 0.99285 | 0.98415 | 0.89003 | 0.99257 | 0.57225 | 0.91579 | 0.89763 | 0.8425 | 0.93246 | 0.99613 | 0
Nov | 9 | 14 | Weekday | Thursday | 0.83957 | 0.93628 | 0.88416 | 0.67455 | 0.0044583 | 0.67455 | 0.67455 | 0.89368 | 0.67455 | 0.83957 | 0.83957 | 0.72171 | 0.99197 | 0.56521 | 0.9466 | 0.82945 | 0.51975 | 0.96435 | 0.94842 | 0.71382 | 0.94836 | 0.5852 | 0.9202 | 0.89368 | 0.81778 | 0.91088 | 0.94805 | 0.74653 | 0.9907 | 0.55625 | 0.94729 | 0.83562 | 0.46137 | 0.97949 | 0.98378 | 0.73568 | 1 | 0.56964 | 0.91481 | 0.8973 | 0.84218 | 0.91655 | 0.99578 | 0
Nov | 9 | 15 | Weekday | Thursday | 0.82455 | 0.93919 | 0.87388 | 0.72143 | 1 | 0.72143 | 0.72143 | 0.8872 | 0.72143 | 0.82455 | 0.82455 | 0.78595 | 0.99219 | 0.5518 | 0.94566 | 0.8333 | 0.56951 | 0.94147 | 0.93605 | 0.72501 | 0.91248 | 0.57825 | 0.91548 | 0.8872 | 0.8144 | 0.8993 | 0.95443 | 0.76829 | 0.9919 | 0.54197 | 0.94756 | 0.84152 | 0.51425 | 0.96124 | 0.96712 | 0.73466 | 0.97578 | 0.56915 | 0.9127 | 0.89674 | 0.8421 | 0.90468 | 0.99625 | 0
Nov | 9 | 16 | Weekday | Thursday | 0.84357 | 0.95751 | 0.87001 | 0.87218 | 1 | 0.87218 | 0.87218 | 0.9845 | 0.87218 | 0.84357 | 0.84357 | 0.97339 | 1 | 0.60753 | 1 | 0.92493 | 0.81472 | 0.97753 | 0.91474 | 0.80767 | 0.87045 | 0.6436 | 1 | 0.9845 | 0.95597 | 0.94041 | 0.96491 | 0.98327 | 1 | 0.63405 | 1 | 0.93609 | 0.79665 | 0.9997 | 0.96003 | 0.82967 | 0.9471 | 0.68112 | 1 | 1 | 1 | 0.94586 | 1 | 0
Nov | 9 | 17 | Weekday | Thursday | 0.84247 | 0.94765 | 0.8559 | 1 | 1 | 1 | 1 | 1 | 1 | 0.84247 | 0.84247 | 0.9828 | 0.96422 | 0.73288 | 0.89478 | 0.88104 | 0.95984 | 0.93948 | 0.76607 | 0.9379 | 0.7993 | 0.75983 | 0.78086 | 1 | 0.98961 | 0.95177 | 0.44769 | 1 | 0.96259 | 0.75077 | 0.88252 | 0.892 | 0.95848 | 0.95756 | 0.75594 | 0.99927 | 0.7925 | 0.80347 | 0.74065 | 0.98356 | 0.99779 | 0.94664 | 0.41749 | 0
Nov | 9 | 18 | Weekday | Thursday | 0.81555 | 0.9248 | 0.83394 | 0.99632 | 1 | 0.99632 | 0.99632 | 0.87056 | 0.99632 | 0.81555 | 0.81555 | 0.95944 | 0.81098 | 0.91461 | 0.74769 | 0.71747 | 1 | 0.65314 | 0.77835 | 0.94683 | 0.80046 | 0.84556 | 0.69852 | 0.87056 | 0.8682 | 0.94952 | 0.30707 | 0.97802 | 0.79769 | 0.90788 | 0.71699 | 0.72314 | 1 | 0.64458 | 0.7547 | 0.9997 | 0.78166 | 0.87615 | 0.63527 | 0.79914 | 0.80739 | 0.93208 | 0.24808 | 0
Nov | 9 | 19 | Weekday | Thursday | 0.78848 | 0.90889 | 0.8158 | 0.95044 | 1 | 0.95044 | 0.95044 | 0.82127 | 0.95044 | 0.78848 | 0.78848 | 0.82735 | 0.79445 | 0.90037 | 0.7135 | 0.70813 | 0.97765 | 0.65158 | 0.79005 | 0.9359 | 0.80003 | 0.87319 | 0.69882 | 0.82127 | 0.8282 | 0.89634 | 0.3411 | 0.83869 | 0.77718 | 0.93731 | 0.67678 | 0.71322 | 0.97678 | 0.63552 | 0.75531 | 0.97815 | 0.78027 | 0.91569 | 0.62942 | 0.7478 | 0.76045 | 0.85955 | 0.25378 | 0
Nov | 9 | 20 | Weekday | Thursday | 0.76678 | 0.87602 | 0.79763 | 0.85692 | 1 | 0.85692 | 0.85692 | 0.74492 | 0.85692 | 0.76678 | 0.76678 | 0.82057 | 0.72135 | 0.95423 | 0.6125 | 0.6646 | 0.94731 | 0.57779 | 0.73111 | 0.8156 | 0.72867 | 0.94905 | 0.67676 | 0.74492 | 0.76048 | 0.80352 | 0.328 | 0.83817 | 0.68947 | 1 | 0.55826 | 0.66741 | 0.9476 | 0.53874 | 0.6948 | 0.82402 | 0.70126 | 0.99143 | 0.59429 | 0.6472 | 0.66396 | 0.74641 | 0.25152 | 0
Nov | 9 | 21 | Weekday | Thursday | 0.72004 | 0.81736 | 0.77392 | 0.77349 | 1 | 0.77349 | 0.77349 | 0.29496 | 0.77349 | 0.72004 | 0.72004 | 0.81476 | 0.69462 | 0.95706 | 0.55819 | 0.63484 | 0.81567 | 0.47431 | 0.27896 | 0.82237 | 0.17842 | 0.87913 | 0.64563 | 0.29496 | 0.33357 | 0.58435 | 0.35879 | 0.83671 | 0.65919 | 0.94143 | 0.50393 | 0.63685 | 0.8041 | 0.44205 | 0.33225 | 0.82177 | 0.24894 | 0.90711 | 0.56532 | 0.31037 | 0.36953 | 0.5318 | 0.25668 | 0
Nov | 9 | 22 | Weekday | Thursday | 0.69729 | 0.79712 | 0.74806 | 0.67478 | 1 | 0.67478 | 0.67478 | 0.16844 | 0.67478 | 0.69729 | 0.69729 | 0.78603 | 0.66486 | 0.75602 | 0.30442 | 0.2714 | 0.66986 | 0.41989 | 0.27613 | 0.82997 | 0.17723 | 0.64368 | 0.38027 | 0.16844 | 0.21334 | 0.30815 | 0.34135 | 0.8376 | 0.62292 | 0.73005 | 0.31655 | 0.27795 | 0.63227 | 0.37479 | 0.33257 | 0.82529 | 0.24908 | 0.64175 | 0.38858 | 0.19837 | 0.26438 | 0.36463 | 0.25373 | 0
Nov | 9 | 23 | Weekday | Thursday | 0.66078 | 0.8087 | 0.75165 | 0.57138 | 1 | 0.57138 | 0.57138 | 0.16991 | 0.57138 | 0.66078 | 0.66078 | 0.7388 | 0.65579 | 0.55343 | 0.26219 | 0.26238 | 0.54858 | 0.43783 | 0.28189 | 0.83824 | 0.18095 | 0.46447 | 0.36156 | 0.16991 | 0.2145 | 0.37946 | 0.38435 | 0.78592 | 0.60605 | 0.52068 | 0.26826 | 0.26796 | 0.48854 | 0.39071 | 0.33659 | 0.79338 | 0.25336 | 0.44368 | 0.36687 | 0.20011 | 0.26582 | 0.44927 | 0.2609 | 0
Nov | 10 | 24 | Weekday | Friday | 0.64069 | 0.78868 | 0.71262 | 0.51417 | 1 | 0.51417 | 0.51417 | 0.16844 | 0.51417 | 0.64069 | 0.64069 | 0.52166 | 0.64753 | 0.3882 | 0.26059 | 0.26745 | 0.47811 | 0.42874 | 0.27822 | 0.59365 | 0.18143 | 0.41852 | 0.36613 | 0.16844 | 0.21334 | 0.29958 | 0.37052 | 0.46514 | 0.59609 | 0.3976 | 0.26724 | 0.27363 | 0.41117 | 0.38092 | 0.33315 | 0.46868 | 0.25269 | 0.39181 | 0.37394 | 0.19837 | 0.26438 | 0.35287 | 0.25859 | 0
Nov | 10 | 1 | Weekday | Friday | 0.63335 | 0.76207 | 0.70557 | 0.49256 | 1 | 0.49256 | 0.49256 | 0.1686 | 0.49256 | 0.63335 | 0.63335 | 0.21189 | 0.64294 | 0.34532 | 0.26148 | 0.26895 | 0.47152 | 0.4438 | 0.27937 | 0.27622 | 0.18144 | 0.40147 | 0.36985 | 0.1686 | 0.21334 | 0.27997 | 0.39363 | 0.32052 | 0.59001 | 0.36564 | 0.2674 | 0.27493 | 0.39815 | 0.39298 | 0.33299 | 0.33969 | 0.25244 | 0.37513 | 0.37542 | 0.19845 | 0.26438 | 0.32948 | 0.26241 | 0
Nov | 10 | 2 | Weekday | Friday | 0.63585 | 0.7529 | 0.70274 | 0.481 | 1 | 0.481 | 0.481 | 0.16905 | 0.481 | 0.63585 | 0.63585 | 0.21217 | 0.6409 | 0.32511 | 0.26143 | 0.27002 | 0.4714 | 0.43397 | 0.27951 | 0.27606 | 0.18111 | 0.38628 | 0.36848 | 0.16905 | 0.21341 | 0.28092 | 0.38109 | 0.321 | 0.58612 | 0.34277 | 0.2675 | 0.27594 | 0.39207 | 0.38506 | 0.33314 | 0.34054 | 0.2527 | 0.35706 | 0.37482 | 0.19862 | 0.26439 | 0.32953 | 0.26033 | 0
Nov | 10 | 3 | Weekday | Friday | 0.63699 | 0.75706 | 0.70587 | 0.47836 | 1 | 0.47836 | 0.47836 | 0.17003 | 0.47836 | 0.63699 | 0.63699 | 0.21279 | 0.64585 | 0.33034 | 0.26393 | 0.27259 | 0.48376 | 0.46509 | 0.28004 | 0.27844 | 0.18208 | 0.39694 | 0.36923 | 0.17003 | 0.2137 | 0.29106 | 0.40588 | 0.32215 | 0.59064 | 0.34965 | 0.26925 | 0.27862 | 0.39686 | 0.41162 | 0.33353 | 0.34245 | 0.25386 | 0.35986 | 0.37586 | 0.19886 | 0.26442 | 0.33825 | 0.26443 | 0
Nov | 10 | 4 | Weekday | Friday | 0.64298 | 0.7567 | 0.72374 | 0.49939 | 1 | 0.49939 | 0.49939 | 0.17103 | 0.49939 | 0.64298 | 0.64298 | 0.26084 | 0.69544 | 0.3654 | 0.27959 | 0.27526 | 0.54527 | 0.58716 | 0.28327 | 0.32796 | 0.18481 | 0.42108 | 0.37208 | 0.17103 | 0.214 | 0.32964 | 0.39296 | 0.35116 | 0.64008 | 0.36954 | 0.28569 | 0.28121 | 0.45789 | 0.52108 | 0.33637 | 0.37213 | 0.25591 | 0.3858 | 0.37787 | 0.19905 | 0.26446 | 0.38154 | 0.26229 | 0
Nov | 10 | 5 | Weekday | Friday | 0.62274 | 0.78148 | 0.77193 | 0.5999 | 1 | 0.5999 | 0.5999 | 0.26238 | 0.5999 | 0.62274 | 0.62274 | 0.62783 | 0.76317 | 0.50226 | 0.34224 | 0.34771 | 0.66998 | 0.74375 | 0.33098 | 0.71776 | 0.25584 | 0.52969 | 0.42081 | 0.26238 | 0.30651 | 0.38795 | 0.44115 | 0.54147 | 0.66049 | 0.487 | 0.33543 | 0.35567 | 0.57399 | 0.64408 | 0.34314 | 0.56374 | 0.27709 | 0.49861 | 0.4196 | 0.22721 | 0.28357 | 0.40873 | 0.28458 | 0
Nov | 10 | 6 | Weekday | Friday | 0.64631 | 0.81941 | 0.83965 | 0.70475 | 0.0044583 | 0.70475 | 0.70475 | 0.78063 | 0.70475 | 0.64631 | 0.64631 | 0.82979 | 0.84531 | 0.79058 | 0.54565 | 0.85488 | 0.77855 | 0.87735 | 0.77902 | 1 | 0.86891 | 0.77372 | 0.66625 | 0.78063 | 0.7913 | 0.76203 | 0.56947 | 0.8184 | 0.80113 | 0.76696 | 0.39241 | 0.87656 | 0.64009 | 0.82984 | 0.41478 | 0.96196 | 0.43478 | 0.76152 | 0.48764 | 0.34897 | 0.32306 | 0.54907 | 0.37096 | 0
Nov | 10 | 7 | Weekday | Friday | 0.66589 | 0.8401 | 0.88171 | 0.71507 | 0.0044583 | 0.71507 | 0.71507 | 0.69124 | 0.71507 | 0.66589 | 0.66589 | 0.91811 | 0.90697 | 0.9868 | 0.65751 | 0.83065 | 0.76126 | 0.9299 | 0.90487 | 0.92656 | 0.982 | 0.88669 | 0.70458 | 0.69124 | 0.66857 | 0.76196 | 0.71653 | 0.90808 | 0.87795 | 0.91067 | 0.52873 | 0.82231 | 0.62421 | 0.90536 | 0.73712 | 0.88602 | 0.74532 | 0.88343 | 0.52 | 0.38857 | 0.32506 | 0.58617 | 0.58659 | 0
Nov | 10 | 8 | Weekday | Friday | 0.71066 | 0.88123 | 0.8977 | 0.74015 | 0.0044583 | 0.74015 | 0.74015 | 0.86923 | 0.74015 | 0.71066 | 0.71066 | 0.9046 | 0.945 | 0.8486 | 0.99338 | 1 | 0.73628 | 0.96338 | 1 | 0.79206 | 1 | 0.81087 | 0.96435 | 0.86923 | 0.83009 | 0.93378 | 0.90196 | 0.88611 | 0.92443 | 0.78579 | 0.94633 | 1 | 0.59967 | 0.95101 | 0.95853 | 0.73306 | 0.90696 | 0.78904 | 0.90661 | 0.62384 | 0.55844 | 0.83684 | 0.84948 | 0
Nov | 10 | 9 | Weekday | Friday | 0.80453 | 0.90417 | 0.89865 | 0.72568 | 0.0044583 | 0.72568 | 0.72568 | 0.9621 | 0.72568 | 0.80453 | 0.80453 | 0.79231 | 0.97724 | 0.73947 | 0.9521 | 0.91063 | 0.65594 | 1 | 0.97578 | 0.79088 | 0.96813 | 0.75008 | 0.94145 | 0.9621 | 0.90714 | 0.96126 | 1 | 0.76795 | 0.96269 | 0.70787 | 0.92198 | 0.91159 | 0.53022 | 1 | 0.96429 | 0.75804 | 0.91901 | 0.73352 | 0.90738 | 0.84381 | 0.78671 | 0.912 | 0.99678 | 0
Nov | 10 | 10 | Weekday | Friday | 0.876 | 0.9276 | 0.90071 | 0.71842 | 0.0044583 | 0.71842 | 0.71842 | 0.95153 | 0.71842 | 0.876 | 0.876 | 0.92182 | 0.99327 | 0.61945 | 0.92673 | 0.88281 | 0.58305 | 0.99584 | 0.97558 | 0.88892 | 0.95672 | 0.59581 | 0.9321 | 0.95153 | 0.88575 | 0.93845 | 0.97533 | 0.91108 | 0.98323 | 0.59352 | 0.9031 | 0.88568 | 0.46965 | 0.99985 | 0.99026 | 0.91715 | 0.94927 | 0.57059 | 0.90983 | 0.88285 | 0.82753 | 0.90781 | 0.9961 | 0
Nov | 10 | 11 | Weekday | Friday | 0.90908 | 0.94129 | 0.89858 | 0.70152 | 0.0044583 | 0.70152 | 0.70152 | 0.91312 | 0.70152 | 0.90908 | 0.90908 | 0.90016 | 0.99506 | 0.59274 | 0.93934 | 0.87969 | 0.56282 | 0.99007 | 0.95666 | 0.89214 | 0.94107 | 0.59478 | 0.92436 | 0.91312 | 0.83955 | 1 | 0.95155 | 0.92309 | 0.98793 | 0.59602 | 0.92097 | 0.88294 | 0.47439 | 0.99576 | 1 | 0.94798 | 0.97072 | 0.57204 | 0.90694 | 0.88259 | 0.82754 | 1 | 0.98309 | 0
Nov | 10 | 12 | Weekday | Friday | 0.89074 | 0.93759 | 0.8907 | 0.67978 | 0.0044583 | 0.67978 | 0.67978 | 0.90583 | 0.67978 | 0.89074 | 0.89074 | 0.84481 | 0.9772 | 0.58643 | 0.92163 | 0.88974 | 0.54207 | 0.95026 | 0.95252 | 0.84947 | 0.9398 | 0.58704 | 0.90279 | 0.90583 | 0.82938 | 0.94102 | 0.88317 | 0.88815 | 0.97157 | 0.59176 | 0.90268 | 0.89345 | 0.4681 | 0.9571 | 0.99902 | 0.92026 | 0.98626 | 0.57252 | 0.87891 | 0.89743 | 0.84243 | 0.94244 | 0.91615 | 0
Nov | 10 | 13 | Weekday | Friday | 0.85982 | 0.9342 | 0.8922 | 0.65868 | 0.0044583 | 0.65868 | 0.65868 | 0.89662 | 0.65868 | 0.85982 | 0.85982 | 0.72962 | 0.99391 | 0.56886 | 0.95218 | 0.85691 | 0.52551 | 0.9813 | 0.95489 | 0.82336 | 0.94928 | 0.58725 | 0.92435 | 0.89662 | 0.81978 | 0.92711 | 0.94977 | 0.74661 | 0.99156 | 0.56557 | 0.94774 | 0.86129 | 0.46131 | 0.99285 | 0.98415 | 0.89003 | 0.99257 | 0.57225 | 0.91579 | 0.89763 | 0.8425 | 0.93246 | 0.99613 | 0
Nov | 10 | 14 | Weekday | Friday | 0.83957 | 0.93628 | 0.88416 | 0.67455 | 0.0044583 | 0.67455 | 0.67455 | 0.89368 | 0.67455 | 0.83957 | 0.83957 | 0.72171 | 0.99197 | 0.56521 | 0.9466 | 0.82945 | 0.51975 | 0.96435 | 0.94842 | 0.71382 | 0.94836 | 0.5852 | 0.9202 | 0.89368 | 0.81778 | 0.91088 | 0.94805 | 0.74653 | 0.9907 | 0.55625 | 0.94729 | 0.83562 | 0.46137 | 0.97949 | 0.98378 | 0.73568 | 1 | 0.56964 | 0.91481 | 0.8973 | 0.84218 | 0.91655 | 0.99578 | 0
Nov | 10 | 15 | Weekday | Friday | 0.82455 | 0.93919 | 0.87388 | 0.72143 | 1 | 0.72143 | 0.72143 | 0.8872 | 0.72143 | 0.82455 | 0.82455 | 0.78595 | 0.99219 | 0.5518 | 0.94566 | 0.8333 | 0.56951 | 0.94147 | 0.93605 | 0.72501 | 0.91248 | 0.57825 | 0.91548 | 0.8872 | 0.8144 | 0.8993 | 0.95443 | 0.76829 | 0.9919 | 0.54197 | 0.94756 | 0.84152 | 0.51425 | 0.96124 | 0.96712 | 0.73466 | 0.97578 | 0.56915 | 0.9127 | 0.89674 | 0.8421 | 0.90468 | 0.99625 | 0
Nov | 10 | 16 | Weekday | Friday | 0.84357 | 0.95751 | 0.87001 | 0.87218 | 1 | 0.87218 | 0.87218 | 0.9845 | 0.87218 | 0.84357 | 0.84357 | 0.97339 | 1 | 0.60753 | 1 | 0.92493 | 0.81472 | 0.97753 | 0.91474 | 0.80767 | 0.87045 | 0.6436 | 1 | 0.9845 | 0.95597 | 0.94041 | 0.96491 | 0.98327 | 1 | 0.63405 | 1 | 0.93609 | 0.79665 | 0.9997 | 0.96003 | 0.82967 | 0.9471 | 0.68112 | 1 | 1 | 1 | 0.94586 | 1 | 0
Nov | 10 | 17 | Weekday | Friday | 0.84247 | 0.94765 | 0.8559 | 1 | 1 | 1 | 1 | 1 | 1 | 0.84247 | 0.84247 | 0.9828 | 0.96422 | 0.73288 | 0.89478 | 0.88104 | 0.95984 | 0.93948 | 0.76607 | 0.9379 | 0.7993 | 0.75983 | 0.78086 | 1 | 0.98961 | 0.95177 | 0.44769 | 1 | 0.96259 | 0.75077 | 0.88252 | 0.892 | 0.95848 | 0.95756 | 0.75594 | 0.99927 | 0.7925 | 0.80347 | 0.74065 | 0.98356 | 0.99779 | 0.94664 | 0.41749 | 0
Nov | 10 | 18 | Weekday | Friday | 0.81555 | 0.9248 | 0.83394 | 0.99632 | 1 | 0.99632 | 0.99632 | 0.87056 | 0.99632 | 0.81555 | 0.81555 | 0.95944 | 0.81098 | 0.91461 | 0.74769 | 0.71747 | 1 | 0.65314 | 0.77835 | 0.94683 | 0.80046 | 0.84556 | 0.69852 | 0.87056 | 0.8682 | 0.94952 | 0.30707 | 0.97802 | 0.79769 | 0.90788 | 0.71699 | 0.72314 | 1 | 0.64458 | 0.7547 | 0.9997 | 0.78166 | 0.87615 | 0.63527 | 0.79914 | 0.80739 | 0.93208 | 0.24808 | 0
Nov | 10 | 19 | Weekday | Friday | 0.78848 | 0.90889 | 0.8158 | 0.95044 | 1 | 0.95044 | 0.95044 | 0.82127 | 0.95044 | 0.78848 | 0.78848 | 0.82735 | 0.79445 | 0.90037 | 0.7135 | 0.70813 | 0.97765 | 0.65158 | 0.79005 | 0.9359 | 0.80003 | 0.87319 | 0.69882 | 0.82127 | 0.8282 | 0.89634 | 0.3411 | 0.83869 | 0.77718 | 0.93731 | 0.67678 | 0.71322 | 0.97678 | 0.63552 | 0.75531 | 0.97815 | 0.78027 | 0.91569 | 0.62942 | 0.7478 | 0.76045 | 0.85955 | 0.25378 | 0
Nov | 10 | 20 | Weekday | Friday | 0.76678 | 0.87602 | 0.79763 | 0.85692 | 1 | 0.85692 | 0.85692 | 0.74492 | 0.85692 | 0.76678 | 0.76678 | 0.82057 | 0.72135 | 0.95423 | 0.6125 | 0.6646 | 0.94731 | 0.57779 | 0.73111 | 0.8156 | 0.72867 | 0.94905 | 0.67676 | 0.74492 | 0.76048 | 0.80352 | 0.328 | 0.83817 | 0.68947 | 1 | 0.55826 | 0.66741 | 0.9476 | 0.53874 | 0.6948 | 0.82402 | 0.70126 | 0.99143 | 0.59429 | 0.6472 | 0.66396 | 0.74641 | 0.25152 | 0
Nov | 10 | 21 | Weekday | Friday | 0.72004 | 0.81736 | 0.77392 | 0.77349 | 1 | 0.77349 | 0.77349 | 0.29496 | 0.77349 | 0.72004 | 0.72004 | 0.81476 | 0.69462 | 0.95706 | 0.55819 | 0.63484 | 0.81567 | 0.47431 | 0.27896 | 0.82237 | 0.17842 | 0.87913 | 0.64563 | 0.29496 | 0.33357 | 0.58435 | 0.35879 | 0.83671 | 0.65919 | 0.94143 | 0.50393 | 0.63685 | 0.8041 | 0.44205 | 0.33225 | 0.82177 | 0.24894 | 0.90711 | 0.56532 | 0.31037 | 0.36953 | 0.5318 | 0.25668 | 0
Nov | 10 | 22 | Weekday | Friday | 0.69729 | 0.79712 | 0.74806 | 0.67478 | 1 | 0.67478 | 0.67478 | 0.16844 | 0.67478 | 0.69729 | 0.69729 | 0.78603 | 0.66486 | 0.75602 | 0.30442 | 0.2714 | 0.66986 | 0.41989 | 0.27613 | 0.82997 | 0.17723 | 0.64368 | 0.38027 | 0.16844 | 0.21334 | 0.30815 | 0.34135 | 0.8376 | 0.62292 | 0.73005 | 0.31655 | 0.27795 | 0.63227 | 0.37479 | 0.33257 | 0.82529 | 0.24908 | 0.64175 | 0.38858 | 0.19837 | 0.26438 | 0.36463 | 0.25373 | 0
Nov | 10 | 23 | Weekday | Friday | 0.66078 | 0.8087 | 0.75165 | 0.57138 | 1 | 0.57138 | 0.57138 | 0.16617 | 0.57138 | 0.66078 | 0.66078 | 0.68786 | 0.67571 | 0.53431 | 0.24447 | 0.24079 | 0.50652 | 0.48591 | 0.27773 | 0.77566 | 0.17758 | 0.45854 | 0.34678 | 0.16617 | 0.21146 | 0.39276 | 0.344 | 0.76161 | 0.63133 | 0.51814 | 0.25394 | 0.2468 | 0.47849 | 0.43056 | 0.33662 | 0.76882 | 0.25114 | 0.44749 | 0.3515 | 0.19174 | 0.25864 | 0.46523 | 0.2541 | 0
Nov | 11 | 24 | Weekend | Saturday | 0.64152 | 0.79582 | 0.75727 | 0.50634 | 1 | 0.50634 | 0.50634 | 0.17171 | 0.50634 | 0.64152 | 0.64152 | 0.45342 | 0.66414 | 0.41154 | 0.21417 | 0.22636 | 0.43947 | 0.48918 | 0.27298 | 0.51416 | 0.17655 | 0.42019 | 0.32382 | 0.17171 | 0.21535 | 0.31098 | 0.34812 | 0.44689 | 0.61675 | 0.42717 | 0.22219 | 0.23147 | 0.40531 | 0.43492 | 0.33315 | 0.45314 | 0.25054 | 0.40624 | 0.33003 | 0.19677 | 0.26269 | 0.36798 | 0.25477 | 0
Nov | 11 | 1 | Weekend | Saturday | 0.63651 | 0.77081 | 0.74646 | 0.48787 | 1 | 0.48787 | 0.48787 | 0.17169 | 0.48787 | 0.63651 | 0.63651 | 0.21225 | 0.65905 | 0.37565 | 0.21424 | 0.22869 | 0.43389 | 0.4922 | 0.27347 | 0.27775 | 0.17793 | 0.4034 | 0.32266 | 0.17169 | 0.21907 | 0.29682 | 0.35284 | 0.32141 | 0.61026 | 0.40251 | 0.22215 | 0.23408 | 0.39304 | 0.43667 | 0.33338 | 0.34113 | 0.25077 | 0.39191 | 0.33003 | 0.19684 | 0.26316 | 0.34871 | 0.25556 | 0
Nov | 11 | 2 | Weekend | Saturday | 0.64335 | 0.76416 | 0.74097 | 0.47967 | 1 | 0.47967 | 0.47967 | 0.17422 | 0.47967 | 0.64335 | 0.64335 | 0.21285 | 0.65459 | 0.34191 | 0.21444 | 0.22806 | 0.43226 | 0.49605 | 0.27787 | 0.27735 | 0.17843 | 0.371 | 0.32612 | 0.17422 | 0.22187 | 0.29457 | 0.3541 | 0.32194 | 0.60446 | 0.36349 | 0.22219 | 0.23318 | 0.38714 | 0.44168 | 0.33374 | 0.34208 | 0.25144 | 0.35474 | 0.33003 | 0.19731 | 0.26352 | 0.34624 | 0.25574 | 0
Nov | 11 | 3 | Weekend | Saturday | 0.64542 | 0.76993 | 0.74367 | 0.47696 | 1 | 0.47696 | 0.47696 | 0.17487 | 0.47696 | 0.64542 | 0.64542 | 0.21323 | 0.65495 | 0.3452 | 0.21813 | 0.2313 | 0.449 | 0.50016 | 0.27979 | 0.27931 | 0.18066 | 0.3787 | 0.32382 | 0.17487 | 0.22498 | 0.30228 | 0.3565 | 0.32299 | 0.60312 | 0.36684 | 0.22536 | 0.23634 | 0.39813 | 0.44462 | 0.33476 | 0.34379 | 0.25265 | 0.35958 | 0.33003 | 0.19757 | 0.26391 | 0.35273 | 0.25613 | 0
Nov | 11 | 4 | Weekend | Saturday | 0.65538 | 0.77622 | 0.76503 | 0.5074 | 1 | 0.5074 | 0.5074 | 0.17869 | 0.5074 | 0.65538 | 0.65538 | 0.29888 | 0.65239 | 0.38515 | 0.23662 | 0.22981 | 0.51934 | 0.57698 | 0.28234 | 0.36191 | 0.18138 | 0.40739 | 0.32151 | 0.17869 | 0.22701 | 0.31748 | 0.36164 | 0.36692 | 0.60068 | 0.40061 | 0.24153 | 0.23501 | 0.46623 | 0.51779 | 0.33554 | 0.38311 | 0.25398 | 0.38367 | 0.33003 | 0.19819 | 0.26417 | 0.37011 | 0.25696 | 0
Nov | 11 | 5 | Weekend | Saturday | 0.63444 | 0.8119 | 0.82754 | 0.62981 | 1 | 0.62981 | 0.62981 | 0.17873 | 0.62981 | 0.63444 | 0.63444 | 0.61372 | 0.65922 | 0.44668 | 0.28905 | 0.29349 | 0.6543 | 0.7048 | 0.28492 | 0.70572 | 0.18539 | 0.48588 | 0.36422 | 0.17873 | 0.22886 | 0.41172 | 0.36893 | 0.57814 | 0.61049 | 0.45719 | 0.28173 | 0.2996 | 0.5852 | 0.61733 | 0.33638 | 0.6176 | 0.25847 | 0.47227 | 0.36201 | 0.19833 | 0.26441 | 0.40477 | 0.25819 | 0
Nov | 11 | 6 | Weekend | Saturday | 0.67146 | 0.86216 | 0.91887 | 0.76091 | 0.0044583 | 0.76091 | 0.76091 | 0.575 | 0.76091 | 0.67146 | 0.67146 | 0.79634 | 0.69747 | 0.65666 | 0.41053 | 0.4165 | 0.75689 | 0.77639 | 0.2671 | 0.94918 | 0.17247 | 0.64711 | 0.39731 | 0.575 | 0.60004 | 0.69884 | 0.34512 | 0.83308 | 0.65442 | 0.67323 | 0.36884 | 0.42585 | 0.64651 | 0.71861 | 0.31459 | 0.95776 | 0.23918 | 0.64106 | 0.34964 | 0.24918 | 0.24863 | 0.50216 | 0.21944 | 0
Nov | 11 | 7 | Weekend | Saturday | 0.70961 | 0.9004 | 0.9783 | 0.75172 | 0.0044583 | 0.75172 | 0.75172 | 0.56445 | 0.75172 | 0.70961 | 0.70961 | 0.83867 | 0.73452 | 0.89422 | 0.43553 | 0.35669 | 0.71849 | 0.77379 | 0.23881 | 0.86149 | 0.15551 | 0.81184 | 0.30987 | 0.56445 | 0.55471 | 0.72178 | 0.31805 | 0.90887 | 0.68464 | 0.8415 | 0.4059 | 0.35763 | 0.6054 | 0.73089 | 0.28361 | 0.86737 | 0.21695 | 0.81434 | 0.26008 | 0.26619 | 0.21891 | 0.5575 | 0.1778 | 0
Nov | 11 | 8 | Weekend | Saturday | 0.76911 | 0.9517 | 0.99969 | 0.72392 | 0.0044583 | 0.72392 | 0.72392 | 0.9185 | 0.72392 | 0.76911 | 0.76911 | 0.83311 | 0.76337 | 1 | 0.47415 | 0.35468 | 0.66273 | 0.81961 | 0.2333 | 0.7575 | 0.15316 | 1 | 0.32716 | 0.9185 | 0.89542 | 0.79768 | 0.31923 | 0.86821 | 0.72785 | 0.91645 | 0.45961 | 0.35737 | 0.54644 | 0.79127 | 0.28268 | 0.7343 | 0.21285 | 0.9934 | 0.28905 | 0.48162 | 0.412 | 0.68242 | 0.19925 | 0
Nov | 11 | 9 | Weekend | Saturday | 0.87836 | 0.97053 | 0.99875 | 0.6743 | 0.0044583 | 0.6743 | 0.6743 | 0.94158 | 0.6743 | 0.87836 | 0.87836 | 0.79712 | 0.78304 | 0.81181 | 0.43488 | 0.3462 | 0.58544 | 0.83142 | 0.23496 | 0.78816 | 0.15429 | 0.82661 | 0.31552 | 0.94158 | 0.90435 | 0.77683 | 0.32007 | 0.78696 | 0.7538 | 0.75931 | 0.42349 | 0.34801 | 0.47584 | 0.81545 | 0.28301 | 0.77913 | 0.21448 | 0.81198 | 0.28636 | 0.64784 | 0.58646 | 0.68181 | 0.23178 | 0
Nov | 11 | 10 | Weekend | Saturday | 0.96062 | 0.99191 | 1 | 0.65778 | 0.0044583 | 0.65778 | 0.65778 | 0.95699 | 0.65778 | 0.96062 | 0.96062 | 0.92572 | 0.79289 | 0.68176 | 0.40103 | 0.33489 | 0.52086 | 0.8206 | 0.23372 | 0.88962 | 0.15671 | 0.63379 | 0.30815 | 0.95699 | 0.90503 | 0.85426 | 0.30207 | 0.9138 | 0.76602 | 0.64321 | 0.39165 | 0.33726 | 0.42367 | 0.80193 | 0.28376 | 0.92355 | 0.21271 | 0.60401 | 0.2863 | 0.73626 | 0.6766 | 0.80311 | 0.23028 | 0
Nov | 11 | 11 | Weekend | Saturday | 1 | 1 | 0.99555 | 0.64687 | 0.0044583 | 0.64687 | 0.64687 | 0.92619 | 0.64687 | 1 | 1 | 0.91344 | 0.79959 | 0.6401 | 0.39356 | 0.32951 | 0.50156 | 0.81308 | 0.23703 | 0.88668 | 0.1524 | 0.60774 | 0.29852 | 0.92619 | 0.86385 | 0.90653 | 0.26447 | 0.92544 | 0.77665 | 0.6321 | 0.38703 | 0.33247 | 0.42834 | 0.80296 | 0.28609 | 0.94851 | 0.21388 | 0.5867 | 0.2731 | 0.75532 | 0.69663 | 0.88407 | 0.20804 | 0
Nov | 11 | 12 | Weekend | Saturday | 0.9877 | 0.99316 | 0.98566 | 0.62899 | 0.0044583 | 0.62899 | 0.62899 | 0.93722 | 0.62899 | 0.9877 | 0.9877 | 0.8536 | 0.80423 | 0.60538 | 0.39048 | 0.31945 | 0.48457 | 0.7873 | 0.23296 | 0.85191 | 0.1531 | 0.60292 | 0.26644 | 0.93722 | 0.8684 | 0.89107 | 0.22194 | 0.87439 | 0.78293 | 0.62219 | 0.3845 | 0.32198 | 0.4253 | 0.77244 | 0.28236 | 0.92388 | 0.21222 | 0.58831 | 0.23985 | 0.8145 | 0.75672 | 0.8827 | 0.16722 | 0
Nov | 11 | 13 | Weekend | Saturday | 0.96141 | 0.99044 | 0.98871 | 0.6005 | 0.0044583 | 0.6005 | 0.6005 | 0.91495 | 0.6005 | 0.96141 | 0.96141 | 0.74233 | 0.80486 | 0.58006 | 0.36092 | 0.29299 | 0.4637 | 0.80602 | 0.23239 | 0.80994 | 0.1524 | 0.59859 | 0.26738 | 0.91495 | 0.8437 | 0.87519 | 0.2068 | 0.74821 | 0.78551 | 0.58892 | 0.35398 | 0.29546 | 0.41553 | 0.79578 | 0.28245 | 0.87253 | 0.21266 | 0.58758 | 0.24157 | 0.81377 | 0.75672 | 0.87078 | 0.1647 | 0
Nov | 11 | 14 | Weekend | Saturday | 0.94334 | 0.99247 | 0.97726 | 0.61474 | 0.0044583 | 0.61474 | 0.61474 | 0.90284 | 0.61474 | 0.94334 | 0.94334 | 0.72861 | 0.80025 | 0.57842 | 0.30203 | 0.25211 | 0.46031 | 0.80269 | 0.23083 | 0.70699 | 0.15271 | 0.59563 | 0.26792 | 0.90284 | 0.83191 | 0.85818 | 0.21682 | 0.74667 | 0.78621 | 0.58549 | 0.28825 | 0.25304 | 0.41913 | 0.79289 | 0.28197 | 0.73602 | 0.21235 | 0.58384 | 0.23837 | 0.81396 | 0.75672 | 0.85219 | 0.16635 | 0
Nov | 11 | 15 | Weekend | Saturday | 0.91899 | 0.98977 | 0.95959 | 0.66852 | 1 | 0.66852 | 0.66852 | 0.89361 | 0.66852 | 0.91899 | 0.91899 | 0.79929 | 0.78135 | 0.56569 | 0.30656 | 0.25669 | 0.52616 | 0.79499 | 0.23212 | 0.71094 | 0.15092 | 0.58673 | 0.26516 | 0.89361 | 0.82596 | 0.84875 | 0.19708 | 0.78672 | 0.76884 | 0.57299 | 0.28859 | 0.25792 | 0.48878 | 0.78635 | 0.28173 | 0.73434 | 0.21224 | 0.58536 | 0.23901 | 0.81484 | 0.75672 | 0.8372 | 0.14629 | 0
Nov | 11 | 16 | Weekend | Saturday | 0.90852 | 0.99674 | 0.94582 | 0.82148 | 1 | 0.82148 | 0.82148 | 0.9839 | 0.82148 | 0.90852 | 0.90852 | 0.97658 | 0.7553 | 0.60468 | 0.35211 | 0.34274 | 0.7781 | 0.80741 | 0.26023 | 0.81698 | 0.16972 | 0.65417 | 0.39445 | 0.9839 | 0.96342 | 0.87921 | 0.27408 | 0.98248 | 0.73687 | 0.6328 | 0.32617 | 0.34617 | 0.77088 | 0.79826 | 0.31865 | 0.84904 | 0.23941 | 0.69286 | 0.36342 | 0.89744 | 0.89268 | 0.85895 | 0.21173 | 0
Nov | 11 | 17 | Weekend | Saturday | 0.88548 | 0.98056 | 0.92287 | 0.96271 | 1 | 0.96271 | 0.96271 | 0.99824 | 0.96271 | 0.88548 | 0.88548 | 1 | 0.71946 | 0.70623 | 0.35836 | 0.33524 | 0.94994 | 0.80622 | 0.27349 | 0.94302 | 0.17733 | 0.76375 | 0.40544 | 0.99824 | 1 | 0.85919 | 0.32164 | 0.99967 | 0.69273 | 0.74043 | 0.33377 | 0.33755 | 0.95837 | 0.79353 | 0.33249 | 0.99879 | 0.24978 | 0.80721 | 0.37791 | 0.84707 | 0.85893 | 0.80217 | 0.2503 | 0
Nov | 11 | 18 | Weekend | Saturday | 0.85069 | 0.95795 | 0.89212 | 0.97398 | 1 | 0.97398 | 0.97398 | 0.82426 | 0.97398 | 0.85069 | 0.85069 | 0.95849 | 0.70393 | 0.84094 | 0.31307 | 0.23359 | 0.98973 | 0.59728 | 0.27313 | 0.94642 | 0.17709 | 0.8826 | 0.33234 | 0.82426 | 0.83787 | 0.84786 | 0.35604 | 0.95967 | 0.67022 | 0.88857 | 0.32108 | 0.23853 | 0.9956 | 0.57137 | 0.33351 | 1 | 0.25011 | 0.92977 | 0.33787 | 0.64523 | 0.65999 | 0.76682 | 0.25623 | 0
Nov | 11 | 19 | Weekend | Saturday | 0.81136 | 0.94394 | 0.8699 | 0.94821 | 1 | 0.94821 | 0.94821 | 0.56806 | 0.94821 | 0.81136 | 0.81136 | 0.83846 | 0.68558 | 0.89889 | 0.2993 | 0.23666 | 0.97306 | 0.60129 | 0.27549 | 0.92433 | 0.17904 | 0.91432 | 0.33482 | 0.56806 | 0.5919 | 0.77996 | 0.355 | 0.8395 | 0.64526 | 0.93183 | 0.30443 | 0.24214 | 0.97438 | 0.57241 | 0.33466 | 0.95919 | 0.25212 | 0.95536 | 0.34009 | 0.52015 | 0.55649 | 0.67466 | 0.25586 | 0
Nov | 11 | 20 | Weekend | Saturday | 0.78229 | 0.90536 | 0.84816 | 0.86645 | 1 | 0.86645 | 0.86645 | 0.54103 | 0.86645 | 0.78229 | 0.78229 | 0.83574 | 0.66261 | 0.92805 | 0.29294 | 0.23729 | 0.93489 | 0.56993 | 0.28029 | 0.82626 | 0.18526 | 0.95759 | 0.3346 | 0.54103 | 0.56752 | 0.72894 | 0.38053 | 0.83876 | 0.61219 | 0.97006 | 0.29828 | 0.24226 | 0.93152 | 0.5238 | 0.33558 | 0.82488 | 0.2541 | 1 | 0.33808 | 0.48027 | 0.51643 | 0.61711 | 0.26031 | 0
Nov | 11 | 21 | Weekend | Saturday | 0.7287 | 0.83771 | 0.81989 | 0.78378 | 1 | 0.78378 | 0.78378 | 0.22125 | 0.78378 | 0.7287 | 0.7287 | 0.82933 | 0.66708 | 0.89068 | 0.27437 | 0.24404 | 0.80714 | 0.50269 | 0.28194 | 0.83808 | 0.19027 | 0.88829 | 0.33498 | 0.22125 | 0.26368 | 0.57266 | 0.37286 | 0.83696 | 0.61312 | 0.89589 | 0.27598 | 0.2488 | 0.78438 | 0.46189 | 0.33488 | 0.82208 | 0.25426 | 0.91818 | 0.34009 | 0.26058 | 0.32632 | 0.497 | 0.25883 | 0
Nov | 11 | 22 | Weekend | Saturday | 0.70446 | 0.81187 | 0.78752 | 0.67833 | 1 | 0.67833 | 0.67833 | 0.16906 | 0.67833 | 0.70446 | 0.70446 | 0.80535 | 0.66345 | 0.80612 | 0.25198 | 0.24745 | 0.67007 | 0.46726 | 0.28776 | 0.85915 | 0.19061 | 0.68203 | 0.33472 | 0.16906 | 0.21317 | 0.3113 | 0.39822 | 0.83926 | 0.60486 | 0.73207 | 0.25291 | 0.25212 | 0.61619 | 0.42165 | 0.33623 | 0.82942 | 0.25921 | 0.66813 | 0.33808 | 0.19624 | 0.26242 | 0.36836 | 0.26324 | 0
Nov | 11 | 23 | Weekend | Saturday | 0.66651 | 0.82041 | 0.79266 | 0.57316 | 1 | 0.57316 | 0.57316 | 0.16617 | 0.57316 | 0.66651 | 0.66651 | 0.68786 | 0.67571 | 0.53431 | 0.24447 | 0.24079 | 0.50652 | 0.48591 | 0.27773 | 0.77566 | 0.17758 | 0.45854 | 0.34678 | 0.16617 | 0.21146 | 0.39276 | 0.344 | 0.76161 | 0.63133 | 0.51814 | 0.25394 | 0.2468 | 0.47849 | 0.43056 | 0.33662 | 0.76882 | 0.25114 | 0.44749 | 0.3515 | 0.19174 | 0.25864 | 0.46523 | 0.2541 | 0
Nov | 12 | 24 | Weekend | Sunday | 0.64152 | 0.79582 | 0.75727 | 0.50634 | 1 | 0.50634 | 0.50634 | 0.17171 | 0.50634 | 0.64152 | 0.64152 | 0.45342 | 0.66414 | 0.41154 | 0.21417 | 0.22636 | 0.43947 | 0.48918 | 0.27298 | 0.51416 | 0.17655 | 0.42019 | 0.32382 | 0.17171 | 0.21535 | 0.31098 | 0.34812 | 0.44689 | 0.61675 | 0.42717 | 0.22219 | 0.23147 | 0.40531 | 0.43492 | 0.33315 | 0.45314 | 0.25054 | 0.40624 | 0.33003 | 0.19677 | 0.26269 | 0.36798 | 0.25477 | 0
Nov | 12 | 1 | Weekend | Sunday | 0.63651 | 0.77081 | 0.74646 | 0.48787 | 1 | 0.48787 | 0.48787 | 0.17169 | 0.48787 | 0.63651 | 0.63651 | 0.21225 | 0.65905 | 0.37565 | 0.21424 | 0.22869 | 0.43389 | 0.4922 | 0.27347 | 0.27775 | 0.17793 | 0.4034 | 0.32266 | 0.17169 | 0.21907 | 0.29682 | 0.35284 | 0.32141 | 0.61026 | 0.40251 | 0.22215 | 0.23408 | 0.39304 | 0.43667 | 0.33338 | 0.34113 | 0.25077 | 0.39191 | 0.33003 | 0.19684 | 0.26316 | 0.34871 | 0.25556 | 0
Nov | 12 | 2 | Weekend | Sunday | 0.64335 | 0.76416 | 0.74097 | 0.47967 | 1 | 0.47967 | 0.47967 | 0.17422 | 0.47967 | 0.64335 | 0.64335 | 0.21285 | 0.65459 | 0.34191 | 0.21444 | 0.22806 | 0.43226 | 0.49605 | 0.27787 | 0.27735 | 0.17843 | 0.371 | 0.32612 | 0.17422 | 0.22187 | 0.29457 | 0.3541 | 0.32194 | 0.60446 | 0.36349 | 0.22219 | 0.23318 | 0.38714 | 0.44168 | 0.33374 | 0.34208 | 0.25144 | 0.35474 | 0.33003 | 0.19731 | 0.26352 | 0.34624 | 0.25574 | 0
Nov | 12 | 3 | Weekend | Sunday | 0.64542 | 0.76993 | 0.74367 | 0.47696 | 1 | 0.47696 | 0.47696 | 0.17487 | 0.47696 | 0.64542 | 0.64542 | 0.21323 | 0.65495 | 0.3452 | 0.21813 | 0.2313 | 0.449 | 0.50016 | 0.27979 | 0.27931 | 0.18066 | 0.3787 | 0.32382 | 0.17487 | 0.22498 | 0.30228 | 0.3565 | 0.32299 | 0.60312 | 0.36684 | 0.22536 | 0.23634 | 0.39813 | 0.44462 | 0.33476 | 0.34379 | 0.25265 | 0.35958 | 0.33003 | 0.19757 | 0.26391 | 0.35273 | 0.25613 | 0
Nov | 12 | 4 | Weekend | Sunday | 0.65538 | 0.77622 | 0.76503 | 0.5074 | 1 | 0.5074 | 0.5074 | 0.17869 | 0.5074 | 0.65538 | 0.65538 | 0.29888 | 0.65239 | 0.38515 | 0.23662 | 0.22981 | 0.51934 | 0.57698 | 0.28234 | 0.36191 | 0.18138 | 0.40739 | 0.32151 | 0.17869 | 0.22701 | 0.31748 | 0.36164 | 0.36692 | 0.60068 | 0.40061 | 0.24153 | 0.23501 | 0.46623 | 0.51779 | 0.33554 | 0.38311 | 0.25398 | 0.38367 | 0.33003 | 0.19819 | 0.26417 | 0.37011 | 0.25696 | 0
Nov | 12 | 5 | Weekend | Sunday | 0.63444 | 0.8119 | 0.82754 | 0.62981 | 1 | 0.62981 | 0.62981 | 0.17873 | 0.62981 | 0.63444 | 0.63444 | 0.61372 | 0.65922 | 0.44668 | 0.28905 | 0.29349 | 0.6543 | 0.7048 | 0.28492 | 0.70572 | 0.18539 | 0.48588 | 0.36422 | 0.17873 | 0.22886 | 0.41172 | 0.36893 | 0.57814 | 0.61049 | 0.45719 | 0.28173 | 0.2996 | 0.5852 | 0.61733 | 0.33638 | 0.6176 | 0.25847 | 0.47227 | 0.36201 | 0.19833 | 0.26441 | 0.40477 | 0.25819 | 0
Nov | 12 | 6 | Weekend | Sunday | 0.67146 | 0.86216 | 0.91887 | 0.76091 | 0.0044583 | 0.76091 | 0.76091 | 0.575 | 0.76091 | 0.67146 | 0.67146 | 0.79634 | 0.69747 | 0.65666 | 0.41053 | 0.4165 | 0.75689 | 0.77639 | 0.2671 | 0.94918 | 0.17247 | 0.64711 | 0.39731 | 0.575 | 0.60004 | 0.69884 | 0.34512 | 0.83308 | 0.65442 | 0.67323 | 0.36884 | 0.42585 | 0.64651 | 0.71861 | 0.31459 | 0.95776 | 0.23918 | 0.64106 | 0.34964 | 0.24918 | 0.24863 | 0.50216 | 0.21944 | 0
Nov | 12 | 7 | Weekend | Sunday | 0.70961 | 0.9004 | 0.9783 | 0.75172 | 0.0044583 | 0.75172 | 0.75172 | 0.56445 | 0.75172 | 0.70961 | 0.70961 | 0.83867 | 0.73452 | 0.89422 | 0.43553 | 0.35669 | 0.71849 | 0.77379 | 0.23881 | 0.86149 | 0.15551 | 0.81184 | 0.30987 | 0.56445 | 0.55471 | 0.72178 | 0.31805 | 0.90887 | 0.68464 | 0.8415 | 0.4059 | 0.35763 | 0.6054 | 0.73089 | 0.28361 | 0.86737 | 0.21695 | 0.81434 | 0.26008 | 0.26619 | 0.21891 | 0.5575 | 0.1778 | 0
Nov | 12 | 8 | Weekend | Sunday | 0.76911 | 0.9517 | 0.99969 | 0.72392 | 0.0044583 | 0.72392 | 0.72392 | 0.9185 | 0.72392 | 0.76911 | 0.76911 | 0.83311 | 0.76337 | 1 | 0.47415 | 0.35468 | 0.66273 | 0.81961 | 0.2333 | 0.7575 | 0.15316 | 1 | 0.32716 | 0.9185 | 0.89542 | 0.79768 | 0.31923 | 0.86821 | 0.72785 | 0.91645 | 0.45961 | 0.35737 | 0.54644 | 0.79127 | 0.28268 | 0.7343 | 0.21285 | 0.9934 | 0.28905 | 0.48162 | 0.412 | 0.68242 | 0.19925 | 0
Nov | 12 | 9 | Weekend | Sunday | 0.87836 | 0.97053 | 0.99875 | 0.6743 | 0.0044583 | 0.6743 | 0.6743 | 0.94158 | 0.6743 | 0.87836 | 0.87836 | 0.79712 | 0.78304 | 0.81181 | 0.43488 | 0.3462 | 0.58544 | 0.83142 | 0.23496 | 0.78816 | 0.15429 | 0.82661 | 0.31552 | 0.94158 | 0.90435 | 0.77683 | 0.32007 | 0.78696 | 0.7538 | 0.75931 | 0.42349 | 0.34801 | 0.47584 | 0.81545 | 0.28301 | 0.77913 | 0.21448 | 0.81198 | 0.28636 | 0.64784 | 0.58646 | 0.68181 | 0.23178 | 0
Nov | 12 | 10 | Weekend | Sunday | 0.96062 | 0.99191 | 1 | 0.65778 | 0.0044583 | 0.65778 | 0.65778 | 0.95699 | 0.65778 | 0.96062 | 0.96062 | 0.92572 | 0.79289 | 0.68176 | 0.40103 | 0.33489 | 0.52086 | 0.8206 | 0.23372 | 0.88962 | 0.15671 | 0.63379 | 0.30815 | 0.95699 | 0.90503 | 0.85426 | 0.30207 | 0.9138 | 0.76602 | 0.64321 | 0.39165 | 0.33726 | 0.42367 | 0.80193 | 0.28376 | 0.92355 | 0.21271 | 0.60401 | 0.2863 | 0.73626 | 0.6766 | 0.80311 | 0.23028 | 0
Nov | 12 | 11 | Weekend | Sunday | 1 | 1 | 0.99555 | 0.64687 | 0.0044583 | 0.64687 | 0.64687 | 0.92619 | 0.64687 | 1 | 1 | 0.91344 | 0.79959 | 0.6401 | 0.39356 | 0.32951 | 0.50156 | 0.81308 | 0.23703 | 0.88668 | 0.1524 | 0.60774 | 0.29852 | 0.92619 | 0.86385 | 0.90653 | 0.26447 | 0.92544 | 0.77665 | 0.6321 | 0.38703 | 0.33247 | 0.42834 | 0.80296 | 0.28609 | 0.94851 | 0.21388 | 0.5867 | 0.2731 | 0.75532 | 0.69663 | 0.88407 | 0.20804 | 0
Nov | 12 | 12 | Weekend | Sunday | 0.9877 | 0.99316 | 0.98566 | 0.62899 | 0.0044583 | 0.62899 | 0.62899 | 0.93722 | 0.62899 | 0.9877 | 0.9877 | 0.8536 | 0.80423 | 0.60538 | 0.39048 | 0.31945 | 0.48457 | 0.7873 | 0.23296 | 0.85191 | 0.1531 | 0.60292 | 0.26644 | 0.93722 | 0.8684 | 0.89107 | 0.22194 | 0.87439 | 0.78293 | 0.62219 | 0.3845 | 0.32198 | 0.4253 | 0.77244 | 0.28236 | 0.92388 | 0.21222 | 0.58831 | 0.23985 | 0.8145 | 0.75672 | 0.8827 | 0.16722 | 0
Nov | 12 | 13 | Weekend | Sunday | 0.96141 | 0.99044 | 0.98871 | 0.6005 | 0.0044583 | 0.6005 | 0.6005 | 0.91495 | 0.6005 | 0.96141 | 0.96141 | 0.74233 | 0.80486 | 0.58006 | 0.36092 | 0.29299 | 0.4637 | 0.80602 | 0.23239 | 0.80994 | 0.1524 | 0.59859 | 0.26738 | 0.91495 | 0.8437 | 0.87519 | 0.2068 | 0.74821 | 0.78551 | 0.58892 | 0.35398 | 0.29546 | 0.41553 | 0.79578 | 0.28245 | 0.87253 | 0.21266 | 0.58758 | 0.24157 | 0.81377 | 0.75672 | 0.87078 | 0.1647 | 0
Nov | 12 | 14 | Weekend | Sunday | 0.94334 | 0.99247 | 0.97726 | 0.61474 | 0.0044583 | 0.61474 | 0.61474 | 0.90284 | 0.61474 | 0.94334 | 0.94334 | 0.72861 | 0.80025 | 0.57842 | 0.30203 | 0.25211 | 0.46031 | 0.80269 | 0.23083 | 0.70699 | 0.15271 | 0.59563 | 0.26792 | 0.90284 | 0.83191 | 0.85818 | 0.21682 | 0.74667 | 0.78621 | 0.58549 | 0.28825 | 0.25304 | 0.41913 | 0.79289 | 0.28197 | 0.73602 | 0.21235 | 0.58384 | 0.23837 | 0.81396 | 0.75672 | 0.85219 | 0.16635 | 0
Nov | 12 | 15 | Weekend | Sunday | 0.91899 | 0.98977 | 0.95959 | 0.66852 | 1 | 0.66852 | 0.66852 | 0.89361 | 0.66852 | 0.91899 | 0.91899 | 0.79929 | 0.78135 | 0.56569 | 0.30656 | 0.25669 | 0.52616 | 0.79499 | 0.23212 | 0.71094 | 0.15092 | 0.58673 | 0.26516 | 0.89361 | 0.82596 | 0.84875 | 0.19708 | 0.78672 | 0.76884 | 0.57299 | 0.28859 | 0.25792 | 0.48878 | 0.78635 | 0.28173 | 0.73434 | 0.21224 | 0.58536 | 0.23901 | 0.81484 | 0.75672 | 0.8372 | 0.14629 | 0
Nov | 12 | 16 | Weekend | Sunday | 0.90852 | 0.99674 | 0.94582 | 0.82148 | 1 | 0.82148 | 0.82148 | 0.9839 | 0.82148 | 0.90852 | 0.90852 | 0.97658 | 0.7553 | 0.60468 | 0.35211 | 0.34274 | 0.7781 | 0.80741 | 0.26023 | 0.81698 | 0.16972 | 0.65417 | 0.39445 | 0.9839 | 0.96342 | 0.87921 | 0.27408 | 0.98248 | 0.73687 | 0.6328 | 0.32617 | 0.34617 | 0.77088 | 0.79826 | 0.31865 | 0.84904 | 0.23941 | 0.69286 | 0.36342 | 0.89744 | 0.89268 | 0.85895 | 0.21173 | 0
Nov | 12 | 17 | Weekend | Sunday | 0.88548 | 0.98056 | 0.92287 | 0.96271 | 1 | 0.96271 | 0.96271 | 0.99824 | 0.96271 | 0.88548 | 0.88548 | 1 | 0.71946 | 0.70623 | 0.35836 | 0.33524 | 0.94994 | 0.80622 | 0.27349 | 0.94302 | 0.17733 | 0.76375 | 0.40544 | 0.99824 | 1 | 0.85919 | 0.32164 | 0.99967 | 0.69273 | 0.74043 | 0.33377 | 0.33755 | 0.95837 | 0.79353 | 0.33249 | 0.99879 | 0.24978 | 0.80721 | 0.37791 | 0.84707 | 0.85893 | 0.80217 | 0.2503 | 0
Nov | 12 | 18 | Weekend | Sunday | 0.85069 | 0.95795 | 0.89212 | 0.97398 | 1 | 0.97398 | 0.97398 | 0.82426 | 0.97398 | 0.85069 | 0.85069 | 0.95849 | 0.70393 | 0.84094 | 0.31307 | 0.23359 | 0.98973 | 0.59728 | 0.27313 | 0.94642 | 0.17709 | 0.8826 | 0.33234 | 0.82426 | 0.83787 | 0.84786 | 0.35604 | 0.95967 | 0.67022 | 0.88857 | 0.32108 | 0.23853 | 0.9956 | 0.57137 | 0.33351 | 1 | 0.25011 | 0.92977 | 0.33787 | 0.64523 | 0.65999 | 0.76682 | 0.25623 | 0
Nov | 12 | 19 | Weekend | Sunday | 0.81136 | 0.94394 | 0.8699 | 0.94821 | 1 | 0.94821 | 0.94821 | 0.56806 | 0.94821 | 0.81136 | 0.81136 | 0.83846 | 0.68558 | 0.89889 | 0.2993 | 0.23666 | 0.97306 | 0.60129 | 0.27549 | 0.92433 | 0.17904 | 0.91432 | 0.33482 | 0.56806 | 0.5919 | 0.77996 | 0.355 | 0.8395 | 0.64526 | 0.93183 | 0.30443 | 0.24214 | 0.97438 | 0.57241 | 0.33466 | 0.95919 | 0.25212 | 0.95536 | 0.34009 | 0.52015 | 0.55649 | 0.67466 | 0.25586 | 0
Nov | 12 | 20 | Weekend | Sunday | 0.78229 | 0.90536 | 0.84816 | 0.86645 | 1 | 0.86645 | 0.86645 | 0.54103 | 0.86645 | 0.78229 | 0.78229 | 0.83574 | 0.66261 | 0.92805 | 0.29294 | 0.23729 | 0.93489 | 0.56993 | 0.28029 | 0.82626 | 0.18526 | 0.95759 | 0.3346 | 0.54103 | 0.56752 | 0.72894 | 0.38053 | 0.83876 | 0.61219 | 0.97006 | 0.29828 | 0.24226 | 0.93152 | 0.5238 | 0.33558 | 0.82488 | 0.2541 | 1 | 0.33808 | 0.48027 | 0.51643 | 0.61711 | 0.26031 | 0
Nov | 12 | 21 | Weekend | Sunday | 0.7287 | 0.83771 | 0.81989 | 0.78378 | 1 | 0.78378 | 0.78378 | 0.22125 | 0.78378 | 0.7287 | 0.7287 | 0.82933 | 0.66708 | 0.89068 | 0.27437 | 0.24404 | 0.80714 | 0.50269 | 0.28194 | 0.83808 | 0.19027 | 0.88829 | 0.33498 | 0.22125 | 0.26368 | 0.57266 | 0.37286 | 0.83696 | 0.61312 | 0.89589 | 0.27598 | 0.2488 | 0.78438 | 0.46189 | 0.33488 | 0.82208 | 0.25426 | 0.91818 | 0.34009 | 0.26058 | 0.32632 | 0.497 | 0.25883 | 0
Nov | 12 | 22 | Weekend | Sunday | 0.70446 | 0.81187 | 0.78752 | 0.67833 | 1 | 0.67833 | 0.67833 | 0.16906 | 0.67833 | 0.70446 | 0.70446 | 0.80535 | 0.66345 | 0.80612 | 0.25198 | 0.24745 | 0.67007 | 0.46726 | 0.28776 | 0.85915 | 0.19061 | 0.68203 | 0.33472 | 0.16906 | 0.21317 | 0.3113 | 0.39822 | 0.83926 | 0.60486 | 0.73207 | 0.25291 | 0.25212 | 0.61619 | 0.42165 | 0.33623 | 0.82942 | 0.25921 | 0.66813 | 0.33808 | 0.19624 | 0.26242 | 0.36836 | 0.26324 | 0
Nov | 12 | 23 | Weekend | Sunday | 0.66651 | 0.82041 | 0.79266 | 0.57316 | 1 | 0.57316 | 0.57316 | 0.16991 | 0.57316 | 0.66651 | 0.66651 | 0.7388 | 0.65579 | 0.55343 | 0.26219 | 0.26238 | 0.54858 | 0.43783 | 0.28189 | 0.83824 | 0.18095 | 0.46447 | 0.36156 | 0.16991 | 0.2145 | 0.37946 | 0.38435 | 0.78592 | 0.60605 | 0.52068 | 0.26826 | 0.26796 | 0.48854 | 0.39071 | 0.33659 | 0.79338 | 0.25336 | 0.44368 | 0.36687 | 0.20011 | 0.26582 | 0.44927 | 0.2609 | 0
Nov | 13 | 24 | Weekday | Monday | 0.64069 | 0.78868 | 0.71262 | 0.51417 | 1 | 0.51417 | 0.51417 | 0.16844 | 0.51417 | 0.64069 | 0.64069 | 0.52166 | 0.64753 | 0.3882 | 0.26059 | 0.26745 | 0.47811 | 0.42874 | 0.27822 | 0.59365 | 0.18143 | 0.41852 | 0.36613 | 0.16844 | 0.21334 | 0.29958 | 0.37052 | 0.46514 | 0.59609 | 0.3976 | 0.26724 | 0.27363 | 0.41117 | 0.38092 | 0.33315 | 0.46868 | 0.25269 | 0.39181 | 0.37394 | 0.19837 | 0.26438 | 0.35287 | 0.25859 | 0
Nov | 13 | 1 | Weekday | Monday | 0.63335 | 0.76207 | 0.70557 | 0.49256 | 1 | 0.49256 | 0.49256 | 0.1686 | 0.49256 | 0.63335 | 0.63335 | 0.21189 | 0.64294 | 0.34532 | 0.26148 | 0.26895 | 0.47152 | 0.4438 | 0.27937 | 0.27622 | 0.18144 | 0.40147 | 0.36985 | 0.1686 | 0.21334 | 0.27997 | 0.39363 | 0.32052 | 0.59001 | 0.36564 | 0.2674 | 0.27493 | 0.39815 | 0.39298 | 0.33299 | 0.33969 | 0.25244 | 0.37513 | 0.37542 | 0.19845 | 0.26438 | 0.32948 | 0.26241 | 0
Nov | 13 | 2 | Weekday | Monday | 0.63585 | 0.7529 | 0.70274 | 0.481 | 1 | 0.481 | 0.481 | 0.16905 | 0.481 | 0.63585 | 0.63585 | 0.21217 | 0.6409 | 0.32511 | 0.26143 | 0.27002 | 0.4714 | 0.43397 | 0.27951 | 0.27606 | 0.18111 | 0.38628 | 0.36848 | 0.16905 | 0.21341 | 0.28092 | 0.38109 | 0.321 | 0.58612 | 0.34277 | 0.2675 | 0.27594 | 0.39207 | 0.38506 | 0.33314 | 0.34054 | 0.2527 | 0.35706 | 0.37482 | 0.19862 | 0.26439 | 0.32953 | 0.26033 | 0
Nov | 13 | 3 | Weekday | Monday | 0.63699 | 0.75706 | 0.70587 | 0.47836 | 1 | 0.47836 | 0.47836 | 0.17003 | 0.47836 | 0.63699 | 0.63699 | 0.21279 | 0.64585 | 0.33034 | 0.26393 | 0.27259 | 0.48376 | 0.46509 | 0.28004 | 0.27844 | 0.18208 | 0.39694 | 0.36923 | 0.17003 | 0.2137 | 0.29106 | 0.40588 | 0.32215 | 0.59064 | 0.34965 | 0.26925 | 0.27862 | 0.39686 | 0.41162 | 0.33353 | 0.34245 | 0.25386 | 0.35986 | 0.37586 | 0.19886 | 0.26442 | 0.33825 | 0.26443 | 0
Nov | 13 | 4 | Weekday | Monday | 0.64298 | 0.7567 | 0.72374 | 0.49939 | 1 | 0.49939 | 0.49939 | 0.17103 | 0.49939 | 0.64298 | 0.64298 | 0.26084 | 0.69544 | 0.3654 | 0.27959 | 0.27526 | 0.54527 | 0.58716 | 0.28327 | 0.32796 | 0.18481 | 0.42108 | 0.37208 | 0.17103 | 0.214 | 0.32964 | 0.39296 | 0.35116 | 0.64008 | 0.36954 | 0.28569 | 0.28121 | 0.45789 | 0.52108 | 0.33637 | 0.37213 | 0.25591 | 0.3858 | 0.37787 | 0.19905 | 0.26446 | 0.38154 | 0.26229 | 0
Nov | 13 | 5 | Weekday | Monday | 0.62274 | 0.78148 | 0.77193 | 0.5999 | 1 | 0.5999 | 0.5999 | 0.26238 | 0.5999 | 0.62274 | 0.62274 | 0.62783 | 0.76317 | 0.50226 | 0.34224 | 0.34771 | 0.66998 | 0.74375 | 0.33098 | 0.71776 | 0.25584 | 0.52969 | 0.42081 | 0.26238 | 0.30651 | 0.38795 | 0.44115 | 0.54147 | 0.66049 | 0.487 | 0.33543 | 0.35567 | 0.57399 | 0.64408 | 0.34314 | 0.56374 | 0.27709 | 0.49861 | 0.4196 | 0.22721 | 0.28357 | 0.40873 | 0.28458 | 0
Nov | 13 | 6 | Weekday | Monday | 0.64631 | 0.81941 | 0.83965 | 0.70475 | 0.0044583 | 0.70475 | 0.70475 | 0.78063 | 0.70475 | 0.64631 | 0.64631 | 0.82979 | 0.84531 | 0.79058 | 0.54565 | 0.85488 | 0.77855 | 0.87735 | 0.77902 | 1 | 0.86891 | 0.77372 | 0.66625 | 0.78063 | 0.7913 | 0.76203 | 0.56947 | 0.8184 | 0.80113 | 0.76696 | 0.39241 | 0.87656 | 0.64009 | 0.82984 | 0.41478 | 0.96196 | 0.43478 | 0.76152 | 0.48764 | 0.34897 | 0.32306 | 0.54907 | 0.37096 | 0
Nov | 13 | 7 | Weekday | Monday | 0.66589 | 0.8401 | 0.88171 | 0.71507 | 0.0044583 | 0.71507 | 0.71507 | 0.69124 | 0.71507 | 0.66589 | 0.66589 | 0.91811 | 0.90697 | 0.9868 | 0.65751 | 0.83065 | 0.76126 | 0.9299 | 0.90487 | 0.92656 | 0.982 | 0.88669 | 0.70458 | 0.69124 | 0.66857 | 0.76196 | 0.71653 | 0.90808 | 0.87795 | 0.91067 | 0.52873 | 0.82231 | 0.62421 | 0.90536 | 0.73712 | 0.88602 | 0.74532 | 0.88343 | 0.52 | 0.38857 | 0.32506 | 0.58617 | 0.58659 | 0
Nov | 13 | 8 | Weekday | Monday | 0.71066 | 0.88123 | 0.8977 | 0.74015 | 0.0044583 | 0.74015 | 0.74015 | 0.86923 | 0.74015 | 0.71066 | 0.71066 | 0.9046 | 0.945 | 0.8486 | 0.99338 | 1 | 0.73628 | 0.96338 | 1 | 0.79206 | 1 | 0.81087 | 0.96435 | 0.86923 | 0.83009 | 0.93378 | 0.90196 | 0.88611 | 0.92443 | 0.78579 | 0.94633 | 1 | 0.59967 | 0.95101 | 0.95853 | 0.73306 | 0.90696 | 0.78904 | 0.90661 | 0.62384 | 0.55844 | 0.83684 | 0.84948 | 0
Nov | 13 | 9 | Weekday | Monday | 0.80453 | 0.90417 | 0.89865 | 0.72568 | 0.0044583 | 0.72568 | 0.72568 | 0.9621 | 0.72568 | 0.80453 | 0.80453 | 0.79231 | 0.97724 | 0.73947 | 0.9521 | 0.91063 | 0.65594 | 1 | 0.97578 | 0.79088 | 0.96813 | 0.75008 | 0.94145 | 0.9621 | 0.90714 | 0.96126 | 1 | 0.76795 | 0.96269 | 0.70787 | 0.92198 | 0.91159 | 0.53022 | 1 | 0.96429 | 0.75804 | 0.91901 | 0.73352 | 0.90738 | 0.84381 | 0.78671 | 0.912 | 0.99678 | 0
Nov | 13 | 10 | Weekday | Monday | 0.876 | 0.9276 | 0.90071 | 0.71842 | 0.0044583 | 0.71842 | 0.71842 | 0.95153 | 0.71842 | 0.876 | 0.876 | 0.92182 | 0.99327 | 0.61945 | 0.92673 | 0.88281 | 0.58305 | 0.99584 | 0.97558 | 0.88892 | 0.95672 | 0.59581 | 0.9321 | 0.95153 | 0.88575 | 0.93845 | 0.97533 | 0.91108 | 0.98323 | 0.59352 | 0.9031 | 0.88568 | 0.46965 | 0.99985 | 0.99026 | 0.91715 | 0.94927 | 0.57059 | 0.90983 | 0.88285 | 0.82753 | 0.90781 | 0.9961 | 0
Nov | 13 | 11 | Weekday | Monday | 0.90908 | 0.94129 | 0.89858 | 0.70152 | 0.0044583 | 0.70152 | 0.70152 | 0.91312 | 0.70152 | 0.90908 | 0.90908 | 0.90016 | 0.99506 | 0.59274 | 0.93934 | 0.87969 | 0.56282 | 0.99007 | 0.95666 | 0.89214 | 0.94107 | 0.59478 | 0.92436 | 0.91312 | 0.83955 | 1 | 0.95155 | 0.92309 | 0.98793 | 0.59602 | 0.92097 | 0.88294 | 0.47439 | 0.99576 | 1 | 0.94798 | 0.97072 | 0.57204 | 0.90694 | 0.88259 | 0.82754 | 1 | 0.98309 | 0
Nov | 13 | 12 | Weekday | Monday | 0.89074 | 0.93759 | 0.8907 | 0.67978 | 0.0044583 | 0.67978 | 0.67978 | 0.90583 | 0.67978 | 0.89074 | 0.89074 | 0.84481 | 0.9772 | 0.58643 | 0.92163 | 0.88974 | 0.54207 | 0.95026 | 0.95252 | 0.84947 | 0.9398 | 0.58704 | 0.90279 | 0.90583 | 0.82938 | 0.94102 | 0.88317 | 0.88815 | 0.97157 | 0.59176 | 0.90268 | 0.89345 | 0.4681 | 0.9571 | 0.99902 | 0.92026 | 0.98626 | 0.57252 | 0.87891 | 0.89743 | 0.84243 | 0.94244 | 0.91615 | 0
Nov | 13 | 13 | Weekday | Monday | 0.85982 | 0.9342 | 0.8922 | 0.65868 | 0.0044583 | 0.65868 | 0.65868 | 0.89662 | 0.65868 | 0.85982 | 0.85982 | 0.72962 | 0.99391 | 0.56886 | 0.95218 | 0.85691 | 0.52551 | 0.9813 | 0.95489 | 0.82336 | 0.94928 | 0.58725 | 0.92435 | 0.89662 | 0.81978 | 0.92711 | 0.94977 | 0.74661 | 0.99156 | 0.56557 | 0.94774 | 0.86129 | 0.46131 | 0.99285 | 0.98415 | 0.89003 | 0.99257 | 0.57225 | 0.91579 | 0.89763 | 0.8425 | 0.93246 | 0.99613 | 0
Nov | 13 | 14 | Weekday | Monday | 0.83957 | 0.93628 | 0.88416 | 0.67455 | 0.0044583 | 0.67455 | 0.67455 | 0.89368 | 0.67455 | 0.83957 | 0.83957 | 0.72171 | 0.99197 | 0.56521 | 0.9466 | 0.82945 | 0.51975 | 0.96435 | 0.94842 | 0.71382 | 0.94836 | 0.5852 | 0.9202 | 0.89368 | 0.81778 | 0.91088 | 0.94805 | 0.74653 | 0.9907 | 0.55625 | 0.94729 | 0.83562 | 0.46137 | 0.97949 | 0.98378 | 0.73568 | 1 | 0.56964 | 0.91481 | 0.8973 | 0.84218 | 0.91655 | 0.99578 | 0
Nov | 13 | 15 | Weekday | Monday | 0.82455 | 0.93919 | 0.87388 | 0.72143 | 1 | 0.72143 | 0.72143 | 0.8872 | 0.72143 | 0.82455 | 0.82455 | 0.78595 | 0.99219 | 0.5518 | 0.94566 | 0.8333 | 0.56951 | 0.94147 | 0.93605 | 0.72501 | 0.91248 | 0.57825 | 0.91548 | 0.8872 | 0.8144 | 0.8993 | 0.95443 | 0.76829 | 0.9919 | 0.54197 | 0.94756 | 0.84152 | 0.51425 | 0.96124 | 0.96712 | 0.73466 | 0.97578 | 0.56915 | 0.9127 | 0.89674 | 0.8421 | 0.90468 | 0.99625 | 0
Nov | 13 | 16 | Weekday | Monday | 0.84357 | 0.95751 | 0.87001 | 0.87218 | 1 | 0.87218 | 0.87218 | 0.9845 | 0.87218 | 0.84357 | 0.84357 | 0.97339 | 1 | 0.60753 | 1 | 0.92493 | 0.81472 | 0.97753 | 0.91474 | 0.80767 | 0.87045 | 0.6436 | 1 | 0.9845 | 0.95597 | 0.94041 | 0.96491 | 0.98327 | 1 | 0.63405 | 1 | 0.93609 | 0.79665 | 0.9997 | 0.96003 | 0.82967 | 0.9471 | 0.68112 | 1 | 1 | 1 | 0.94586 | 1 | 0
Nov | 13 | 17 | Weekday | Monday | 0.84247 | 0.94765 | 0.8559 | 1 | 1 | 1 | 1 | 1 | 1 | 0.84247 | 0.84247 | 0.9828 | 0.96422 | 0.73288 | 0.89478 | 0.88104 | 0.95984 | 0.93948 | 0.76607 | 0.9379 | 0.7993 | 0.75983 | 0.78086 | 1 | 0.98961 | 0.95177 | 0.44769 | 1 | 0.96259 | 0.75077 | 0.88252 | 0.892 | 0.95848 | 0.95756 | 0.75594 | 0.99927 | 0.7925 | 0.80347 | 0.74065 | 0.98356 | 0.99779 | 0.94664 | 0.41749 | 0
Nov | 13 | 18 | Weekday | Monday | 0.81555 | 0.9248 | 0.83394 | 0.99632 | 1 | 0.99632 | 0.99632 | 0.87056 | 0.99632 | 0.81555 | 0.81555 | 0.95944 | 0.81098 | 0.91461 | 0.74769 | 0.71747 | 1 | 0.65314 | 0.77835 | 0.94683 | 0.80046 | 0.84556 | 0.69852 | 0.87056 | 0.8682 | 0.94952 | 0.30707 | 0.97802 | 0.79769 | 0.90788 | 0.71699 | 0.72314 | 1 | 0.64458 | 0.7547 | 0.9997 | 0.78166 | 0.87615 | 0.63527 | 0.79914 | 0.80739 | 0.93208 | 0.24808 | 0
Nov | 13 | 19 | Weekday | Monday | 0.78848 | 0.90889 | 0.8158 | 0.95044 | 1 | 0.95044 | 0.95044 | 0.82127 | 0.95044 | 0.78848 | 0.78848 | 0.82735 | 0.79445 | 0.90037 | 0.7135 | 0.70813 | 0.97765 | 0.65158 | 0.79005 | 0.9359 | 0.80003 | 0.87319 | 0.69882 | 0.82127 | 0.8282 | 0.89634 | 0.3411 | 0.83869 | 0.77718 | 0.93731 | 0.67678 | 0.71322 | 0.97678 | 0.63552 | 0.75531 | 0.97815 | 0.78027 | 0.91569 | 0.62942 | 0.7478 | 0.76045 | 0.85955 | 0.25378 | 0
Nov | 13 | 20 | Weekday | Monday | 0.76678 | 0.87602 | 0.79763 | 0.85692 | 1 | 0.85692 | 0.85692 | 0.74492 | 0.85692 | 0.76678 | 0.76678 | 0.82057 | 0.72135 | 0.95423 | 0.6125 | 0.6646 | 0.94731 | 0.57779 | 0.73111 | 0.8156 | 0.72867 | 0.94905 | 0.67676 | 0.74492 | 0.76048 | 0.80352 | 0.328 | 0.83817 | 0.68947 | 1 | 0.55826 | 0.66741 | 0.9476 | 0.53874 | 0.6948 | 0.82402 | 0.70126 | 0.99143 | 0.59429 | 0.6472 | 0.66396 | 0.74641 | 0.25152 | 0
Nov | 13 | 21 | Weekday | Monday | 0.72004 | 0.81736 | 0.77392 | 0.77349 | 1 | 0.77349 | 0.77349 | 0.29496 | 0.77349 | 0.72004 | 0.72004 | 0.81476 | 0.69462 | 0.95706 | 0.55819 | 0.63484 | 0.81567 | 0.47431 | 0.27896 | 0.82237 | 0.17842 | 0.87913 | 0.64563 | 0.29496 | 0.33357 | 0.58435 | 0.35879 | 0.83671 | 0.65919 | 0.94143 | 0.50393 | 0.63685 | 0.8041 | 0.44205 | 0.33225 | 0.82177 | 0.24894 | 0.90711 | 0.56532 | 0.31037 | 0.36953 | 0.5318 | 0.25668 | 0
Nov | 13 | 22 | Weekday | Monday | 0.69729 | 0.79712 | 0.74806 | 0.67478 | 1 | 0.67478 | 0.67478 | 0.16844 | 0.67478 | 0.69729 | 0.69729 | 0.78603 | 0.66486 | 0.75602 | 0.30442 | 0.2714 | 0.66986 | 0.41989 | 0.27613 | 0.82997 | 0.17723 | 0.64368 | 0.38027 | 0.16844 | 0.21334 | 0.30815 | 0.34135 | 0.8376 | 0.62292 | 0.73005 | 0.31655 | 0.27795 | 0.63227 | 0.37479 | 0.33257 | 0.82529 | 0.24908 | 0.64175 | 0.38858 | 0.19837 | 0.26438 | 0.36463 | 0.25373 | 0
Nov | 13 | 23 | Weekday | Monday | 0.66078 | 0.8087 | 0.75165 | 0.57138 | 1 | 0.57138 | 0.57138 | 0.16991 | 0.57138 | 0.66078 | 0.66078 | 0.7388 | 0.65579 | 0.55343 | 0.26219 | 0.26238 | 0.54858 | 0.43783 | 0.28189 | 0.83824 | 0.18095 | 0.46447 | 0.36156 | 0.16991 | 0.2145 | 0.37946 | 0.38435 | 0.78592 | 0.60605 | 0.52068 | 0.26826 | 0.26796 | 0.48854 | 0.39071 | 0.33659 | 0.79338 | 0.25336 | 0.44368 | 0.36687 | 0.20011 | 0.26582 | 0.44927 | 0.2609 | 0
Nov | 14 | 24 | Weekday | Tuesday | 0.64069 | 0.78868 | 0.71262 | 0.51417 | 1 | 0.51417 | 0.51417 | 0.16844 | 0.51417 | 0.64069 | 0.64069 | 0.52166 | 0.64753 | 0.3882 | 0.26059 | 0.26745 | 0.47811 | 0.42874 | 0.27822 | 0.59365 | 0.18143 | 0.41852 | 0.36613 | 0.16844 | 0.21334 | 0.29958 | 0.37052 | 0.46514 | 0.59609 | 0.3976 | 0.26724 | 0.27363 | 0.41117 | 0.38092 | 0.33315 | 0.46868 | 0.25269 | 0.39181 | 0.37394 | 0.19837 | 0.26438 | 0.35287 | 0.25859 | 0
Nov | 14 | 1 | Weekday | Tuesday | 0.63335 | 0.76207 | 0.70557 | 0.49256 | 1 | 0.49256 | 0.49256 | 0.1686 | 0.49256 | 0.63335 | 0.63335 | 0.21189 | 0.64294 | 0.34532 | 0.26148 | 0.26895 | 0.47152 | 0.4438 | 0.27937 | 0.27622 | 0.18144 | 0.40147 | 0.36985 | 0.1686 | 0.21334 | 0.27997 | 0.39363 | 0.32052 | 0.59001 | 0.36564 | 0.2674 | 0.27493 | 0.39815 | 0.39298 | 0.33299 | 0.33969 | 0.25244 | 0.37513 | 0.37542 | 0.19845 | 0.26438 | 0.32948 | 0.26241 | 0
Nov | 14 | 2 | Weekday | Tuesday | 0.63585 | 0.7529 | 0.70274 | 0.481 | 1 | 0.481 | 0.481 | 0.16905 | 0.481 | 0.63585 | 0.63585 | 0.21217 | 0.6409 | 0.32511 | 0.26143 | 0.27002 | 0.4714 | 0.43397 | 0.27951 | 0.27606 | 0.18111 | 0.38628 | 0.36848 | 0.16905 | 0.21341 | 0.28092 | 0.38109 | 0.321 | 0.58612 | 0.34277 | 0.2675 | 0.27594 | 0.39207 | 0.38506 | 0.33314 | 0.34054 | 0.2527 | 0.35706 | 0.37482 | 0.19862 | 0.26439 | 0.32953 | 0.26033 | 0
Nov | 14 | 3 | Weekday | Tuesday | 0.63699 | 0.75706 | 0.70587 | 0.47836 | 1 | 0.47836 | 0.47836 | 0.17003 | 0.47836 | 0.63699 | 0.63699 | 0.21279 | 0.64585 | 0.33034 | 0.26393 | 0.27259 | 0.48376 | 0.46509 | 0.28004 | 0.27844 | 0.18208 | 0.39694 | 0.36923 | 0.17003 | 0.2137 | 0.29106 | 0.40588 | 0.32215 | 0.59064 | 0.34965 | 0.26925 | 0.27862 | 0.39686 | 0.41162 | 0.33353 | 0.34245 | 0.25386 | 0.35986 | 0.37586 | 0.19886 | 0.26442 | 0.33825 | 0.26443 | 0
Nov | 14 | 4 | Weekday | Tuesday | 0.64298 | 0.7567 | 0.72374 | 0.49939 | 1 | 0.49939 | 0.49939 | 0.17103 | 0.49939 | 0.64298 | 0.64298 | 0.26084 | 0.69544 | 0.3654 | 0.27959 | 0.27526 | 0.54527 | 0.58716 | 0.28327 | 0.32796 | 0.18481 | 0.42108 | 0.37208 | 0.17103 | 0.214 | 0.32964 | 0.39296 | 0.35116 | 0.64008 | 0.36954 | 0.28569 | 0.28121 | 0.45789 | 0.52108 | 0.33637 | 0.37213 | 0.25591 | 0.3858 | 0.37787 | 0.19905 | 0.26446 | 0.38154 | 0.26229 | 0
Nov | 14 | 5 | Weekday | Tuesday | 0.62274 | 0.78148 | 0.77193 | 0.5999 | 1 | 0.5999 | 0.5999 | 0.26238 | 0.5999 | 0.62274 | 0.62274 | 0.62783 | 0.76317 | 0.50226 | 0.34224 | 0.34771 | 0.66998 | 0.74375 | 0.33098 | 0.71776 | 0.25584 | 0.52969 | 0.42081 | 0.26238 | 0.30651 | 0.38795 | 0.44115 | 0.54147 | 0.66049 | 0.487 | 0.33543 | 0.35567 | 0.57399 | 0.64408 | 0.34314 | 0.56374 | 0.27709 | 0.49861 | 0.4196 | 0.22721 | 0.28357 | 0.40873 | 0.28458 | 0
Nov | 14 | 6 | Weekday | Tuesday | 0.64631 | 0.81941 | 0.83965 | 0.70475 | 0.0044583 | 0.70475 | 0.70475 | 0.78063 | 0.70475 | 0.64631 | 0.64631 | 0.82979 | 0.84531 | 0.79058 | 0.54565 | 0.85488 | 0.77855 | 0.87735 | 0.77902 | 1 | 0.86891 | 0.77372 | 0.66625 | 0.78063 | 0.7913 | 0.76203 | 0.56947 | 0.8184 | 0.80113 | 0.76696 | 0.39241 | 0.87656 | 0.64009 | 0.82984 | 0.41478 | 0.96196 | 0.43478 | 0.76152 | 0.48764 | 0.34897 | 0.32306 | 0.54907 | 0.37096 | 0
Nov | 14 | 7 | Weekday | Tuesday | 0.66589 | 0.8401 | 0.88171 | 0.71507 | 0.0044583 | 0.71507 | 0.71507 | 0.69124 | 0.71507 | 0.66589 | 0.66589 | 0.91811 | 0.90697 | 0.9868 | 0.65751 | 0.83065 | 0.76126 | 0.9299 | 0.90487 | 0.92656 | 0.982 | 0.88669 | 0.70458 | 0.69124 | 0.66857 | 0.76196 | 0.71653 | 0.90808 | 0.87795 | 0.91067 | 0.52873 | 0.82231 | 0.62421 | 0.90536 | 0.73712 | 0.88602 | 0.74532 | 0.88343 | 0.52 | 0.38857 | 0.32506 | 0.58617 | 0.58659 | 0
Nov | 14 | 8 | Weekday | Tuesday | 0.71066 | 0.88123 | 0.8977 | 0.74015 | 0.0044583 | 0.74015 | 0.74015 | 0.86923 | 0.74015 | 0.71066 | 0.71066 | 0.9046 | 0.945 | 0.8486 | 0.99338 | 1 | 0.73628 | 0.96338 | 1 | 0.79206 | 1 | 0.81087 | 0.96435 | 0.86923 | 0.83009 | 0.93378 | 0.90196 | 0.88611 | 0.92443 | 0.78579 | 0.94633 | 1 | 0.59967 | 0.95101 | 0.95853 | 0.73306 | 0.90696 | 0.78904 | 0.90661 | 0.62384 | 0.55844 | 0.83684 | 0.84948 | 0
Nov | 14 | 9 | Weekday | Tuesday | 0.80453 | 0.90417 | 0.89865 | 0.72568 | 0.0044583 | 0.72568 | 0.72568 | 0.9621 | 0.72568 | 0.80453 | 0.80453 | 0.79231 | 0.97724 | 0.73947 | 0.9521 | 0.91063 | 0.65594 | 1 | 0.97578 | 0.79088 | 0.96813 | 0.75008 | 0.94145 | 0.9621 | 0.90714 | 0.96126 | 1 | 0.76795 | 0.96269 | 0.70787 | 0.92198 | 0.91159 | 0.53022 | 1 | 0.96429 | 0.75804 | 0.91901 | 0.73352 | 0.90738 | 0.84381 | 0.78671 | 0.912 | 0.99678 | 0
Nov | 14 | 10 | Weekday | Tuesday | 0.876 | 0.9276 | 0.90071 | 0.71842 | 0.0044583 | 0.71842 | 0.71842 | 0.95153 | 0.71842 | 0.876 | 0.876 | 0.92182 | 0.99327 | 0.61945 | 0.92673 | 0.88281 | 0.58305 | 0.99584 | 0.97558 | 0.88892 | 0.95672 | 0.59581 | 0.9321 | 0.95153 | 0.88575 | 0.93845 | 0.97533 | 0.91108 | 0.98323 | 0.59352 | 0.9031 | 0.88568 | 0.46965 | 0.99985 | 0.99026 | 0.91715 | 0.94927 | 0.57059 | 0.90983 | 0.88285 | 0.82753 | 0.90781 | 0.9961 | 0
Nov | 14 | 11 | Weekday | Tuesday | 0.90908 | 0.94129 | 0.89858 | 0.70152 | 0.0044583 | 0.70152 | 0.70152 | 0.91312 | 0.70152 | 0.90908 | 0.90908 | 0.90016 | 0.99506 | 0.59274 | 0.93934 | 0.87969 | 0.56282 | 0.99007 | 0.95666 | 0.89214 | 0.94107 | 0.59478 | 0.92436 | 0.91312 | 0.83955 | 1 | 0.95155 | 0.92309 | 0.98793 | 0.59602 | 0.92097 | 0.88294 | 0.47439 | 0.99576 | 1 | 0.94798 | 0.97072 | 0.57204 | 0.90694 | 0.88259 | 0.82754 | 1 | 0.98309 | 0
Nov | 14 | 12 | Weekday | Tuesday | 0.89074 | 0.93759 | 0.8907 | 0.67978 | 0.0044583 | 0.67978 | 0.67978 | 0.90583 | 0.67978 | 0.89074 | 0.89074 | 0.84481 | 0.9772 | 0.58643 | 0.92163 | 0.88974 | 0.54207 | 0.95026 | 0.95252 | 0.84947 | 0.9398 | 0.58704 | 0.90279 | 0.90583 | 0.82938 | 0.94102 | 0.88317 | 0.88815 | 0.97157 | 0.59176 | 0.90268 | 0.89345 | 0.4681 | 0.9571 | 0.99902 | 0.92026 | 0.98626 | 0.57252 | 0.87891 | 0.89743 | 0.84243 | 0.94244 | 0.91615 | 0
Nov | 14 | 13 | Weekday | Tuesday | 0.85982 | 0.9342 | 0.8922 | 0.65868 | 0.0044583 | 0.65868 | 0.65868 | 0.89662 | 0.65868 | 0.85982 | 0.85982 | 0.72962 | 0.99391 | 0.56886 | 0.95218 | 0.85691 | 0.52551 | 0.9813 | 0.95489 | 0.82336 | 0.94928 | 0.58725 | 0.92435 | 0.89662 | 0.81978 | 0.92711 | 0.94977 | 0.74661 | 0.99156 | 0.56557 | 0.94774 | 0.86129 | 0.46131 | 0.99285 | 0.98415 | 0.89003 | 0.99257 | 0.57225 | 0.91579 | 0.89763 | 0.8425 | 0.93246 | 0.99613 | 0
Nov | 14 | 14 | Weekday | Tuesday | 0.83957 | 0.93628 | 0.88416 | 0.67455 | 0.0044583 | 0.67455 | 0.67455 | 0.89368 | 0.67455 | 0.83957 | 0.83957 | 0.72171 | 0.99197 | 0.56521 | 0.9466 | 0.82945 | 0.51975 | 0.96435 | 0.94842 | 0.71382 | 0.94836 | 0.5852 | 0.9202 | 0.89368 | 0.81778 | 0.91088 | 0.94805 | 0.74653 | 0.9907 | 0.55625 | 0.94729 | 0.83562 | 0.46137 | 0.97949 | 0.98378 | 0.73568 | 1 | 0.56964 | 0.91481 | 0.8973 | 0.84218 | 0.91655 | 0.99578 | 0
Nov | 14 | 15 | Weekday | Tuesday | 0.82455 | 0.93919 | 0.87388 | 0.72143 | 1 | 0.72143 | 0.72143 | 0.8872 | 0.72143 | 0.82455 | 0.82455 | 0.78595 | 0.99219 | 0.5518 | 0.94566 | 0.8333 | 0.56951 | 0.94147 | 0.93605 | 0.72501 | 0.91248 | 0.57825 | 0.91548 | 0.8872 | 0.8144 | 0.8993 | 0.95443 | 0.76829 | 0.9919 | 0.54197 | 0.94756 | 0.84152 | 0.51425 | 0.96124 | 0.96712 | 0.73466 | 0.97578 | 0.56915 | 0.9127 | 0.89674 | 0.8421 | 0.90468 | 0.99625 | 0
Nov | 14 | 16 | Weekday | Tuesday | 0.84357 | 0.95751 | 0.87001 | 0.87218 | 1 | 0.87218 | 0.87218 | 0.9845 | 0.87218 | 0.84357 | 0.84357 | 0.97339 | 1 | 0.60753 | 1 | 0.92493 | 0.81472 | 0.97753 | 0.91474 | 0.80767 | 0.87045 | 0.6436 | 1 | 0.9845 | 0.95597 | 0.94041 | 0.96491 | 0.98327 | 1 | 0.63405 | 1 | 0.93609 | 0.79665 | 0.9997 | 0.96003 | 0.82967 | 0.9471 | 0.68112 | 1 | 1 | 1 | 0.94586 | 1 | 0
Nov | 14 | 17 | Weekday | Tuesday | 0.84247 | 0.94765 | 0.8559 | 1 | 1 | 1 | 1 | 1 | 1 | 0.84247 | 0.84247 | 0.9828 | 0.96422 | 0.73288 | 0.89478 | 0.88104 | 0.95984 | 0.93948 | 0.76607 | 0.9379 | 0.7993 | 0.75983 | 0.78086 | 1 | 0.98961 | 0.95177 | 0.44769 | 1 | 0.96259 | 0.75077 | 0.88252 | 0.892 | 0.95848 | 0.95756 | 0.75594 | 0.99927 | 0.7925 | 0.80347 | 0.74065 | 0.98356 | 0.99779 | 0.94664 | 0.41749 | 0
Nov | 14 | 18 | Weekday | Tuesday | 0.81555 | 0.9248 | 0.83394 | 0.99632 | 1 | 0.99632 | 0.99632 | 0.87056 | 0.99632 | 0.81555 | 0.81555 | 0.95944 | 0.81098 | 0.91461 | 0.74769 | 0.71747 | 1 | 0.65314 | 0.77835 | 0.94683 | 0.80046 | 0.84556 | 0.69852 | 0.87056 | 0.8682 | 0.94952 | 0.30707 | 0.97802 | 0.79769 | 0.90788 | 0.71699 | 0.72314 | 1 | 0.64458 | 0.7547 | 0.9997 | 0.78166 | 0.87615 | 0.63527 | 0.79914 | 0.80739 | 0.93208 | 0.24808 | 0
Nov | 14 | 19 | Weekday | Tuesday | 0.78848 | 0.90889 | 0.8158 | 0.95044 | 1 | 0.95044 | 0.95044 | 0.82127 | 0.95044 | 0.78848 | 0.78848 | 0.82735 | 0.79445 | 0.90037 | 0.7135 | 0.70813 | 0.97765 | 0.65158 | 0.79005 | 0.9359 | 0.80003 | 0.87319 | 0.69882 | 0.82127 | 0.8282 | 0.89634 | 0.3411 | 0.83869 | 0.77718 | 0.93731 | 0.67678 | 0.71322 | 0.97678 | 0.63552 | 0.75531 | 0.97815 | 0.78027 | 0.91569 | 0.62942 | 0.7478 | 0.76045 | 0.85955 | 0.25378 | 0
Nov | 14 | 20 | Weekday | Tuesday | 0.76678 | 0.87602 | 0.79763 | 0.85692 | 1 | 0.85692 | 0.85692 | 0.74492 | 0.85692 | 0.76678 | 0.76678 | 0.82057 | 0.72135 | 0.95423 | 0.6125 | 0.6646 | 0.94731 | 0.57779 | 0.73111 | 0.8156 | 0.72867 | 0.94905 | 0.67676 | 0.74492 | 0.76048 | 0.80352 | 0.328 | 0.83817 | 0.68947 | 1 | 0.55826 | 0.66741 | 0.9476 | 0.53874 | 0.6948 | 0.82402 | 0.70126 | 0.99143 | 0.59429 | 0.6472 | 0.66396 | 0.74641 | 0.25152 | 0
Nov | 14 | 21 | Weekday | Tuesday | 0.72004 | 0.81736 | 0.77392 | 0.77349 | 1 | 0.77349 | 0.77349 | 0.29496 | 0.77349 | 0.72004 | 0.72004 | 0.81476 | 0.69462 | 0.95706 | 0.55819 | 0.63484 | 0.81567 | 0.47431 | 0.27896 | 0.82237 | 0.17842 | 0.87913 | 0.64563 | 0.29496 | 0.33357 | 0.58435 | 0.35879 | 0.83671 | 0.65919 | 0.94143 | 0.50393 | 0.63685 | 0.8041 | 0.44205 | 0.33225 | 0.82177 | 0.24894 | 0.90711 | 0.56532 | 0.31037 | 0.36953 | 0.5318 | 0.25668 | 0
Nov | 14 | 22 | Weekday | Tuesday | 0.69729 | 0.79712 | 0.74806 | 0.67478 | 1 | 0.67478 | 0.67478 | 0.16844 | 0.67478 | 0.69729 | 0.69729 | 0.78603 | 0.66486 | 0.75602 | 0.30442 | 0.2714 | 0.66986 | 0.41989 | 0.27613 | 0.82997 | 0.17723 | 0.64368 | 0.38027 | 0.16844 | 0.21334 | 0.30815 | 0.34135 | 0.8376 | 0.62292 | 0.73005 | 0.31655 | 0.27795 | 0.63227 | 0.37479 | 0.33257 | 0.82529 | 0.24908 | 0.64175 | 0.38858 | 0.19837 | 0.26438 | 0.36463 | 0.25373 | 0
Nov | 14 | 23 | Weekday | Tuesday | 0.66078 | 0.8087 | 0.75165 | 0.57138 | 1 | 0.57138 | 0.57138 | 0.16991 | 0.57138 | 0.66078 | 0.66078 | 0.7388 | 0.65579 | 0.55343 | 0.26219 | 0.26238 | 0.54858 | 0.43783 | 0.28189 | 0.83824 | 0.18095 | 0.46447 | 0.36156 | 0.16991 | 0.2145 | 0.37946 | 0.38435 | 0.78592 | 0.60605 | 0.52068 | 0.26826 | 0.26796 | 0.48854 | 0.39071 | 0.33659 | 0.79338 | 0.25336 | 0.44368 | 0.36687 | 0.20011 | 0.26582 | 0.44927 | 0.2609 | 0
Nov | 15 | 24 | Weekday | Wednesday | 0.64069 | 0.78868 | 0.71262 | 0.51417 | 1 | 0.51417 | 0.51417 | 0.16844 | 0.51417 | 0.64069 | 0.64069 | 0.52166 | 0.64753 | 0.3882 | 0.26059 | 0.26745 | 0.47811 | 0.42874 | 0.27822 | 0.59365 | 0.18143 | 0.41852 | 0.36613 | 0.16844 | 0.21334 | 0.29958 | 0.37052 | 0.46514 | 0.59609 | 0.3976 | 0.26724 | 0.27363 | 0.41117 | 0.38092 | 0.33315 | 0.46868 | 0.25269 | 0.39181 | 0.37394 | 0.19837 | 0.26438 | 0.35287 | 0.25859 | 0
Nov | 15 | 1 | Weekday | Wednesday | 0.63335 | 0.76207 | 0.70557 | 0.49256 | 1 | 0.49256 | 0.49256 | 0.1686 | 0.49256 | 0.63335 | 0.63335 | 0.21189 | 0.64294 | 0.34532 | 0.26148 | 0.26895 | 0.47152 | 0.4438 | 0.27937 | 0.27622 | 0.18144 | 0.40147 | 0.36985 | 0.1686 | 0.21334 | 0.27997 | 0.39363 | 0.32052 | 0.59001 | 0.36564 | 0.2674 | 0.27493 | 0.39815 | 0.39298 | 0.33299 | 0.33969 | 0.25244 | 0.37513 | 0.37542 | 0.19845 | 0.26438 | 0.32948 | 0.26241 | 0
Nov | 15 | 2 | Weekday | Wednesday | 0.63585 | 0.7529 | 0.70274 | 0.481 | 1 | 0.481 | 0.481 | 0.16905 | 0.481 | 0.63585 | 0.63585 | 0.21217 | 0.6409 | 0.32511 | 0.26143 | 0.27002 | 0.4714 | 0.43397 | 0.27951 | 0.27606 | 0.18111 | 0.38628 | 0.36848 | 0.16905 | 0.21341 | 0.28092 | 0.38109 | 0.321 | 0.58612 | 0.34277 | 0.2675 | 0.27594 | 0.39207 | 0.38506 | 0.33314 | 0.34054 | 0.2527 | 0.35706 | 0.37482 | 0.19862 | 0.26439 | 0.32953 | 0.26033 | 0
Nov | 15 | 3 | Weekday | Wednesday | 0.63699 | 0.75706 | 0.70587 | 0.47836 | 1 | 0.47836 | 0.47836 | 0.17003 | 0.47836 | 0.63699 | 0.63699 | 0.21279 | 0.64585 | 0.33034 | 0.26393 | 0.27259 | 0.48376 | 0.46509 | 0.28004 | 0.27844 | 0.18208 | 0.39694 | 0.36923 | 0.17003 | 0.2137 | 0.29106 | 0.40588 | 0.32215 | 0.59064 | 0.34965 | 0.26925 | 0.27862 | 0.39686 | 0.41162 | 0.33353 | 0.34245 | 0.25386 | 0.35986 | 0.37586 | 0.19886 | 0.26442 | 0.33825 | 0.26443 | 0
Nov | 15 | 4 | Weekday | Wednesday | 0.64298 | 0.7567 | 0.72374 | 0.49939 | 1 | 0.49939 | 0.49939 | 0.17103 | 0.49939 | 0.64298 | 0.64298 | 0.26084 | 0.69544 | 0.3654 | 0.27959 | 0.27526 | 0.54527 | 0.58716 | 0.28327 | 0.32796 | 0.18481 | 0.42108 | 0.37208 | 0.17103 | 0.214 | 0.32964 | 0.39296 | 0.35116 | 0.64008 | 0.36954 | 0.28569 | 0.28121 | 0.45789 | 0.52108 | 0.33637 | 0.37213 | 0.25591 | 0.3858 | 0.37787 | 0.19905 | 0.26446 | 0.38154 | 0.26229 | 0
Nov | 15 | 5 | Weekday | Wednesday | 0.62274 | 0.78148 | 0.77193 | 0.5999 | 1 | 0.5999 | 0.5999 | 0.26238 | 0.5999 | 0.62274 | 0.62274 | 0.62783 | 0.76317 | 0.50226 | 0.34224 | 0.34771 | 0.66998 | 0.74375 | 0.33098 | 0.71776 | 0.25584 | 0.52969 | 0.42081 | 0.26238 | 0.30651 | 0.38795 | 0.44115 | 0.54147 | 0.66049 | 0.487 | 0.33543 | 0.35567 | 0.57399 | 0.64408 | 0.34314 | 0.56374 | 0.27709 | 0.49861 | 0.4196 | 0.22721 | 0.28357 | 0.40873 | 0.28458 | 0
Nov | 15 | 6 | Weekday | Wednesday | 0.64631 | 0.81941 | 0.83965 | 0.70475 | 0.0044583 | 0.70475 | 0.70475 | 0.78063 | 0.70475 | 0.64631 | 0.64631 | 0.82979 | 0.84531 | 0.79058 | 0.54565 | 0.85488 | 0.77855 | 0.87735 | 0.77902 | 1 | 0.86891 | 0.77372 | 0.66625 | 0.78063 | 0.7913 | 0.76203 | 0.56947 | 0.8184 | 0.80113 | 0.76696 | 0.39241 | 0.87656 | 0.64009 | 0.82984 | 0.41478 | 0.96196 | 0.43478 | 0.76152 | 0.48764 | 0.34897 | 0.32306 | 0.54907 | 0.37096 | 0
Nov | 15 | 7 | Weekday | Wednesday | 0.66589 | 0.8401 | 0.88171 | 0.71507 | 0.0044583 | 0.71507 | 0.71507 | 0.69124 | 0.71507 | 0.66589 | 0.66589 | 0.91811 | 0.90697 | 0.9868 | 0.65751 | 0.83065 | 0.76126 | 0.9299 | 0.90487 | 0.92656 | 0.982 | 0.88669 | 0.70458 | 0.69124 | 0.66857 | 0.76196 | 0.71653 | 0.90808 | 0.87795 | 0.91067 | 0.52873 | 0.82231 | 0.62421 | 0.90536 | 0.73712 | 0.88602 | 0.74532 | 0.88343 | 0.52 | 0.38857 | 0.32506 | 0.58617 | 0.58659 | 0
Nov | 15 | 8 | Weekday | Wednesday | 0.71066 | 0.88123 | 0.8977 | 0.74015 | 0.0044583 | 0.74015 | 0.74015 | 0.86923 | 0.74015 | 0.71066 | 0.71066 | 0.9046 | 0.945 | 0.8486 | 0.99338 | 1 | 0.73628 | 0.96338 | 1 | 0.79206 | 1 | 0.81087 | 0.96435 | 0.86923 | 0.83009 | 0.93378 | 0.90196 | 0.88611 | 0.92443 | 0.78579 | 0.94633 | 1 | 0.59967 | 0.95101 | 0.95853 | 0.73306 | 0.90696 | 0.78904 | 0.90661 | 0.62384 | 0.55844 | 0.83684 | 0.84948 | 0
Nov | 15 | 9 | Weekday | Wednesday | 0.80453 | 0.90417 | 0.89865 | 0.72568 | 0.0044583 | 0.72568 | 0.72568 | 0.9621 | 0.72568 | 0.80453 | 0.80453 | 0.79231 | 0.97724 | 0.73947 | 0.9521 | 0.91063 | 0.65594 | 1 | 0.97578 | 0.79088 | 0.96813 | 0.75008 | 0.94145 | 0.9621 | 0.90714 | 0.96126 | 1 | 0.76795 | 0.96269 | 0.70787 | 0.92198 | 0.91159 | 0.53022 | 1 | 0.96429 | 0.75804 | 0.91901 | 0.73352 | 0.90738 | 0.84381 | 0.78671 | 0.912 | 0.99678 | 0
Nov | 15 | 10 | Weekday | Wednesday | 0.876 | 0.9276 | 0.90071 | 0.71842 | 0.0044583 | 0.71842 | 0.71842 | 0.95153 | 0.71842 | 0.876 | 0.876 | 0.92182 | 0.99327 | 0.61945 | 0.92673 | 0.88281 | 0.58305 | 0.99584 | 0.97558 | 0.88892 | 0.95672 | 0.59581 | 0.9321 | 0.95153 | 0.88575 | 0.93845 | 0.97533 | 0.91108 | 0.98323 | 0.59352 | 0.9031 | 0.88568 | 0.46965 | 0.99985 | 0.99026 | 0.91715 | 0.94927 | 0.57059 | 0.90983 | 0.88285 | 0.82753 | 0.90781 | 0.9961 | 0
Nov | 15 | 11 | Weekday | Wednesday | 0.90908 | 0.94129 | 0.89858 | 0.70152 | 0.0044583 | 0.70152 | 0.70152 | 0.91312 | 0.70152 | 0.90908 | 0.90908 | 0.90016 | 0.99506 | 0.59274 | 0.93934 | 0.87969 | 0.56282 | 0.99007 | 0.95666 | 0.89214 | 0.94107 | 0.59478 | 0.92436 | 0.91312 | 0.83955 | 1 | 0.95155 | 0.92309 | 0.98793 | 0.59602 | 0.92097 | 0.88294 | 0.47439 | 0.99576 | 1 | 0.94798 | 0.97072 | 0.57204 | 0.90694 | 0.88259 | 0.82754 | 1 | 0.98309 | 0
Nov | 15 | 12 | Weekday | Wednesday | 0.89074 | 0.93759 | 0.8907 | 0.67978 | 0.0044583 | 0.67978 | 0.67978 | 0.90583 | 0.67978 | 0.89074 | 0.89074 | 0.84481 | 0.9772 | 0.58643 | 0.92163 | 0.88974 | 0.54207 | 0.95026 | 0.95252 | 0.84947 | 0.9398 | 0.58704 | 0.90279 | 0.90583 | 0.82938 | 0.94102 | 0.88317 | 0.88815 | 0.97157 | 0.59176 | 0.90268 | 0.89345 | 0.4681 | 0.9571 | 0.99902 | 0.92026 | 0.98626 | 0.57252 | 0.87891 | 0.89743 | 0.84243 | 0.94244 | 0.91615 | 0
Nov | 15 | 13 | Weekday | Wednesday | 0.85982 | 0.9342 | 0.8922 | 0.65868 | 0.0044583 | 0.65868 | 0.65868 | 0.89662 | 0.65868 | 0.85982 | 0.85982 | 0.72962 | 0.99391 | 0.56886 | 0.95218 | 0.85691 | 0.52551 | 0.9813 | 0.95489 | 0.82336 | 0.94928 | 0.58725 | 0.92435 | 0.89662 | 0.81978 | 0.92711 | 0.94977 | 0.74661 | 0.99156 | 0.56557 | 0.94774 | 0.86129 | 0.46131 | 0.99285 | 0.98415 | 0.89003 | 0.99257 | 0.57225 | 0.91579 | 0.89763 | 0.8425 | 0.93246 | 0.99613 | 0
Nov | 15 | 14 | Weekday | Wednesday | 0.83957 | 0.93628 | 0.88416 | 0.67455 | 0.0044583 | 0.67455 | 0.67455 | 0.89368 | 0.67455 | 0.83957 | 0.83957 | 0.72171 | 0.99197 | 0.56521 | 0.9466 | 0.82945 | 0.51975 | 0.96435 | 0.94842 | 0.71382 | 0.94836 | 0.5852 | 0.9202 | 0.89368 | 0.81778 | 0.91088 | 0.94805 | 0.74653 | 0.9907 | 0.55625 | 0.94729 | 0.83562 | 0.46137 | 0.97949 | 0.98378 | 0.73568 | 1 | 0.56964 | 0.91481 | 0.8973 | 0.84218 | 0.91655 | 0.99578 | 0
Nov | 15 | 15 | Weekday | Wednesday | 0.82455 | 0.93919 | 0.87388 | 0.72143 | 1 | 0.72143 | 0.72143 | 0.8872 | 0.72143 | 0.82455 | 0.82455 | 0.78595 | 0.99219 | 0.5518 | 0.94566 | 0.8333 | 0.56951 | 0.94147 | 0.93605 | 0.72501 | 0.91248 | 0.57825 | 0.91548 | 0.8872 | 0.8144 | 0.8993 | 0.95443 | 0.76829 | 0.9919 | 0.54197 | 0.94756 | 0.84152 | 0.51425 | 0.96124 | 0.96712 | 0.73466 | 0.97578 | 0.56915 | 0.9127 | 0.89674 | 0.8421 | 0.90468 | 0.99625 | 0
Nov | 15 | 16 | Weekday | Wednesday | 0.84357 | 0.95751 | 0.87001 | 0.87218 | 1 | 0.87218 | 0.87218 | 0.9845 | 0.87218 | 0.84357 | 0.84357 | 0.97339 | 1 | 0.60753 | 1 | 0.92493 | 0.81472 | 0.97753 | 0.91474 | 0.80767 | 0.87045 | 0.6436 | 1 | 0.9845 | 0.95597 | 0.94041 | 0.96491 | 0.98327 | 1 | 0.63405 | 1 | 0.93609 | 0.79665 | 0.9997 | 0.96003 | 0.82967 | 0.9471 | 0.68112 | 1 | 1 | 1 | 0.94586 | 1 | 0
Nov | 15 | 17 | Weekday | Wednesday | 0.84247 | 0.94765 | 0.8559 | 1 | 1 | 1 | 1 | 1 | 1 | 0.84247 | 0.84247 | 0.9828 | 0.96422 | 0.73288 | 0.89478 | 0.88104 | 0.95984 | 0.93948 | 0.76607 | 0.9379 | 0.7993 | 0.75983 | 0.78086 | 1 | 0.98961 | 0.95177 | 0.44769 | 1 | 0.96259 | 0.75077 | 0.88252 | 0.892 | 0.95848 | 0.95756 | 0.75594 | 0.99927 | 0.7925 | 0.80347 | 0.74065 | 0.98356 | 0.99779 | 0.94664 | 0.41749 | 0
Nov | 15 | 18 | Weekday | Wednesday | 0.81555 | 0.9248 | 0.83394 | 0.99632 | 1 | 0.99632 | 0.99632 | 0.87056 | 0.99632 | 0.81555 | 0.81555 | 0.95944 | 0.81098 | 0.91461 | 0.74769 | 0.71747 | 1 | 0.65314 | 0.77835 | 0.94683 | 0.80046 | 0.84556 | 0.69852 | 0.87056 | 0.8682 | 0.94952 | 0.30707 | 0.97802 | 0.79769 | 0.90788 | 0.71699 | 0.72314 | 1 | 0.64458 | 0.7547 | 0.9997 | 0.78166 | 0.87615 | 0.63527 | 0.79914 | 0.80739 | 0.93208 | 0.24808 | 0
Nov | 15 | 19 | Weekday | Wednesday | 0.78848 | 0.90889 | 0.8158 | 0.95044 | 1 | 0.95044 | 0.95044 | 0.82127 | 0.95044 | 0.78848 | 0.78848 | 0.82735 | 0.79445 | 0.90037 | 0.7135 | 0.70813 | 0.97765 | 0.65158 | 0.79005 | 0.9359 | 0.80003 | 0.87319 | 0.69882 | 0.82127 | 0.8282 | 0.89634 | 0.3411 | 0.83869 | 0.77718 | 0.93731 | 0.67678 | 0.71322 | 0.97678 | 0.63552 | 0.75531 | 0.97815 | 0.78027 | 0.91569 | 0.62942 | 0.7478 | 0.76045 | 0.85955 | 0.25378 | 0
Nov | 15 | 20 | Weekday | Wednesday | 0.76678 | 0.87602 | 0.79763 | 0.85692 | 1 | 0.85692 | 0.85692 | 0.74492 | 0.85692 | 0.76678 | 0.76678 | 0.82057 | 0.72135 | 0.95423 | 0.6125 | 0.6646 | 0.94731 | 0.57779 | 0.73111 | 0.8156 | 0.72867 | 0.94905 | 0.67676 | 0.74492 | 0.76048 | 0.80352 | 0.328 | 0.83817 | 0.68947 | 1 | 0.55826 | 0.66741 | 0.9476 | 0.53874 | 0.6948 | 0.82402 | 0.70126 | 0.99143 | 0.59429 | 0.6472 | 0.66396 | 0.74641 | 0.25152 | 0
Nov | 15 | 21 | Weekday | Wednesday | 0.72004 | 0.81736 | 0.77392 | 0.77349 | 1 | 0.77349 | 0.77349 | 0.29496 | 0.77349 | 0.72004 | 0.72004 | 0.81476 | 0.69462 | 0.95706 | 0.55819 | 0.63484 | 0.81567 | 0.47431 | 0.27896 | 0.82237 | 0.17842 | 0.87913 | 0.64563 | 0.29496 | 0.33357 | 0.58435 | 0.35879 | 0.83671 | 0.65919 | 0.94143 | 0.50393 | 0.63685 | 0.8041 | 0.44205 | 0.33225 | 0.82177 | 0.24894 | 0.90711 | 0.56532 | 0.31037 | 0.36953 | 0.5318 | 0.25668 | 0
Nov | 15 | 22 | Weekday | Wednesday | 0.69729 | 0.79712 | 0.74806 | 0.67478 | 1 | 0.67478 | 0.67478 | 0.16844 | 0.67478 | 0.69729 | 0.69729 | 0.78603 | 0.66486 | 0.75602 | 0.30442 | 0.2714 | 0.66986 | 0.41989 | 0.27613 | 0.82997 | 0.17723 | 0.64368 | 0.38027 | 0.16844 | 0.21334 | 0.30815 | 0.34135 | 0.8376 | 0.62292 | 0.73005 | 0.31655 | 0.27795 | 0.63227 | 0.37479 | 0.33257 | 0.82529 | 0.24908 | 0.64175 | 0.38858 | 0.19837 | 0.26438 | 0.36463 | 0.25373 | 0
Nov | 15 | 23 | Weekday | Wednesday | 0.66078 | 0.8087 | 0.75165 | 0.57138 | 1 | 0.57138 | 0.57138 | 0.16991 | 0.57138 | 0.66078 | 0.66078 | 0.7388 | 0.65579 | 0.55343 | 0.26219 | 0.26238 | 0.54858 | 0.43783 | 0.28189 | 0.83824 | 0.18095 | 0.46447 | 0.36156 | 0.16991 | 0.2145 | 0.37946 | 0.38435 | 0.78592 | 0.60605 | 0.52068 | 0.26826 | 0.26796 | 0.48854 | 0.39071 | 0.33659 | 0.79338 | 0.25336 | 0.44368 | 0.36687 | 0.20011 | 0.26582 | 0.44927 | 0.2609 | 0
Nov | 16 | 24 | Weekday | Thursday | 0.64069 | 0.78868 | 0.71262 | 0.51417 | 1 | 0.51417 | 0.51417 | 0.16844 | 0.51417 | 0.64069 | 0.64069 | 0.52166 | 0.64753 | 0.3882 | 0.26059 | 0.26745 | 0.47811 | 0.42874 | 0.27822 | 0.59365 | 0.18143 | 0.41852 | 0.36613 | 0.16844 | 0.21334 | 0.29958 | 0.37052 | 0.46514 | 0.59609 | 0.3976 | 0.26724 | 0.27363 | 0.41117 | 0.38092 | 0.33315 | 0.46868 | 0.25269 | 0.39181 | 0.37394 | 0.19837 | 0.26438 | 0.35287 | 0.25859 | 0
Nov | 16 | 1 | Weekday | Thursday | 0.63335 | 0.76207 | 0.70557 | 0.49256 | 1 | 0.49256 | 0.49256 | 0.1686 | 0.49256 | 0.63335 | 0.63335 | 0.21189 | 0.64294 | 0.34532 | 0.26148 | 0.26895 | 0.47152 | 0.4438 | 0.27937 | 0.27622 | 0.18144 | 0.40147 | 0.36985 | 0.1686 | 0.21334 | 0.27997 | 0.39363 | 0.32052 | 0.59001 | 0.36564 | 0.2674 | 0.27493 | 0.39815 | 0.39298 | 0.33299 | 0.33969 | 0.25244 | 0.37513 | 0.37542 | 0.19845 | 0.26438 | 0.32948 | 0.26241 | 0
Nov | 16 | 2 | Weekday | Thursday | 0.63585 | 0.7529 | 0.70274 | 0.481 | 1 | 0.481 | 0.481 | 0.16905 | 0.481 | 0.63585 | 0.63585 | 0.21217 | 0.6409 | 0.32511 | 0.26143 | 0.27002 | 0.4714 | 0.43397 | 0.27951 | 0.27606 | 0.18111 | 0.38628 | 0.36848 | 0.16905 | 0.21341 | 0.28092 | 0.38109 | 0.321 | 0.58612 | 0.34277 | 0.2675 | 0.27594 | 0.39207 | 0.38506 | 0.33314 | 0.34054 | 0.2527 | 0.35706 | 0.37482 | 0.19862 | 0.26439 | 0.32953 | 0.26033 | 0
Nov | 16 | 3 | Weekday | Thursday | 0.63699 | 0.75706 | 0.70587 | 0.47836 | 1 | 0.47836 | 0.47836 | 0.17003 | 0.47836 | 0.63699 | 0.63699 | 0.21279 | 0.64585 | 0.33034 | 0.26393 | 0.27259 | 0.48376 | 0.46509 | 0.28004 | 0.27844 | 0.18208 | 0.39694 | 0.36923 | 0.17003 | 0.2137 | 0.29106 | 0.40588 | 0.32215 | 0.59064 | 0.34965 | 0.26925 | 0.27862 | 0.39686 | 0.41162 | 0.33353 | 0.34245 | 0.25386 | 0.35986 | 0.37586 | 0.19886 | 0.26442 | 0.33825 | 0.26443 | 0
Nov | 16 | 4 | Weekday | Thursday | 0.64298 | 0.7567 | 0.72374 | 0.49939 | 1 | 0.49939 | 0.49939 | 0.17103 | 0.49939 | 0.64298 | 0.64298 | 0.26084 | 0.69544 | 0.3654 | 0.27959 | 0.27526 | 0.54527 | 0.58716 | 0.28327 | 0.32796 | 0.18481 | 0.42108 | 0.37208 | 0.17103 | 0.214 | 0.32964 | 0.39296 | 0.35116 | 0.64008 | 0.36954 | 0.28569 | 0.28121 | 0.45789 | 0.52108 | 0.33637 | 0.37213 | 0.25591 | 0.3858 | 0.37787 | 0.19905 | 0.26446 | 0.38154 | 0.26229 | 0
Nov | 16 | 5 | Weekday | Thursday | 0.62274 | 0.78148 | 0.77193 | 0.5999 | 1 | 0.5999 | 0.5999 | 0.26238 | 0.5999 | 0.62274 | 0.62274 | 0.62783 | 0.76317 | 0.50226 | 0.34224 | 0.34771 | 0.66998 | 0.74375 | 0.33098 | 0.71776 | 0.25584 | 0.52969 | 0.42081 | 0.26238 | 0.30651 | 0.38795 | 0.44115 | 0.54147 | 0.66049 | 0.487 | 0.33543 | 0.35567 | 0.57399 | 0.64408 | 0.34314 | 0.56374 | 0.27709 | 0.49861 | 0.4196 | 0.22721 | 0.28357 | 0.40873 | 0.28458 | 0
Nov | 16 | 6 | Weekday | Thursday | 0.64631 | 0.81941 | 0.83965 | 0.70475 | 0.0044583 | 0.70475 | 0.70475 | 0.78063 | 0.70475 | 0.64631 | 0.64631 | 0.82979 | 0.84531 | 0.79058 | 0.54565 | 0.85488 | 0.77855 | 0.87735 | 0.77902 | 1 | 0.86891 | 0.77372 | 0.66625 | 0.78063 | 0.7913 | 0.76203 | 0.56947 | 0.8184 | 0.80113 | 0.76696 | 0.39241 | 0.87656 | 0.64009 | 0.82984 | 0.41478 | 0.96196 | 0.43478 | 0.76152 | 0.48764 | 0.34897 | 0.32306 | 0.54907 | 0.37096 | 0
Nov | 16 | 7 | Weekday | Thursday | 0.66589 | 0.8401 | 0.88171 | 0.71507 | 0.0044583 | 0.71507 | 0.71507 | 0.69124 | 0.71507 | 0.66589 | 0.66589 | 0.91811 | 0.90697 | 0.9868 | 0.65751 | 0.83065 | 0.76126 | 0.9299 | 0.90487 | 0.92656 | 0.982 | 0.88669 | 0.70458 | 0.69124 | 0.66857 | 0.76196 | 0.71653 | 0.90808 | 0.87795 | 0.91067 | 0.52873 | 0.82231 | 0.62421 | 0.90536 | 0.73712 | 0.88602 | 0.74532 | 0.88343 | 0.52 | 0.38857 | 0.32506 | 0.58617 | 0.58659 | 0
Nov | 16 | 8 | Weekday | Thursday | 0.71066 | 0.88123 | 0.8977 | 0.74015 | 0.0044583 | 0.74015 | 0.74015 | 0.86923 | 0.74015 | 0.71066 | 0.71066 | 0.9046 | 0.945 | 0.8486 | 0.99338 | 1 | 0.73628 | 0.96338 | 1 | 0.79206 | 1 | 0.81087 | 0.96435 | 0.86923 | 0.83009 | 0.93378 | 0.90196 | 0.88611 | 0.92443 | 0.78579 | 0.94633 | 1 | 0.59967 | 0.95101 | 0.95853 | 0.73306 | 0.90696 | 0.78904 | 0.90661 | 0.62384 | 0.55844 | 0.83684 | 0.84948 | 0
Nov | 16 | 9 | Weekday | Thursday | 0.80453 | 0.90417 | 0.89865 | 0.72568 | 0.0044583 | 0.72568 | 0.72568 | 0.9621 | 0.72568 | 0.80453 | 0.80453 | 0.79231 | 0.97724 | 0.73947 | 0.9521 | 0.91063 | 0.65594 | 1 | 0.97578 | 0.79088 | 0.96813 | 0.75008 | 0.94145 | 0.9621 | 0.90714 | 0.96126 | 1 | 0.76795 | 0.96269 | 0.70787 | 0.92198 | 0.91159 | 0.53022 | 1 | 0.96429 | 0.75804 | 0.91901 | 0.73352 | 0.90738 | 0.84381 | 0.78671 | 0.912 | 0.99678 | 0
Nov | 16 | 10 | Weekday | Thursday | 0.876 | 0.9276 | 0.90071 | 0.71842 | 0.0044583 | 0.71842 | 0.71842 | 0.95153 | 0.71842 | 0.876 | 0.876 | 0.92182 | 0.99327 | 0.61945 | 0.92673 | 0.88281 | 0.58305 | 0.99584 | 0.97558 | 0.88892 | 0.95672 | 0.59581 | 0.9321 | 0.95153 | 0.88575 | 0.93845 | 0.97533 | 0.91108 | 0.98323 | 0.59352 | 0.9031 | 0.88568 | 0.46965 | 0.99985 | 0.99026 | 0.91715 | 0.94927 | 0.57059 | 0.90983 | 0.88285 | 0.82753 | 0.90781 | 0.9961 | 0
Nov | 16 | 11 | Weekday | Thursday | 0.90908 | 0.94129 | 0.89858 | 0.70152 | 0.0044583 | 0.70152 | 0.70152 | 0.91312 | 0.70152 | 0.90908 | 0.90908 | 0.90016 | 0.99506 | 0.59274 | 0.93934 | 0.87969 | 0.56282 | 0.99007 | 0.95666 | 0.89214 | 0.94107 | 0.59478 | 0.92436 | 0.91312 | 0.83955 | 1 | 0.95155 | 0.92309 | 0.98793 | 0.59602 | 0.92097 | 0.88294 | 0.47439 | 0.99576 | 1 | 0.94798 | 0.97072 | 0.57204 | 0.90694 | 0.88259 | 0.82754 | 1 | 0.98309 | 0
Nov | 16 | 12 | Weekday | Thursday | 0.89074 | 0.93759 | 0.8907 | 0.67978 | 0.0044583 | 0.67978 | 0.67978 | 0.90583 | 0.67978 | 0.89074 | 0.89074 | 0.84481 | 0.9772 | 0.58643 | 0.92163 | 0.88974 | 0.54207 | 0.95026 | 0.95252 | 0.84947 | 0.9398 | 0.58704 | 0.90279 | 0.90583 | 0.82938 | 0.94102 | 0.88317 | 0.88815 | 0.97157 | 0.59176 | 0.90268 | 0.89345 | 0.4681 | 0.9571 | 0.99902 | 0.92026 | 0.98626 | 0.57252 | 0.87891 | 0.89743 | 0.84243 | 0.94244 | 0.91615 | 0
Nov | 16 | 13 | Weekday | Thursday | 0.85982 | 0.9342 | 0.8922 | 0.65868 | 0.0044583 | 0.65868 | 0.65868 | 0.89662 | 0.65868 | 0.85982 | 0.85982 | 0.72962 | 0.99391 | 0.56886 | 0.95218 | 0.85691 | 0.52551 | 0.9813 | 0.95489 | 0.82336 | 0.94928 | 0.58725 | 0.92435 | 0.89662 | 0.81978 | 0.92711 | 0.94977 | 0.74661 | 0.99156 | 0.56557 | 0.94774 | 0.86129 | 0.46131 | 0.99285 | 0.98415 | 0.89003 | 0.99257 | 0.57225 | 0.91579 | 0.89763 | 0.8425 | 0.93246 | 0.99613 | 0
Nov | 16 | 14 | Weekday | Thursday | 0.83957 | 0.93628 | 0.88416 | 0.67455 | 0.0044583 | 0.67455 | 0.67455 | 0.89368 | 0.67455 | 0.83957 | 0.83957 | 0.72171 | 0.99197 | 0.56521 | 0.9466 | 0.82945 | 0.51975 | 0.96435 | 0.94842 | 0.71382 | 0.94836 | 0.5852 | 0.9202 | 0.89368 | 0.81778 | 0.91088 | 0.94805 | 0.74653 | 0.9907 | 0.55625 | 0.94729 | 0.83562 | 0.46137 | 0.97949 | 0.98378 | 0.73568 | 1 | 0.56964 | 0.91481 | 0.8973 | 0.84218 | 0.91655 | 0.99578 | 0
Nov | 16 | 15 | Weekday | Thursday | 0.82455 | 0.93919 | 0.87388 | 0.72143 | 1 | 0.72143 | 0.72143 | 0.8872 | 0.72143 | 0.82455 | 0.82455 | 0.78595 | 0.99219 | 0.5518 | 0.94566 | 0.8333 | 0.56951 | 0.94147 | 0.93605 | 0.72501 | 0.91248 | 0.57825 | 0.91548 | 0.8872 | 0.8144 | 0.8993 | 0.95443 | 0.76829 | 0.9919 | 0.54197 | 0.94756 | 0.84152 | 0.51425 | 0.96124 | 0.96712 | 0.73466 | 0.97578 | 0.56915 | 0.9127 | 0.89674 | 0.8421 | 0.90468 | 0.99625 | 0
Nov | 16 | 16 | Weekday | Thursday | 0.84357 | 0.95751 | 0.87001 | 0.87218 | 1 | 0.87218 | 0.87218 | 0.9845 | 0.87218 | 0.84357 | 0.84357 | 0.97339 | 1 | 0.60753 | 1 | 0.92493 | 0.81472 | 0.97753 | 0.91474 | 0.80767 | 0.87045 | 0.6436 | 1 | 0.9845 | 0.95597 | 0.94041 | 0.96491 | 0.98327 | 1 | 0.63405 | 1 | 0.93609 | 0.79665 | 0.9997 | 0.96003 | 0.82967 | 0.9471 | 0.68112 | 1 | 1 | 1 | 0.94586 | 1 | 0
Nov | 16 | 17 | Weekday | Thursday | 0.84247 | 0.94765 | 0.8559 | 1 | 1 | 1 | 1 | 1 | 1 | 0.84247 | 0.84247 | 0.9828 | 0.96422 | 0.73288 | 0.89478 | 0.88104 | 0.95984 | 0.93948 | 0.76607 | 0.9379 | 0.7993 | 0.75983 | 0.78086 | 1 | 0.98961 | 0.95177 | 0.44769 | 1 | 0.96259 | 0.75077 | 0.88252 | 0.892 | 0.95848 | 0.95756 | 0.75594 | 0.99927 | 0.7925 | 0.80347 | 0.74065 | 0.98356 | 0.99779 | 0.94664 | 0.41749 | 0
Nov | 16 | 18 | Weekday | Thursday | 0.81555 | 0.9248 | 0.83394 | 0.99632 | 1 | 0.99632 | 0.99632 | 0.87056 | 0.99632 | 0.81555 | 0.81555 | 0.95944 | 0.81098 | 0.91461 | 0.74769 | 0.71747 | 1 | 0.65314 | 0.77835 | 0.94683 | 0.80046 | 0.84556 | 0.69852 | 0.87056 | 0.8682 | 0.94952 | 0.30707 | 0.97802 | 0.79769 | 0.90788 | 0.71699 | 0.72314 | 1 | 0.64458 | 0.7547 | 0.9997 | 0.78166 | 0.87615 | 0.63527 | 0.79914 | 0.80739 | 0.93208 | 0.24808 | 0
Nov | 16 | 19 | Weekday | Thursday | 0.78848 | 0.90889 | 0.8158 | 0.95044 | 1 | 0.95044 | 0.95044 | 0.82127 | 0.95044 | 0.78848 | 0.78848 | 0.82735 | 0.79445 | 0.90037 | 0.7135 | 0.70813 | 0.97765 | 0.65158 | 0.79005 | 0.9359 | 0.80003 | 0.87319 | 0.69882 | 0.82127 | 0.8282 | 0.89634 | 0.3411 | 0.83869 | 0.77718 | 0.93731 | 0.67678 | 0.71322 | 0.97678 | 0.63552 | 0.75531 | 0.97815 | 0.78027 | 0.91569 | 0.62942 | 0.7478 | 0.76045 | 0.85955 | 0.25378 | 0
Nov | 16 | 20 | Weekday | Thursday | 0.76678 | 0.87602 | 0.79763 | 0.85692 | 1 | 0.85692 | 0.85692 | 0.74492 | 0.85692 | 0.76678 | 0.76678 | 0.82057 | 0.72135 | 0.95423 | 0.6125 | 0.6646 | 0.94731 | 0.57779 | 0.73111 | 0.8156 | 0.72867 | 0.94905 | 0.67676 | 0.74492 | 0.76048 | 0.80352 | 0.328 | 0.83817 | 0.68947 | 1 | 0.55826 | 0.66741 | 0.9476 | 0.53874 | 0.6948 | 0.82402 | 0.70126 | 0.99143 | 0.59429 | 0.6472 | 0.66396 | 0.74641 | 0.25152 | 0
Nov | 16 | 21 | Weekday | Thursday | 0.72004 | 0.81736 | 0.77392 | 0.77349 | 1 | 0.77349 | 0.77349 | 0.29496 | 0.77349 | 0.72004 | 0.72004 | 0.81476 | 0.69462 | 0.95706 | 0.55819 | 0.63484 | 0.81567 | 0.47431 | 0.27896 | 0.82237 | 0.17842 | 0.87913 | 0.64563 | 0.29496 | 0.33357 | 0.58435 | 0.35879 | 0.83671 | 0.65919 | 0.94143 | 0.50393 | 0.63685 | 0.8041 | 0.44205 | 0.33225 | 0.82177 | 0.24894 | 0.90711 | 0.56532 | 0.31037 | 0.36953 | 0.5318 | 0.25668 | 0
Nov | 16 | 22 | Weekday | Thursday | 0.69729 | 0.79712 | 0.74806 | 0.67478 | 1 | 0.67478 | 0.67478 | 0.16844 | 0.67478 | 0.69729 | 0.69729 | 0.78603 | 0.66486 | 0.75602 | 0.30442 | 0.2714 | 0.66986 | 0.41989 | 0.27613 | 0.82997 | 0.17723 | 0.64368 | 0.38027 | 0.16844 | 0.21334 | 0.30815 | 0.34135 | 0.8376 | 0.62292 | 0.73005 | 0.31655 | 0.27795 | 0.63227 | 0.37479 | 0.33257 | 0.82529 | 0.24908 | 0.64175 | 0.38858 | 0.19837 | 0.26438 | 0.36463 | 0.25373 | 0
Nov | 16 | 23 | Weekday | Thursday | 0.66078 | 0.8087 | 0.75165 | 0.57138 | 1 | 0.57138 | 0.57138 | 0.16991 | 0.57138 | 0.66078 | 0.66078 | 0.7388 | 0.65579 | 0.55343 | 0.26219 | 0.26238 | 0.54858 | 0.43783 | 0.28189 | 0.83824 | 0.18095 | 0.46447 | 0.36156 | 0.16991 | 0.2145 | 0.37946 | 0.38435 | 0.78592 | 0.60605 | 0.52068 | 0.26826 | 0.26796 | 0.48854 | 0.39071 | 0.33659 | 0.79338 | 0.25336 | 0.44368 | 0.36687 | 0.20011 | 0.26582 | 0.44927 | 0.2609 | 0
Nov | 17 | 24 | Weekday | Friday | 0.64069 | 0.78868 | 0.71262 | 0.51417 | 1 | 0.51417 | 0.51417 | 0.16844 | 0.51417 | 0.64069 | 0.64069 | 0.52166 | 0.64753 | 0.3882 | 0.26059 | 0.26745 | 0.47811 | 0.42874 | 0.27822 | 0.59365 | 0.18143 | 0.41852 | 0.36613 | 0.16844 | 0.21334 | 0.29958 | 0.37052 | 0.46514 | 0.59609 | 0.3976 | 0.26724 | 0.27363 | 0.41117 | 0.38092 | 0.33315 | 0.46868 | 0.25269 | 0.39181 | 0.37394 | 0.19837 | 0.26438 | 0.35287 | 0.25859 | 0
Nov | 17 | 1 | Weekday | Friday | 0.63335 | 0.76207 | 0.70557 | 0.49256 | 1 | 0.49256 | 0.49256 | 0.1686 | 0.49256 | 0.63335 | 0.63335 | 0.21189 | 0.64294 | 0.34532 | 0.26148 | 0.26895 | 0.47152 | 0.4438 | 0.27937 | 0.27622 | 0.18144 | 0.40147 | 0.36985 | 0.1686 | 0.21334 | 0.27997 | 0.39363 | 0.32052 | 0.59001 | 0.36564 | 0.2674 | 0.27493 | 0.39815 | 0.39298 | 0.33299 | 0.33969 | 0.25244 | 0.37513 | 0.37542 | 0.19845 | 0.26438 | 0.32948 | 0.26241 | 0
Nov | 17 | 2 | Weekday | Friday | 0.63585 | 0.7529 | 0.70274 | 0.481 | 1 | 0.481 | 0.481 | 0.16905 | 0.481 | 0.63585 | 0.63585 | 0.21217 | 0.6409 | 0.32511 | 0.26143 | 0.27002 | 0.4714 | 0.43397 | 0.27951 | 0.27606 | 0.18111 | 0.38628 | 0.36848 | 0.16905 | 0.21341 | 0.28092 | 0.38109 | 0.321 | 0.58612 | 0.34277 | 0.2675 | 0.27594 | 0.39207 | 0.38506 | 0.33314 | 0.34054 | 0.2527 | 0.35706 | 0.37482 | 0.19862 | 0.26439 | 0.32953 | 0.26033 | 0
Nov | 17 | 3 | Weekday | Friday | 0.63699 | 0.75706 | 0.70587 | 0.47836 | 1 | 0.47836 | 0.47836 | 0.17003 | 0.47836 | 0.63699 | 0.63699 | 0.21279 | 0.64585 | 0.33034 | 0.26393 | 0.27259 | 0.48376 | 0.46509 | 0.28004 | 0.27844 | 0.18208 | 0.39694 | 0.36923 | 0.17003 | 0.2137 | 0.29106 | 0.40588 | 0.32215 | 0.59064 | 0.34965 | 0.26925 | 0.27862 | 0.39686 | 0.41162 | 0.33353 | 0.34245 | 0.25386 | 0.35986 | 0.37586 | 0.19886 | 0.26442 | 0.33825 | 0.26443 | 0
Nov | 17 | 4 | Weekday | Friday | 0.64298 | 0.7567 | 0.72374 | 0.49939 | 1 | 0.49939 | 0.49939 | 0.17103 | 0.49939 | 0.64298 | 0.64298 | 0.26084 | 0.69544 | 0.3654 | 0.27959 | 0.27526 | 0.54527 | 0.58716 | 0.28327 | 0.32796 | 0.18481 | 0.42108 | 0.37208 | 0.17103 | 0.214 | 0.32964 | 0.39296 | 0.35116 | 0.64008 | 0.36954 | 0.28569 | 0.28121 | 0.45789 | 0.52108 | 0.33637 | 0.37213 | 0.25591 | 0.3858 | 0.37787 | 0.19905 | 0.26446 | 0.38154 | 0.26229 | 0
Nov | 17 | 5 | Weekday | Friday | 0.62274 | 0.78148 | 0.77193 | 0.5999 | 1 | 0.5999 | 0.5999 | 0.26238 | 0.5999 | 0.62274 | 0.62274 | 0.62783 | 0.76317 | 0.50226 | 0.34224 | 0.34771 | 0.66998 | 0.74375 | 0.33098 | 0.71776 | 0.25584 | 0.52969 | 0.42081 | 0.26238 | 0.30651 | 0.38795 | 0.44115 | 0.54147 | 0.66049 | 0.487 | 0.33543 | 0.35567 | 0.57399 | 0.64408 | 0.34314 | 0.56374 | 0.27709 | 0.49861 | 0.4196 | 0.22721 | 0.28357 | 0.40873 | 0.28458 | 0
Nov | 17 | 6 | Weekday | Friday | 0.64631 | 0.81941 | 0.83965 | 0.70475 | 0.0044583 | 0.70475 | 0.70475 | 0.78063 | 0.70475 | 0.64631 | 0.64631 | 0.82979 | 0.84531 | 0.79058 | 0.54565 | 0.85488 | 0.77855 | 0.87735 | 0.77902 | 1 | 0.86891 | 0.77372 | 0.66625 | 0.78063 | 0.7913 | 0.76203 | 0.56947 | 0.8184 | 0.80113 | 0.76696 | 0.39241 | 0.87656 | 0.64009 | 0.82984 | 0.41478 | 0.96196 | 0.43478 | 0.76152 | 0.48764 | 0.34897 | 0.32306 | 0.54907 | 0.37096 | 0
Nov | 17 | 7 | Weekday | Friday | 0.66589 | 0.8401 | 0.88171 | 0.71507 | 0.0044583 | 0.71507 | 0.71507 | 0.69124 | 0.71507 | 0.66589 | 0.66589 | 0.91811 | 0.90697 | 0.9868 | 0.65751 | 0.83065 | 0.76126 | 0.9299 | 0.90487 | 0.92656 | 0.982 | 0.88669 | 0.70458 | 0.69124 | 0.66857 | 0.76196 | 0.71653 | 0.90808 | 0.87795 | 0.91067 | 0.52873 | 0.82231 | 0.62421 | 0.90536 | 0.73712 | 0.88602 | 0.74532 | 0.88343 | 0.52 | 0.38857 | 0.32506 | 0.58617 | 0.58659 | 0
Nov | 17 | 8 | Weekday | Friday | 0.71066 | 0.88123 | 0.8977 | 0.74015 | 0.0044583 | 0.74015 | 0.74015 | 0.86923 | 0.74015 | 0.71066 | 0.71066 | 0.9046 | 0.945 | 0.8486 | 0.99338 | 1 | 0.73628 | 0.96338 | 1 | 0.79206 | 1 | 0.81087 | 0.96435 | 0.86923 | 0.83009 | 0.93378 | 0.90196 | 0.88611 | 0.92443 | 0.78579 | 0.94633 | 1 | 0.59967 | 0.95101 | 0.95853 | 0.73306 | 0.90696 | 0.78904 | 0.90661 | 0.62384 | 0.55844 | 0.83684 | 0.84948 | 0
Nov | 17 | 9 | Weekday | Friday | 0.80453 | 0.90417 | 0.89865 | 0.72568 | 0.0044583 | 0.72568 | 0.72568 | 0.9621 | 0.72568 | 0.80453 | 0.80453 | 0.79231 | 0.97724 | 0.73947 | 0.9521 | 0.91063 | 0.65594 | 1 | 0.97578 | 0.79088 | 0.96813 | 0.75008 | 0.94145 | 0.9621 | 0.90714 | 0.96126 | 1 | 0.76795 | 0.96269 | 0.70787 | 0.92198 | 0.91159 | 0.53022 | 1 | 0.96429 | 0.75804 | 0.91901 | 0.73352 | 0.90738 | 0.84381 | 0.78671 | 0.912 | 0.99678 | 0
Nov | 17 | 10 | Weekday | Friday | 0.876 | 0.9276 | 0.90071 | 0.71842 | 0.0044583 | 0.71842 | 0.71842 | 0.95153 | 0.71842 | 0.876 | 0.876 | 0.92182 | 0.99327 | 0.61945 | 0.92673 | 0.88281 | 0.58305 | 0.99584 | 0.97558 | 0.88892 | 0.95672 | 0.59581 | 0.9321 | 0.95153 | 0.88575 | 0.93845 | 0.97533 | 0.91108 | 0.98323 | 0.59352 | 0.9031 | 0.88568 | 0.46965 | 0.99985 | 0.99026 | 0.91715 | 0.94927 | 0.57059 | 0.90983 | 0.88285 | 0.82753 | 0.90781 | 0.9961 | 0
Nov | 17 | 11 | Weekday | Friday | 0.90908 | 0.94129 | 0.89858 | 0.70152 | 0.0044583 | 0.70152 | 0.70152 | 0.91312 | 0.70152 | 0.90908 | 0.90908 | 0.90016 | 0.99506 | 0.59274 | 0.93934 | 0.87969 | 0.56282 | 0.99007 | 0.95666 | 0.89214 | 0.94107 | 0.59478 | 0.92436 | 0.91312 | 0.83955 | 1 | 0.95155 | 0.92309 | 0.98793 | 0.59602 | 0.92097 | 0.88294 | 0.47439 | 0.99576 | 1 | 0.94798 | 0.97072 | 0.57204 | 0.90694 | 0.88259 | 0.82754 | 1 | 0.98309 | 0
Nov | 17 | 12 | Weekday | Friday | 0.89074 | 0.93759 | 0.8907 | 0.67978 | 0.0044583 | 0.67978 | 0.67978 | 0.90583 | 0.67978 | 0.89074 | 0.89074 | 0.84481 | 0.9772 | 0.58643 | 0.92163 | 0.88974 | 0.54207 | 0.95026 | 0.95252 | 0.84947 | 0.9398 | 0.58704 | 0.90279 | 0.90583 | 0.82938 | 0.94102 | 0.88317 | 0.88815 | 0.97157 | 0.59176 | 0.90268 | 0.89345 | 0.4681 | 0.9571 | 0.99902 | 0.92026 | 0.98626 | 0.57252 | 0.87891 | 0.89743 | 0.84243 | 0.94244 | 0.91615 | 0
Nov | 17 | 13 | Weekday | Friday | 0.85982 | 0.9342 | 0.8922 | 0.65868 | 0.0044583 | 0.65868 | 0.65868 | 0.89662 | 0.65868 | 0.85982 | 0.85982 | 0.72962 | 0.99391 | 0.56886 | 0.95218 | 0.85691 | 0.52551 | 0.9813 | 0.95489 | 0.82336 | 0.94928 | 0.58725 | 0.92435 | 0.89662 | 0.81978 | 0.92711 | 0.94977 | 0.74661 | 0.99156 | 0.56557 | 0.94774 | 0.86129 | 0.46131 | 0.99285 | 0.98415 | 0.89003 | 0.99257 | 0.57225 | 0.91579 | 0.89763 | 0.8425 | 0.93246 | 0.99613 | 0
Nov | 17 | 14 | Weekday | Friday | 0.83957 | 0.93628 | 0.88416 | 0.67455 | 0.0044583 | 0.67455 | 0.67455 | 0.89368 | 0.67455 | 0.83957 | 0.83957 | 0.72171 | 0.99197 | 0.56521 | 0.9466 | 0.82945 | 0.51975 | 0.96435 | 0.94842 | 0.71382 | 0.94836 | 0.5852 | 0.9202 | 0.89368 | 0.81778 | 0.91088 | 0.94805 | 0.74653 | 0.9907 | 0.55625 | 0.94729 | 0.83562 | 0.46137 | 0.97949 | 0.98378 | 0.73568 | 1 | 0.56964 | 0.91481 | 0.8973 | 0.84218 | 0.91655 | 0.99578 | 0
Nov | 17 | 15 | Weekday | Friday | 0.82455 | 0.93919 | 0.87388 | 0.72143 | 1 | 0.72143 | 0.72143 | 0.8872 | 0.72143 | 0.82455 | 0.82455 | 0.78595 | 0.99219 | 0.5518 | 0.94566 | 0.8333 | 0.56951 | 0.94147 | 0.93605 | 0.72501 | 0.91248 | 0.57825 | 0.91548 | 0.8872 | 0.8144 | 0.8993 | 0.95443 | 0.76829 | 0.9919 | 0.54197 | 0.94756 | 0.84152 | 0.51425 | 0.96124 | 0.96712 | 0.73466 | 0.97578 | 0.56915 | 0.9127 | 0.89674 | 0.8421 | 0.90468 | 0.99625 | 0
Nov | 17 | 16 | Weekday | Friday | 0.84357 | 0.95751 | 0.87001 | 0.87218 | 1 | 0.87218 | 0.87218 | 0.9845 | 0.87218 | 0.84357 | 0.84357 | 0.97339 | 1 | 0.60753 | 1 | 0.92493 | 0.81472 | 0.97753 | 0.91474 | 0.80767 | 0.87045 | 0.6436 | 1 | 0.9845 | 0.95597 | 0.94041 | 0.96491 | 0.98327 | 1 | 0.63405 | 1 | 0.93609 | 0.79665 | 0.9997 | 0.96003 | 0.82967 | 0.9471 | 0.68112 | 1 | 1 | 1 | 0.94586 | 1 | 0
Nov | 17 | 17 | Weekday | Friday | 0.84247 | 0.94765 | 0.8559 | 1 | 1 | 1 | 1 | 1 | 1 | 0.84247 | 0.84247 | 0.9828 | 0.96422 | 0.73288 | 0.89478 | 0.88104 | 0.95984 | 0.93948 | 0.76607 | 0.9379 | 0.7993 | 0.75983 | 0.78086 | 1 | 0.98961 | 0.95177 | 0.44769 | 1 | 0.96259 | 0.75077 | 0.88252 | 0.892 | 0.95848 | 0.95756 | 0.75594 | 0.99927 | 0.7925 | 0.80347 | 0.74065 | 0.98356 | 0.99779 | 0.94664 | 0.41749 | 0
Nov | 17 | 18 | Weekday | Friday | 0.81555 | 0.9248 | 0.83394 | 0.99632 | 1 | 0.99632 | 0.99632 | 0.87056 | 0.99632 | 0.81555 | 0.81555 | 0.95944 | 0.81098 | 0.91461 | 0.74769 | 0.71747 | 1 | 0.65314 | 0.77835 | 0.94683 | 0.80046 | 0.84556 | 0.69852 | 0.87056 | 0.8682 | 0.94952 | 0.30707 | 0.97802 | 0.79769 | 0.90788 | 0.71699 | 0.72314 | 1 | 0.64458 | 0.7547 | 0.9997 | 0.78166 | 0.87615 | 0.63527 | 0.79914 | 0.80739 | 0.93208 | 0.24808 | 0
Nov | 17 | 19 | Weekday | Friday | 0.78848 | 0.90889 | 0.8158 | 0.95044 | 1 | 0.95044 | 0.95044 | 0.82127 | 0.95044 | 0.78848 | 0.78848 | 0.82735 | 0.79445 | 0.90037 | 0.7135 | 0.70813 | 0.97765 | 0.65158 | 0.79005 | 0.9359 | 0.80003 | 0.87319 | 0.69882 | 0.82127 | 0.8282 | 0.89634 | 0.3411 | 0.83869 | 0.77718 | 0.93731 | 0.67678 | 0.71322 | 0.97678 | 0.63552 | 0.75531 | 0.97815 | 0.78027 | 0.91569 | 0.62942 | 0.7478 | 0.76045 | 0.85955 | 0.25378 | 0
Nov | 17 | 20 | Weekday | Friday | 0.76678 | 0.87602 | 0.79763 | 0.85692 | 1 | 0.85692 | 0.85692 | 0.74492 | 0.85692 | 0.76678 | 0.76678 | 0.82057 | 0.72135 | 0.95423 | 0.6125 | 0.6646 | 0.94731 | 0.57779 | 0.73111 | 0.8156 | 0.72867 | 0.94905 | 0.67676 | 0.74492 | 0.76048 | 0.80352 | 0.328 | 0.83817 | 0.68947 | 1 | 0.55826 | 0.66741 | 0.9476 | 0.53874 | 0.6948 | 0.82402 | 0.70126 | 0.99143 | 0.59429 | 0.6472 | 0.66396 | 0.74641 | 0.25152 | 0
Nov | 17 | 21 | Weekday | Friday | 0.72004 | 0.81736 | 0.77392 | 0.77349 | 1 | 0.77349 | 0.77349 | 0.29496 | 0.77349 | 0.72004 | 0.72004 | 0.81476 | 0.69462 | 0.95706 | 0.55819 | 0.63484 | 0.81567 | 0.47431 | 0.27896 | 0.82237 | 0.17842 | 0.87913 | 0.64563 | 0.29496 | 0.33357 | 0.58435 | 0.35879 | 0.83671 | 0.65919 | 0.94143 | 0.50393 | 0.63685 | 0.8041 | 0.44205 | 0.33225 | 0.82177 | 0.24894 | 0.90711 | 0.56532 | 0.31037 | 0.36953 | 0.5318 | 0.25668 | 0
Nov | 17 | 22 | Weekday | Friday | 0.69729 | 0.79712 | 0.74806 | 0.67478 | 1 | 0.67478 | 0.67478 | 0.16844 | 0.67478 | 0.69729 | 0.69729 | 0.78603 | 0.66486 | 0.75602 | 0.30442 | 0.2714 | 0.66986 | 0.41989 | 0.27613 | 0.82997 | 0.17723 | 0.64368 | 0.38027 | 0.16844 | 0.21334 | 0.30815 | 0.34135 | 0.8376 | 0.62292 | 0.73005 | 0.31655 | 0.27795 | 0.63227 | 0.37479 | 0.33257 | 0.82529 | 0.24908 | 0.64175 | 0.38858 | 0.19837 | 0.26438 | 0.36463 | 0.25373 | 0
Nov | 17 | 23 | Weekday | Friday | 0.66078 | 0.8087 | 0.75165 | 0.57138 | 1 | 0.57138 | 0.57138 | 0.16617 | 0.57138 | 0.66078 | 0.66078 | 0.68786 | 0.67571 | 0.53431 | 0.24447 | 0.24079 | 0.50652 | 0.48591 | 0.27773 | 0.77566 | 0.17758 | 0.45854 | 0.34678 | 0.16617 | 0.21146 | 0.39276 | 0.344 | 0.76161 | 0.63133 | 0.51814 | 0.25394 | 0.2468 | 0.47849 | 0.43056 | 0.33662 | 0.76882 | 0.25114 | 0.44749 | 0.3515 | 0.19174 | 0.25864 | 0.46523 | 0.2541 | 0
Nov | 18 | 24 | Weekend | Saturday | 0.64152 | 0.79582 | 0.75727 | 0.50634 | 1 | 0.50634 | 0.50634 | 0.17171 | 0.50634 | 0.64152 | 0.64152 | 0.45342 | 0.66414 | 0.41154 | 0.21417 | 0.22636 | 0.43947 | 0.48918 | 0.27298 | 0.51416 | 0.17655 | 0.42019 | 0.32382 | 0.17171 | 0.21535 | 0.31098 | 0.34812 | 0.44689 | 0.61675 | 0.42717 | 0.22219 | 0.23147 | 0.40531 | 0.43492 | 0.33315 | 0.45314 | 0.25054 | 0.40624 | 0.33003 | 0.19677 | 0.26269 | 0.36798 | 0.25477 | 0
Nov | 18 | 1 | Weekend | Saturday | 0.63651 | 0.77081 | 0.74646 | 0.48787 | 1 | 0.48787 | 0.48787 | 0.17169 | 0.48787 | 0.63651 | 0.63651 | 0.21225 | 0.65905 | 0.37565 | 0.21424 | 0.22869 | 0.43389 | 0.4922 | 0.27347 | 0.27775 | 0.17793 | 0.4034 | 0.32266 | 0.17169 | 0.21907 | 0.29682 | 0.35284 | 0.32141 | 0.61026 | 0.40251 | 0.22215 | 0.23408 | 0.39304 | 0.43667 | 0.33338 | 0.34113 | 0.25077 | 0.39191 | 0.33003 | 0.19684 | 0.26316 | 0.34871 | 0.25556 | 0
Nov | 18 | 2 | Weekend | Saturday | 0.64335 | 0.76416 | 0.74097 | 0.47967 | 1 | 0.47967 | 0.47967 | 0.17422 | 0.47967 | 0.64335 | 0.64335 | 0.21285 | 0.65459 | 0.34191 | 0.21444 | 0.22806 | 0.43226 | 0.49605 | 0.27787 | 0.27735 | 0.17843 | 0.371 | 0.32612 | 0.17422 | 0.22187 | 0.29457 | 0.3541 | 0.32194 | 0.60446 | 0.36349 | 0.22219 | 0.23318 | 0.38714 | 0.44168 | 0.33374 | 0.34208 | 0.25144 | 0.35474 | 0.33003 | 0.19731 | 0.26352 | 0.34624 | 0.25574 | 0
Nov | 18 | 3 | Weekend | Saturday | 0.64542 | 0.76993 | 0.74367 | 0.47696 | 1 | 0.47696 | 0.47696 | 0.17487 | 0.47696 | 0.64542 | 0.64542 | 0.21323 | 0.65495 | 0.3452 | 0.21813 | 0.2313 | 0.449 | 0.50016 | 0.27979 | 0.27931 | 0.18066 | 0.3787 | 0.32382 | 0.17487 | 0.22498 | 0.30228 | 0.3565 | 0.32299 | 0.60312 | 0.36684 | 0.22536 | 0.23634 | 0.39813 | 0.44462 | 0.33476 | 0.34379 | 0.25265 | 0.35958 | 0.33003 | 0.19757 | 0.26391 | 0.35273 | 0.25613 | 0
Nov | 18 | 4 | Weekend | Saturday | 0.65538 | 0.77622 | 0.76503 | 0.5074 | 1 | 0.5074 | 0.5074 | 0.17869 | 0.5074 | 0.65538 | 0.65538 | 0.29888 | 0.65239 | 0.38515 | 0.23662 | 0.22981 | 0.51934 | 0.57698 | 0.28234 | 0.36191 | 0.18138 | 0.40739 | 0.32151 | 0.17869 | 0.22701 | 0.31748 | 0.36164 | 0.36692 | 0.60068 | 0.40061 | 0.24153 | 0.23501 | 0.46623 | 0.51779 | 0.33554 | 0.38311 | 0.25398 | 0.38367 | 0.33003 | 0.19819 | 0.26417 | 0.37011 | 0.25696 | 0
Nov | 18 | 5 | Weekend | Saturday | 0.63444 | 0.8119 | 0.82754 | 0.62981 | 1 | 0.62981 | 0.62981 | 0.17873 | 0.62981 | 0.63444 | 0.63444 | 0.61372 | 0.65922 | 0.44668 | 0.28905 | 0.29349 | 0.6543 | 0.7048 | 0.28492 | 0.70572 | 0.18539 | 0.48588 | 0.36422 | 0.17873 | 0.22886 | 0.41172 | 0.36893 | 0.57814 | 0.61049 | 0.45719 | 0.28173 | 0.2996 | 0.5852 | 0.61733 | 0.33638 | 0.6176 | 0.25847 | 0.47227 | 0.36201 | 0.19833 | 0.26441 | 0.40477 | 0.25819 | 0
Nov | 18 | 6 | Weekend | Saturday | 0.67146 | 0.86216 | 0.91887 | 0.76091 | 0.0044583 | 0.76091 | 0.76091 | 0.575 | 0.76091 | 0.67146 | 0.67146 | 0.79634 | 0.69747 | 0.65666 | 0.41053 | 0.4165 | 0.75689 | 0.77639 | 0.2671 | 0.94918 | 0.17247 | 0.64711 | 0.39731 | 0.575 | 0.60004 | 0.69884 | 0.34512 | 0.83308 | 0.65442 | 0.67323 | 0.36884 | 0.42585 | 0.64651 | 0.71861 | 0.31459 | 0.95776 | 0.23918 | 0.64106 | 0.34964 | 0.24918 | 0.24863 | 0.50216 | 0.21944 | 0
Nov | 18 | 7 | Weekend | Saturday | 0.70961 | 0.9004 | 0.9783 | 0.75172 | 0.0044583 | 0.75172 | 0.75172 | 0.56445 | 0.75172 | 0.70961 | 0.70961 | 0.83867 | 0.73452 | 0.89422 | 0.43553 | 0.35669 | 0.71849 | 0.77379 | 0.23881 | 0.86149 | 0.15551 | 0.81184 | 0.30987 | 0.56445 | 0.55471 | 0.72178 | 0.31805 | 0.90887 | 0.68464 | 0.8415 | 0.4059 | 0.35763 | 0.6054 | 0.73089 | 0.28361 | 0.86737 | 0.21695 | 0.81434 | 0.26008 | 0.26619 | 0.21891 | 0.5575 | 0.1778 | 0
Nov | 18 | 8 | Weekend | Saturday | 0.76911 | 0.9517 | 0.99969 | 0.72392 | 0.0044583 | 0.72392 | 0.72392 | 0.9185 | 0.72392 | 0.76911 | 0.76911 | 0.83311 | 0.76337 | 1 | 0.47415 | 0.35468 | 0.66273 | 0.81961 | 0.2333 | 0.7575 | 0.15316 | 1 | 0.32716 | 0.9185 | 0.89542 | 0.79768 | 0.31923 | 0.86821 | 0.72785 | 0.91645 | 0.45961 | 0.35737 | 0.54644 | 0.79127 | 0.28268 | 0.7343 | 0.21285 | 0.9934 | 0.28905 | 0.48162 | 0.412 | 0.68242 | 0.19925 | 0
Nov | 18 | 9 | Weekend | Saturday | 0.87836 | 0.97053 | 0.99875 | 0.6743 | 0.0044583 | 0.6743 | 0.6743 | 0.94158 | 0.6743 | 0.87836 | 0.87836 | 0.79712 | 0.78304 | 0.81181 | 0.43488 | 0.3462 | 0.58544 | 0.83142 | 0.23496 | 0.78816 | 0.15429 | 0.82661 | 0.31552 | 0.94158 | 0.90435 | 0.77683 | 0.32007 | 0.78696 | 0.7538 | 0.75931 | 0.42349 | 0.34801 | 0.47584 | 0.81545 | 0.28301 | 0.77913 | 0.21448 | 0.81198 | 0.28636 | 0.64784 | 0.58646 | 0.68181 | 0.23178 | 0
Nov | 18 | 10 | Weekend | Saturday | 0.96062 | 0.99191 | 1 | 0.65778 | 0.0044583 | 0.65778 | 0.65778 | 0.95699 | 0.65778 | 0.96062 | 0.96062 | 0.92572 | 0.79289 | 0.68176 | 0.40103 | 0.33489 | 0.52086 | 0.8206 | 0.23372 | 0.88962 | 0.15671 | 0.63379 | 0.30815 | 0.95699 | 0.90503 | 0.85426 | 0.30207 | 0.9138 | 0.76602 | 0.64321 | 0.39165 | 0.33726 | 0.42367 | 0.80193 | 0.28376 | 0.92355 | 0.21271 | 0.60401 | 0.2863 | 0.73626 | 0.6766 | 0.80311 | 0.23028 | 0
Nov | 18 | 11 | Weekend | Saturday | 1 | 1 | 0.99555 | 0.64687 | 0.0044583 | 0.64687 | 0.64687 | 0.92619 | 0.64687 | 1 | 1 | 0.91344 | 0.79959 | 0.6401 | 0.39356 | 0.32951 | 0.50156 | 0.81308 | 0.23703 | 0.88668 | 0.1524 | 0.60774 | 0.29852 | 0.92619 | 0.86385 | 0.90653 | 0.26447 | 0.92544 | 0.77665 | 0.6321 | 0.38703 | 0.33247 | 0.42834 | 0.80296 | 0.28609 | 0.94851 | 0.21388 | 0.5867 | 0.2731 | 0.75532 | 0.69663 | 0.88407 | 0.20804 | 0
Nov | 18 | 12 | Weekend | Saturday | 0.9877 | 0.99316 | 0.98566 | 0.62899 | 0.0044583 | 0.62899 | 0.62899 | 0.93722 | 0.62899 | 0.9877 | 0.9877 | 0.8536 | 0.80423 | 0.60538 | 0.39048 | 0.31945 | 0.48457 | 0.7873 | 0.23296 | 0.85191 | 0.1531 | 0.60292 | 0.26644 | 0.93722 | 0.8684 | 0.89107 | 0.22194 | 0.87439 | 0.78293 | 0.62219 | 0.3845 | 0.32198 | 0.4253 | 0.77244 | 0.28236 | 0.92388 | 0.21222 | 0.58831 | 0.23985 | 0.8145 | 0.75672 | 0.8827 | 0.16722 | 0
Nov | 18 | 13 | Weekend | Saturday | 0.96141 | 0.99044 | 0.98871 | 0.6005 | 0.0044583 | 0.6005 | 0.6005 | 0.91495 | 0.6005 | 0.96141 | 0.96141 | 0.74233 | 0.80486 | 0.58006 | 0.36092 | 0.29299 | 0.4637 | 0.80602 | 0.23239 | 0.80994 | 0.1524 | 0.59859 | 0.26738 | 0.91495 | 0.8437 | 0.87519 | 0.2068 | 0.74821 | 0.78551 | 0.58892 | 0.35398 | 0.29546 | 0.41553 | 0.79578 | 0.28245 | 0.87253 | 0.21266 | 0.58758 | 0.24157 | 0.81377 | 0.75672 | 0.87078 | 0.1647 | 0
Nov | 18 | 14 | Weekend | Saturday | 0.94334 | 0.99247 | 0.97726 | 0.61474 | 0.0044583 | 0.61474 | 0.61474 | 0.90284 | 0.61474 | 0.94334 | 0.94334 | 0.72861 | 0.80025 | 0.57842 | 0.30203 | 0.25211 | 0.46031 | 0.80269 | 0.23083 | 0.70699 | 0.15271 | 0.59563 | 0.26792 | 0.90284 | 0.83191 | 0.85818 | 0.21682 | 0.74667 | 0.78621 | 0.58549 | 0.28825 | 0.25304 | 0.41913 | 0.79289 | 0.28197 | 0.73602 | 0.21235 | 0.58384 | 0.23837 | 0.81396 | 0.75672 | 0.85219 | 0.16635 | 0
Nov | 18 | 15 | Weekend | Saturday | 0.91899 | 0.98977 | 0.95959 | 0.66852 | 1 | 0.66852 | 0.66852 | 0.89361 | 0.66852 | 0.91899 | 0.91899 | 0.79929 | 0.78135 | 0.56569 | 0.30656 | 0.25669 | 0.52616 | 0.79499 | 0.23212 | 0.71094 | 0.15092 | 0.58673 | 0.26516 | 0.89361 | 0.82596 | 0.84875 | 0.19708 | 0.78672 | 0.76884 | 0.57299 | 0.28859 | 0.25792 | 0.48878 | 0.78635 | 0.28173 | 0.73434 | 0.21224 | 0.58536 | 0.23901 | 0.81484 | 0.75672 | 0.8372 | 0.14629 | 0
Nov | 18 | 16 | Weekend | Saturday | 0.90852 | 0.99674 | 0.94582 | 0.82148 | 1 | 0.82148 | 0.82148 | 0.9839 | 0.82148 | 0.90852 | 0.90852 | 0.97658 | 0.7553 | 0.60468 | 0.35211 | 0.34274 | 0.7781 | 0.80741 | 0.26023 | 0.81698 | 0.16972 | 0.65417 | 0.39445 | 0.9839 | 0.96342 | 0.87921 | 0.27408 | 0.98248 | 0.73687 | 0.6328 | 0.32617 | 0.34617 | 0.77088 | 0.79826 | 0.31865 | 0.84904 | 0.23941 | 0.69286 | 0.36342 | 0.89744 | 0.89268 | 0.85895 | 0.21173 | 0
Nov | 18 | 17 | Weekend | Saturday | 0.88548 | 0.98056 | 0.92287 | 0.96271 | 1 | 0.96271 | 0.96271 | 0.99824 | 0.96271 | 0.88548 | 0.88548 | 1 | 0.71946 | 0.70623 | 0.35836 | 0.33524 | 0.94994 | 0.80622 | 0.27349 | 0.94302 | 0.17733 | 0.76375 | 0.40544 | 0.99824 | 1 | 0.85919 | 0.32164 | 0.99967 | 0.69273 | 0.74043 | 0.33377 | 0.33755 | 0.95837 | 0.79353 | 0.33249 | 0.99879 | 0.24978 | 0.80721 | 0.37791 | 0.84707 | 0.85893 | 0.80217 | 0.2503 | 0
Nov | 18 | 18 | Weekend | Saturday | 0.85069 | 0.95795 | 0.89212 | 0.97398 | 1 | 0.97398 | 0.97398 | 0.82426 | 0.97398 | 0.85069 | 0.85069 | 0.95849 | 0.70393 | 0.84094 | 0.31307 | 0.23359 | 0.98973 | 0.59728 | 0.27313 | 0.94642 | 0.17709 | 0.8826 | 0.33234 | 0.82426 | 0.83787 | 0.84786 | 0.35604 | 0.95967 | 0.67022 | 0.88857 | 0.32108 | 0.23853 | 0.9956 | 0.57137 | 0.33351 | 1 | 0.25011 | 0.92977 | 0.33787 | 0.64523 | 0.65999 | 0.76682 | 0.25623 | 0
Nov | 18 | 19 | Weekend | Saturday | 0.81136 | 0.94394 | 0.8699 | 0.94821 | 1 | 0.94821 | 0.94821 | 0.56806 | 0.94821 | 0.81136 | 0.81136 | 0.83846 | 0.68558 | 0.89889 | 0.2993 | 0.23666 | 0.97306 | 0.60129 | 0.27549 | 0.92433 | 0.17904 | 0.91432 | 0.33482 | 0.56806 | 0.5919 | 0.77996 | 0.355 | 0.8395 | 0.64526 | 0.93183 | 0.30443 | 0.24214 | 0.97438 | 0.57241 | 0.33466 | 0.95919 | 0.25212 | 0.95536 | 0.34009 | 0.52015 | 0.55649 | 0.67466 | 0.25586 | 0
Nov | 18 | 20 | Weekend | Saturday | 0.78229 | 0.90536 | 0.84816 | 0.86645 | 1 | 0.86645 | 0.86645 | 0.54103 | 0.86645 | 0.78229 | 0.78229 | 0.83574 | 0.66261 | 0.92805 | 0.29294 | 0.23729 | 0.93489 | 0.56993 | 0.28029 | 0.82626 | 0.18526 | 0.95759 | 0.3346 | 0.54103 | 0.56752 | 0.72894 | 0.38053 | 0.83876 | 0.61219 | 0.97006 | 0.29828 | 0.24226 | 0.93152 | 0.5238 | 0.33558 | 0.82488 | 0.2541 | 1 | 0.33808 | 0.48027 | 0.51643 | 0.61711 | 0.26031 | 0
Nov | 18 | 21 | Weekend | Saturday | 0.7287 | 0.83771 | 0.81989 | 0.78378 | 1 | 0.78378 | 0.78378 | 0.22125 | 0.78378 | 0.7287 | 0.7287 | 0.82933 | 0.66708 | 0.89068 | 0.27437 | 0.24404 | 0.80714 | 0.50269 | 0.28194 | 0.83808 | 0.19027 | 0.88829 | 0.33498 | 0.22125 | 0.26368 | 0.57266 | 0.37286 | 0.83696 | 0.61312 | 0.89589 | 0.27598 | 0.2488 | 0.78438 | 0.46189 | 0.33488 | 0.82208 | 0.25426 | 0.91818 | 0.34009 | 0.26058 | 0.32632 | 0.497 | 0.25883 | 0
Nov | 18 | 22 | Weekend | Saturday | 0.70446 | 0.81187 | 0.78752 | 0.67833 | 1 | 0.67833 | 0.67833 | 0.16906 | 0.67833 | 0.70446 | 0.70446 | 0.80535 | 0.66345 | 0.80612 | 0.25198 | 0.24745 | 0.67007 | 0.46726 | 0.28776 | 0.85915 | 0.19061 | 0.68203 | 0.33472 | 0.16906 | 0.21317 | 0.3113 | 0.39822 | 0.83926 | 0.60486 | 0.73207 | 0.25291 | 0.25212 | 0.61619 | 0.42165 | 0.33623 | 0.82942 | 0.25921 | 0.66813 | 0.33808 | 0.19624 | 0.26242 | 0.36836 | 0.26324 | 0
Nov | 18 | 23 | Weekend | Saturday | 0.66651 | 0.82041 | 0.79266 | 0.57316 | 1 | 0.57316 | 0.57316 | 0.16617 | 0.57316 | 0.66651 | 0.66651 | 0.68786 | 0.67571 | 0.53431 | 0.24447 | 0.24079 | 0.50652 | 0.48591 | 0.27773 | 0.77566 | 0.17758 | 0.45854 | 0.34678 | 0.16617 | 0.21146 | 0.39276 | 0.344 | 0.76161 | 0.63133 | 0.51814 | 0.25394 | 0.2468 | 0.47849 | 0.43056 | 0.33662 | 0.76882 | 0.25114 | 0.44749 | 0.3515 | 0.19174 | 0.25864 | 0.46523 | 0.2541 | 0
Nov | 19 | 24 | Weekend | Sunday | 0.64152 | 0.79582 | 0.75727 | 0.50634 | 1 | 0.50634 | 0.50634 | 0.17171 | 0.50634 | 0.64152 | 0.64152 | 0.45342 | 0.66414 | 0.41154 | 0.21417 | 0.22636 | 0.43947 | 0.48918 | 0.27298 | 0.51416 | 0.17655 | 0.42019 | 0.32382 | 0.17171 | 0.21535 | 0.31098 | 0.34812 | 0.44689 | 0.61675 | 0.42717 | 0.22219 | 0.23147 | 0.40531 | 0.43492 | 0.33315 | 0.45314 | 0.25054 | 0.40624 | 0.33003 | 0.19677 | 0.26269 | 0.36798 | 0.25477 | 0
Nov | 19 | 1 | Weekend | Sunday | 0.63651 | 0.77081 | 0.74646 | 0.48787 | 1 | 0.48787 | 0.48787 | 0.17169 | 0.48787 | 0.63651 | 0.63651 | 0.21225 | 0.65905 | 0.37565 | 0.21424 | 0.22869 | 0.43389 | 0.4922 | 0.27347 | 0.27775 | 0.17793 | 0.4034 | 0.32266 | 0.17169 | 0.21907 | 0.29682 | 0.35284 | 0.32141 | 0.61026 | 0.40251 | 0.22215 | 0.23408 | 0.39304 | 0.43667 | 0.33338 | 0.34113 | 0.25077 | 0.39191 | 0.33003 | 0.19684 | 0.26316 | 0.34871 | 0.25556 | 0
Nov | 19 | 2 | Weekend | Sunday | 0.64335 | 0.76416 | 0.74097 | 0.47967 | 1 | 0.47967 | 0.47967 | 0.17422 | 0.47967 | 0.64335 | 0.64335 | 0.21285 | 0.65459 | 0.34191 | 0.21444 | 0.22806 | 0.43226 | 0.49605 | 0.27787 | 0.27735 | 0.17843 | 0.371 | 0.32612 | 0.17422 | 0.22187 | 0.29457 | 0.3541 | 0.32194 | 0.60446 | 0.36349 | 0.22219 | 0.23318 | 0.38714 | 0.44168 | 0.33374 | 0.34208 | 0.25144 | 0.35474 | 0.33003 | 0.19731 | 0.26352 | 0.34624 | 0.25574 | 0
Nov | 19 | 3 | Weekend | Sunday | 0.64542 | 0.76993 | 0.74367 | 0.47696 | 1 | 0.47696 | 0.47696 | 0.17487 | 0.47696 | 0.64542 | 0.64542 | 0.21323 | 0.65495 | 0.3452 | 0.21813 | 0.2313 | 0.449 | 0.50016 | 0.27979 | 0.27931 | 0.18066 | 0.3787 | 0.32382 | 0.17487 | 0.22498 | 0.30228 | 0.3565 | 0.32299 | 0.60312 | 0.36684 | 0.22536 | 0.23634 | 0.39813 | 0.44462 | 0.33476 | 0.34379 | 0.25265 | 0.35958 | 0.33003 | 0.19757 | 0.26391 | 0.35273 | 0.25613 | 0
Nov | 19 | 4 | Weekend | Sunday | 0.65538 | 0.77622 | 0.76503 | 0.5074 | 1 | 0.5074 | 0.5074 | 0.17869 | 0.5074 | 0.65538 | 0.65538 | 0.29888 | 0.65239 | 0.38515 | 0.23662 | 0.22981 | 0.51934 | 0.57698 | 0.28234 | 0.36191 | 0.18138 | 0.40739 | 0.32151 | 0.17869 | 0.22701 | 0.31748 | 0.36164 | 0.36692 | 0.60068 | 0.40061 | 0.24153 | 0.23501 | 0.46623 | 0.51779 | 0.33554 | 0.38311 | 0.25398 | 0.38367 | 0.33003 | 0.19819 | 0.26417 | 0.37011 | 0.25696 | 0
Nov | 19 | 5 | Weekend | Sunday | 0.63444 | 0.8119 | 0.82754 | 0.62981 | 1 | 0.62981 | 0.62981 | 0.17873 | 0.62981 | 0.63444 | 0.63444 | 0.61372 | 0.65922 | 0.44668 | 0.28905 | 0.29349 | 0.6543 | 0.7048 | 0.28492 | 0.70572 | 0.18539 | 0.48588 | 0.36422 | 0.17873 | 0.22886 | 0.41172 | 0.36893 | 0.57814 | 0.61049 | 0.45719 | 0.28173 | 0.2996 | 0.5852 | 0.61733 | 0.33638 | 0.6176 | 0.25847 | 0.47227 | 0.36201 | 0.19833 | 0.26441 | 0.40477 | 0.25819 | 0
Nov | 19 | 6 | Weekend | Sunday | 0.67146 | 0.86216 | 0.91887 | 0.76091 | 0.0044583 | 0.76091 | 0.76091 | 0.575 | 0.76091 | 0.67146 | 0.67146 | 0.79634 | 0.69747 | 0.65666 | 0.41053 | 0.4165 | 0.75689 | 0.77639 | 0.2671 | 0.94918 | 0.17247 | 0.64711 | 0.39731 | 0.575 | 0.60004 | 0.69884 | 0.34512 | 0.83308 | 0.65442 | 0.67323 | 0.36884 | 0.42585 | 0.64651 | 0.71861 | 0.31459 | 0.95776 | 0.23918 | 0.64106 | 0.34964 | 0.24918 | 0.24863 | 0.50216 | 0.21944 | 0
Nov | 19 | 7 | Weekend | Sunday | 0.70961 | 0.9004 | 0.9783 | 0.75172 | 0.0044583 | 0.75172 | 0.75172 | 0.56445 | 0.75172 | 0.70961 | 0.70961 | 0.83867 | 0.73452 | 0.89422 | 0.43553 | 0.35669 | 0.71849 | 0.77379 | 0.23881 | 0.86149 | 0.15551 | 0.81184 | 0.30987 | 0.56445 | 0.55471 | 0.72178 | 0.31805 | 0.90887 | 0.68464 | 0.8415 | 0.4059 | 0.35763 | 0.6054 | 0.73089 | 0.28361 | 0.86737 | 0.21695 | 0.81434 | 0.26008 | 0.26619 | 0.21891 | 0.5575 | 0.1778 | 0
Nov | 19 | 8 | Weekend | Sunday | 0.76911 | 0.9517 | 0.99969 | 0.72392 | 0.0044583 | 0.72392 | 0.72392 | 0.9185 | 0.72392 | 0.76911 | 0.76911 | 0.83311 | 0.76337 | 1 | 0.47415 | 0.35468 | 0.66273 | 0.81961 | 0.2333 | 0.7575 | 0.15316 | 1 | 0.32716 | 0.9185 | 0.89542 | 0.79768 | 0.31923 | 0.86821 | 0.72785 | 0.91645 | 0.45961 | 0.35737 | 0.54644 | 0.79127 | 0.28268 | 0.7343 | 0.21285 | 0.9934 | 0.28905 | 0.48162 | 0.412 | 0.68242 | 0.19925 | 0
Nov | 19 | 9 | Weekend | Sunday | 0.87836 | 0.97053 | 0.99875 | 0.6743 | 0.0044583 | 0.6743 | 0.6743 | 0.94158 | 0.6743 | 0.87836 | 0.87836 | 0.79712 | 0.78304 | 0.81181 | 0.43488 | 0.3462 | 0.58544 | 0.83142 | 0.23496 | 0.78816 | 0.15429 | 0.82661 | 0.31552 | 0.94158 | 0.90435 | 0.77683 | 0.32007 | 0.78696 | 0.7538 | 0.75931 | 0.42349 | 0.34801 | 0.47584 | 0.81545 | 0.28301 | 0.77913 | 0.21448 | 0.81198 | 0.28636 | 0.64784 | 0.58646 | 0.68181 | 0.23178 | 0
Nov | 19 | 10 | Weekend | Sunday | 0.96062 | 0.99191 | 1 | 0.65778 | 0.0044583 | 0.65778 | 0.65778 | 0.95699 | 0.65778 | 0.96062 | 0.96062 | 0.92572 | 0.79289 | 0.68176 | 0.40103 | 0.33489 | 0.52086 | 0.8206 | 0.23372 | 0.88962 | 0.15671 | 0.63379 | 0.30815 | 0.95699 | 0.90503 | 0.85426 | 0.30207 | 0.9138 | 0.76602 | 0.64321 | 0.39165 | 0.33726 | 0.42367 | 0.80193 | 0.28376 | 0.92355 | 0.21271 | 0.60401 | 0.2863 | 0.73626 | 0.6766 | 0.80311 | 0.23028 | 0
Nov | 19 | 11 | Weekend | Sunday | 1 | 1 | 0.99555 | 0.64687 | 0.0044583 | 0.64687 | 0.64687 | 0.92619 | 0.64687 | 1 | 1 | 0.91344 | 0.79959 | 0.6401 | 0.39356 | 0.32951 | 0.50156 | 0.81308 | 0.23703 | 0.88668 | 0.1524 | 0.60774 | 0.29852 | 0.92619 | 0.86385 | 0.90653 | 0.26447 | 0.92544 | 0.77665 | 0.6321 | 0.38703 | 0.33247 | 0.42834 | 0.80296 | 0.28609 | 0.94851 | 0.21388 | 0.5867 | 0.2731 | 0.75532 | 0.69663 | 0.88407 | 0.20804 | 0
Nov | 19 | 12 | Weekend | Sunday | 0.9877 | 0.99316 | 0.98566 | 0.62899 | 0.0044583 | 0.62899 | 0.62899 | 0.93722 | 0.62899 | 0.9877 | 0.9877 | 0.8536 | 0.80423 | 0.60538 | 0.39048 | 0.31945 | 0.48457 | 0.7873 | 0.23296 | 0.85191 | 0.1531 | 0.60292 | 0.26644 | 0.93722 | 0.8684 | 0.89107 | 0.22194 | 0.87439 | 0.78293 | 0.62219 | 0.3845 | 0.32198 | 0.4253 | 0.77244 | 0.28236 | 0.92388 | 0.21222 | 0.58831 | 0.23985 | 0.8145 | 0.75672 | 0.8827 | 0.16722 | 0
Nov | 19 | 13 | Weekend | Sunday | 0.96141 | 0.99044 | 0.98871 | 0.6005 | 0.0044583 | 0.6005 | 0.6005 | 0.91495 | 0.6005 | 0.96141 | 0.96141 | 0.74233 | 0.80486 | 0.58006 | 0.36092 | 0.29299 | 0.4637 | 0.80602 | 0.23239 | 0.80994 | 0.1524 | 0.59859 | 0.26738 | 0.91495 | 0.8437 | 0.87519 | 0.2068 | 0.74821 | 0.78551 | 0.58892 | 0.35398 | 0.29546 | 0.41553 | 0.79578 | 0.28245 | 0.87253 | 0.21266 | 0.58758 | 0.24157 | 0.81377 | 0.75672 | 0.87078 | 0.1647 | 0
Nov | 19 | 14 | Weekend | Sunday | 0.94334 | 0.99247 | 0.97726 | 0.61474 | 0.0044583 | 0.61474 | 0.61474 | 0.90284 | 0.61474 | 0.94334 | 0.94334 | 0.72861 | 0.80025 | 0.57842 | 0.30203 | 0.25211 | 0.46031 | 0.80269 | 0.23083 | 0.70699 | 0.15271 | 0.59563 | 0.26792 | 0.90284 | 0.83191 | 0.85818 | 0.21682 | 0.74667 | 0.78621 | 0.58549 | 0.28825 | 0.25304 | 0.41913 | 0.79289 | 0.28197 | 0.73602 | 0.21235 | 0.58384 | 0.23837 | 0.81396 | 0.75672 | 0.85219 | 0.16635 | 0
Nov | 19 | 15 | Weekend | Sunday | 0.91899 | 0.98977 | 0.95959 | 0.66852 | 1 | 0.66852 | 0.66852 | 0.89361 | 0.66852 | 0.91899 | 0.91899 | 0.79929 | 0.78135 | 0.56569 | 0.30656 | 0.25669 | 0.52616 | 0.79499 | 0.23212 | 0.71094 | 0.15092 | 0.58673 | 0.26516 | 0.89361 | 0.82596 | 0.84875 | 0.19708 | 0.78672 | 0.76884 | 0.57299 | 0.28859 | 0.25792 | 0.48878 | 0.78635 | 0.28173 | 0.73434 | 0.21224 | 0.58536 | 0.23901 | 0.81484 | 0.75672 | 0.8372 | 0.14629 | 0
Nov | 19 | 16 | Weekend | Sunday | 0.90852 | 0.99674 | 0.94582 | 0.82148 | 1 | 0.82148 | 0.82148 | 0.9839 | 0.82148 | 0.90852 | 0.90852 | 0.97658 | 0.7553 | 0.60468 | 0.35211 | 0.34274 | 0.7781 | 0.80741 | 0.26023 | 0.81698 | 0.16972 | 0.65417 | 0.39445 | 0.9839 | 0.96342 | 0.87921 | 0.27408 | 0.98248 | 0.73687 | 0.6328 | 0.32617 | 0.34617 | 0.77088 | 0.79826 | 0.31865 | 0.84904 | 0.23941 | 0.69286 | 0.36342 | 0.89744 | 0.89268 | 0.85895 | 0.21173 | 0
Nov | 19 | 17 | Weekend | Sunday | 0.88548 | 0.98056 | 0.92287 | 0.96271 | 1 | 0.96271 | 0.96271 | 0.99824 | 0.96271 | 0.88548 | 0.88548 | 1 | 0.71946 | 0.70623 | 0.35836 | 0.33524 | 0.94994 | 0.80622 | 0.27349 | 0.94302 | 0.17733 | 0.76375 | 0.40544 | 0.99824 | 1 | 0.85919 | 0.32164 | 0.99967 | 0.69273 | 0.74043 | 0.33377 | 0.33755 | 0.95837 | 0.79353 | 0.33249 | 0.99879 | 0.24978 | 0.80721 | 0.37791 | 0.84707 | 0.85893 | 0.80217 | 0.2503 | 0
Nov | 19 | 18 | Weekend | Sunday | 0.85069 | 0.95795 | 0.89212 | 0.97398 | 1 | 0.97398 | 0.97398 | 0.82426 | 0.97398 | 0.85069 | 0.85069 | 0.95849 | 0.70393 | 0.84094 | 0.31307 | 0.23359 | 0.98973 | 0.59728 | 0.27313 | 0.94642 | 0.17709 | 0.8826 | 0.33234 | 0.82426 | 0.83787 | 0.84786 | 0.35604 | 0.95967 | 0.67022 | 0.88857 | 0.32108 | 0.23853 | 0.9956 | 0.57137 | 0.33351 | 1 | 0.25011 | 0.92977 | 0.33787 | 0.64523 | 0.65999 | 0.76682 | 0.25623 | 0
Nov | 19 | 19 | Weekend | Sunday | 0.81136 | 0.94394 | 0.8699 | 0.94821 | 1 | 0.94821 | 0.94821 | 0.56806 | 0.94821 | 0.81136 | 0.81136 | 0.83846 | 0.68558 | 0.89889 | 0.2993 | 0.23666 | 0.97306 | 0.60129 | 0.27549 | 0.92433 | 0.17904 | 0.91432 | 0.33482 | 0.56806 | 0.5919 | 0.77996 | 0.355 | 0.8395 | 0.64526 | 0.93183 | 0.30443 | 0.24214 | 0.97438 | 0.57241 | 0.33466 | 0.95919 | 0.25212 | 0.95536 | 0.34009 | 0.52015 | 0.55649 | 0.67466 | 0.25586 | 0
Nov | 19 | 20 | Weekend | Sunday | 0.78229 | 0.90536 | 0.84816 | 0.86645 | 1 | 0.86645 | 0.86645 | 0.54103 | 0.86645 | 0.78229 | 0.78229 | 0.83574 | 0.66261 | 0.92805 | 0.29294 | 0.23729 | 0.93489 | 0.56993 | 0.28029 | 0.82626 | 0.18526 | 0.95759 | 0.3346 | 0.54103 | 0.56752 | 0.72894 | 0.38053 | 0.83876 | 0.61219 | 0.97006 | 0.29828 | 0.24226 | 0.93152 | 0.5238 | 0.33558 | 0.82488 | 0.2541 | 1 | 0.33808 | 0.48027 | 0.51643 | 0.61711 | 0.26031 | 0
Nov | 19 | 21 | Weekend | Sunday | 0.7287 | 0.83771 | 0.81989 | 0.78378 | 1 | 0.78378 | 0.78378 | 0.22125 | 0.78378 | 0.7287 | 0.7287 | 0.82933 | 0.66708 | 0.89068 | 0.27437 | 0.24404 | 0.80714 | 0.50269 | 0.28194 | 0.83808 | 0.19027 | 0.88829 | 0.33498 | 0.22125 | 0.26368 | 0.57266 | 0.37286 | 0.83696 | 0.61312 | 0.89589 | 0.27598 | 0.2488 | 0.78438 | 0.46189 | 0.33488 | 0.82208 | 0.25426 | 0.91818 | 0.34009 | 0.26058 | 0.32632 | 0.497 | 0.25883 | 0
Nov | 19 | 22 | Weekend | Sunday | 0.70446 | 0.81187 | 0.78752 | 0.67833 | 1 | 0.67833 | 0.67833 | 0.16906 | 0.67833 | 0.70446 | 0.70446 | 0.80535 | 0.66345 | 0.80612 | 0.25198 | 0.24745 | 0.67007 | 0.46726 | 0.28776 | 0.85915 | 0.19061 | 0.68203 | 0.33472 | 0.16906 | 0.21317 | 0.3113 | 0.39822 | 0.83926 | 0.60486 | 0.73207 | 0.25291 | 0.25212 | 0.61619 | 0.42165 | 0.33623 | 0.82942 | 0.25921 | 0.66813 | 0.33808 | 0.19624 | 0.26242 | 0.36836 | 0.26324 | 0
Nov | 19 | 23 | Weekend | Sunday | 0.66651 | 0.82041 | 0.79266 | 0.57316 | 1 | 0.57316 | 0.57316 | 0.16991 | 0.57316 | 0.66651 | 0.66651 | 0.7388 | 0.65579 | 0.55343 | 0.26219 | 0.26238 | 0.54858 | 0.43783 | 0.28189 | 0.83824 | 0.18095 | 0.46447 | 0.36156 | 0.16991 | 0.2145 | 0.37946 | 0.38435 | 0.78592 | 0.60605 | 0.52068 | 0.26826 | 0.26796 | 0.48854 | 0.39071 | 0.33659 | 0.79338 | 0.25336 | 0.44368 | 0.36687 | 0.20011 | 0.26582 | 0.44927 | 0.2609 | 0
Nov | 20 | 24 | Weekday | Monday | 0.64069 | 0.78868 | 0.71262 | 0.51417 | 1 | 0.51417 | 0.51417 | 0.16844 | 0.51417 | 0.64069 | 0.64069 | 0.52166 | 0.64753 | 0.3882 | 0.26059 | 0.26745 | 0.47811 | 0.42874 | 0.27822 | 0.59365 | 0.18143 | 0.41852 | 0.36613 | 0.16844 | 0.21334 | 0.29958 | 0.37052 | 0.46514 | 0.59609 | 0.3976 | 0.26724 | 0.27363 | 0.41117 | 0.38092 | 0.33315 | 0.46868 | 0.25269 | 0.39181 | 0.37394 | 0.19837 | 0.26438 | 0.35287 | 0.25859 | 0
Nov | 20 | 1 | Weekday | Monday | 0.63335 | 0.76207 | 0.70557 | 0.49256 | 1 | 0.49256 | 0.49256 | 0.1686 | 0.49256 | 0.63335 | 0.63335 | 0.21189 | 0.64294 | 0.34532 | 0.26148 | 0.26895 | 0.47152 | 0.4438 | 0.27937 | 0.27622 | 0.18144 | 0.40147 | 0.36985 | 0.1686 | 0.21334 | 0.27997 | 0.39363 | 0.32052 | 0.59001 | 0.36564 | 0.2674 | 0.27493 | 0.39815 | 0.39298 | 0.33299 | 0.33969 | 0.25244 | 0.37513 | 0.37542 | 0.19845 | 0.26438 | 0.32948 | 0.26241 | 0
Nov | 20 | 2 | Weekday | Monday | 0.63585 | 0.7529 | 0.70274 | 0.481 | 1 | 0.481 | 0.481 | 0.16905 | 0.481 | 0.63585 | 0.63585 | 0.21217 | 0.6409 | 0.32511 | 0.26143 | 0.27002 | 0.4714 | 0.43397 | 0.27951 | 0.27606 | 0.18111 | 0.38628 | 0.36848 | 0.16905 | 0.21341 | 0.28092 | 0.38109 | 0.321 | 0.58612 | 0.34277 | 0.2675 | 0.27594 | 0.39207 | 0.38506 | 0.33314 | 0.34054 | 0.2527 | 0.35706 | 0.37482 | 0.19862 | 0.26439 | 0.32953 | 0.26033 | 0
Nov | 20 | 3 | Weekday | Monday | 0.63699 | 0.75706 | 0.70587 | 0.47836 | 1 | 0.47836 | 0.47836 | 0.17003 | 0.47836 | 0.63699 | 0.63699 | 0.21279 | 0.64585 | 0.33034 | 0.26393 | 0.27259 | 0.48376 | 0.46509 | 0.28004 | 0.27844 | 0.18208 | 0.39694 | 0.36923 | 0.17003 | 0.2137 | 0.29106 | 0.40588 | 0.32215 | 0.59064 | 0.34965 | 0.26925 | 0.27862 | 0.39686 | 0.41162 | 0.33353 | 0.34245 | 0.25386 | 0.35986 | 0.37586 | 0.19886 | 0.26442 | 0.33825 | 0.26443 | 0
Nov | 20 | 4 | Weekday | Monday | 0.64298 | 0.7567 | 0.72374 | 0.49939 | 1 | 0.49939 | 0.49939 | 0.17103 | 0.49939 | 0.64298 | 0.64298 | 0.26084 | 0.69544 | 0.3654 | 0.27959 | 0.27526 | 0.54527 | 0.58716 | 0.28327 | 0.32796 | 0.18481 | 0.42108 | 0.37208 | 0.17103 | 0.214 | 0.32964 | 0.39296 | 0.35116 | 0.64008 | 0.36954 | 0.28569 | 0.28121 | 0.45789 | 0.52108 | 0.33637 | 0.37213 | 0.25591 | 0.3858 | 0.37787 | 0.19905 | 0.26446 | 0.38154 | 0.26229 | 0
Nov | 20 | 5 | Weekday | Monday | 0.62274 | 0.78148 | 0.77193 | 0.5999 | 1 | 0.5999 | 0.5999 | 0.26238 | 0.5999 | 0.62274 | 0.62274 | 0.62783 | 0.76317 | 0.50226 | 0.34224 | 0.34771 | 0.66998 | 0.74375 | 0.33098 | 0.71776 | 0.25584 | 0.52969 | 0.42081 | 0.26238 | 0.30651 | 0.38795 | 0.44115 | 0.54147 | 0.66049 | 0.487 | 0.33543 | 0.35567 | 0.57399 | 0.64408 | 0.34314 | 0.56374 | 0.27709 | 0.49861 | 0.4196 | 0.22721 | 0.28357 | 0.40873 | 0.28458 | 0
Nov | 20 | 6 | Weekday | Monday | 0.64631 | 0.81941 | 0.83965 | 0.70475 | 0.0044583 | 0.70475 | 0.70475 | 0.78063 | 0.70475 | 0.64631 | 0.64631 | 0.82979 | 0.84531 | 0.79058 | 0.54565 | 0.85488 | 0.77855 | 0.87735 | 0.77902 | 1 | 0.86891 | 0.77372 | 0.66625 | 0.78063 | 0.7913 | 0.76203 | 0.56947 | 0.8184 | 0.80113 | 0.76696 | 0.39241 | 0.87656 | 0.64009 | 0.82984 | 0.41478 | 0.96196 | 0.43478 | 0.76152 | 0.48764 | 0.34897 | 0.32306 | 0.54907 | 0.37096 | 0
Nov | 20 | 7 | Weekday | Monday | 0.66589 | 0.8401 | 0.88171 | 0.71507 | 0.0044583 | 0.71507 | 0.71507 | 0.69124 | 0.71507 | 0.66589 | 0.66589 | 0.91811 | 0.90697 | 0.9868 | 0.65751 | 0.83065 | 0.76126 | 0.9299 | 0.90487 | 0.92656 | 0.982 | 0.88669 | 0.70458 | 0.69124 | 0.66857 | 0.76196 | 0.71653 | 0.90808 | 0.87795 | 0.91067 | 0.52873 | 0.82231 | 0.62421 | 0.90536 | 0.73712 | 0.88602 | 0.74532 | 0.88343 | 0.52 | 0.38857 | 0.32506 | 0.58617 | 0.58659 | 0
Nov | 20 | 8 | Weekday | Monday | 0.71066 | 0.88123 | 0.8977 | 0.74015 | 0.0044583 | 0.74015 | 0.74015 | 0.86923 | 0.74015 | 0.71066 | 0.71066 | 0.9046 | 0.945 | 0.8486 | 0.99338 | 1 | 0.73628 | 0.96338 | 1 | 0.79206 | 1 | 0.81087 | 0.96435 | 0.86923 | 0.83009 | 0.93378 | 0.90196 | 0.88611 | 0.92443 | 0.78579 | 0.94633 | 1 | 0.59967 | 0.95101 | 0.95853 | 0.73306 | 0.90696 | 0.78904 | 0.90661 | 0.62384 | 0.55844 | 0.83684 | 0.84948 | 0
Nov | 20 | 9 | Weekday | Monday | 0.80453 | 0.90417 | 0.89865 | 0.72568 | 0.0044583 | 0.72568 | 0.72568 | 0.9621 | 0.72568 | 0.80453 | 0.80453 | 0.79231 | 0.97724 | 0.73947 | 0.9521 | 0.91063 | 0.65594 | 1 | 0.97578 | 0.79088 | 0.96813 | 0.75008 | 0.94145 | 0.9621 | 0.90714 | 0.96126 | 1 | 0.76795 | 0.96269 | 0.70787 | 0.92198 | 0.91159 | 0.53022 | 1 | 0.96429 | 0.75804 | 0.91901 | 0.73352 | 0.90738 | 0.84381 | 0.78671 | 0.912 | 0.99678 | 0
Nov | 20 | 10 | Weekday | Monday | 0.876 | 0.9276 | 0.90071 | 0.71842 | 0.0044583 | 0.71842 | 0.71842 | 0.95153 | 0.71842 | 0.876 | 0.876 | 0.92182 | 0.99327 | 0.61945 | 0.92673 | 0.88281 | 0.58305 | 0.99584 | 0.97558 | 0.88892 | 0.95672 | 0.59581 | 0.9321 | 0.95153 | 0.88575 | 0.93845 | 0.97533 | 0.91108 | 0.98323 | 0.59352 | 0.9031 | 0.88568 | 0.46965 | 0.99985 | 0.99026 | 0.91715 | 0.94927 | 0.57059 | 0.90983 | 0.88285 | 0.82753 | 0.90781 | 0.9961 | 0
Nov | 20 | 11 | Weekday | Monday | 0.90908 | 0.94129 | 0.89858 | 0.70152 | 0.0044583 | 0.70152 | 0.70152 | 0.91312 | 0.70152 | 0.90908 | 0.90908 | 0.90016 | 0.99506 | 0.59274 | 0.93934 | 0.87969 | 0.56282 | 0.99007 | 0.95666 | 0.89214 | 0.94107 | 0.59478 | 0.92436 | 0.91312 | 0.83955 | 1 | 0.95155 | 0.92309 | 0.98793 | 0.59602 | 0.92097 | 0.88294 | 0.47439 | 0.99576 | 1 | 0.94798 | 0.97072 | 0.57204 | 0.90694 | 0.88259 | 0.82754 | 1 | 0.98309 | 0
Nov | 20 | 12 | Weekday | Monday | 0.89074 | 0.93759 | 0.8907 | 0.67978 | 0.0044583 | 0.67978 | 0.67978 | 0.90583 | 0.67978 | 0.89074 | 0.89074 | 0.84481 | 0.9772 | 0.58643 | 0.92163 | 0.88974 | 0.54207 | 0.95026 | 0.95252 | 0.84947 | 0.9398 | 0.58704 | 0.90279 | 0.90583 | 0.82938 | 0.94102 | 0.88317 | 0.88815 | 0.97157 | 0.59176 | 0.90268 | 0.89345 | 0.4681 | 0.9571 | 0.99902 | 0.92026 | 0.98626 | 0.57252 | 0.87891 | 0.89743 | 0.84243 | 0.94244 | 0.91615 | 0
Nov | 20 | 13 | Weekday | Monday | 0.85982 | 0.9342 | 0.8922 | 0.65868 | 0.0044583 | 0.65868 | 0.65868 | 0.89662 | 0.65868 | 0.85982 | 0.85982 | 0.72962 | 0.99391 | 0.56886 | 0.95218 | 0.85691 | 0.52551 | 0.9813 | 0.95489 | 0.82336 | 0.94928 | 0.58725 | 0.92435 | 0.89662 | 0.81978 | 0.92711 | 0.94977 | 0.74661 | 0.99156 | 0.56557 | 0.94774 | 0.86129 | 0.46131 | 0.99285 | 0.98415 | 0.89003 | 0.99257 | 0.57225 | 0.91579 | 0.89763 | 0.8425 | 0.93246 | 0.99613 | 0
Nov | 20 | 14 | Weekday | Monday | 0.83957 | 0.93628 | 0.88416 | 0.67455 | 0.0044583 | 0.67455 | 0.67455 | 0.89368 | 0.67455 | 0.83957 | 0.83957 | 0.72171 | 0.99197 | 0.56521 | 0.9466 | 0.82945 | 0.51975 | 0.96435 | 0.94842 | 0.71382 | 0.94836 | 0.5852 | 0.9202 | 0.89368 | 0.81778 | 0.91088 | 0.94805 | 0.74653 | 0.9907 | 0.55625 | 0.94729 | 0.83562 | 0.46137 | 0.97949 | 0.98378 | 0.73568 | 1 | 0.56964 | 0.91481 | 0.8973 | 0.84218 | 0.91655 | 0.99578 | 0
Nov | 20 | 15 | Weekday | Monday | 0.82455 | 0.93919 | 0.87388 | 0.72143 | 1 | 0.72143 | 0.72143 | 0.8872 | 0.72143 | 0.82455 | 0.82455 | 0.78595 | 0.99219 | 0.5518 | 0.94566 | 0.8333 | 0.56951 | 0.94147 | 0.93605 | 0.72501 | 0.91248 | 0.57825 | 0.91548 | 0.8872 | 0.8144 | 0.8993 | 0.95443 | 0.76829 | 0.9919 | 0.54197 | 0.94756 | 0.84152 | 0.51425 | 0.96124 | 0.96712 | 0.73466 | 0.97578 | 0.56915 | 0.9127 | 0.89674 | 0.8421 | 0.90468 | 0.99625 | 0
Nov | 20 | 16 | Weekday | Monday | 0.84357 | 0.95751 | 0.87001 | 0.87218 | 1 | 0.87218 | 0.87218 | 0.9845 | 0.87218 | 0.84357 | 0.84357 | 0.97339 | 1 | 0.60753 | 1 | 0.92493 | 0.81472 | 0.97753 | 0.91474 | 0.80767 | 0.87045 | 0.6436 | 1 | 0.9845 | 0.95597 | 0.94041 | 0.96491 | 0.98327 | 1 | 0.63405 | 1 | 0.93609 | 0.79665 | 0.9997 | 0.96003 | 0.82967 | 0.9471 | 0.68112 | 1 | 1 | 1 | 0.94586 | 1 | 0
Nov | 20 | 17 | Weekday | Monday | 0.84247 | 0.94765 | 0.8559 | 1 | 1 | 1 | 1 | 1 | 1 | 0.84247 | 0.84247 | 0.9828 | 0.96422 | 0.73288 | 0.89478 | 0.88104 | 0.95984 | 0.93948 | 0.76607 | 0.9379 | 0.7993 | 0.75983 | 0.78086 | 1 | 0.98961 | 0.95177 | 0.44769 | 1 | 0.96259 | 0.75077 | 0.88252 | 0.892 | 0.95848 | 0.95756 | 0.75594 | 0.99927 | 0.7925 | 0.80347 | 0.74065 | 0.98356 | 0.99779 | 0.94664 | 0.41749 | 0
Nov | 20 | 18 | Weekday | Monday | 0.81555 | 0.9248 | 0.83394 | 0.99632 | 1 | 0.99632 | 0.99632 | 0.87056 | 0.99632 | 0.81555 | 0.81555 | 0.95944 | 0.81098 | 0.91461 | 0.74769 | 0.71747 | 1 | 0.65314 | 0.77835 | 0.94683 | 0.80046 | 0.84556 | 0.69852 | 0.87056 | 0.8682 | 0.94952 | 0.30707 | 0.97802 | 0.79769 | 0.90788 | 0.71699 | 0.72314 | 1 | 0.64458 | 0.7547 | 0.9997 | 0.78166 | 0.87615 | 0.63527 | 0.79914 | 0.80739 | 0.93208 | 0.24808 | 0
Nov | 20 | 19 | Weekday | Monday | 0.78848 | 0.90889 | 0.8158 | 0.95044 | 1 | 0.95044 | 0.95044 | 0.82127 | 0.95044 | 0.78848 | 0.78848 | 0.82735 | 0.79445 | 0.90037 | 0.7135 | 0.70813 | 0.97765 | 0.65158 | 0.79005 | 0.9359 | 0.80003 | 0.87319 | 0.69882 | 0.82127 | 0.8282 | 0.89634 | 0.3411 | 0.83869 | 0.77718 | 0.93731 | 0.67678 | 0.71322 | 0.97678 | 0.63552 | 0.75531 | 0.97815 | 0.78027 | 0.91569 | 0.62942 | 0.7478 | 0.76045 | 0.85955 | 0.25378 | 0
Nov | 20 | 20 | Weekday | Monday | 0.76678 | 0.87602 | 0.79763 | 0.85692 | 1 | 0.85692 | 0.85692 | 0.74492 | 0.85692 | 0.76678 | 0.76678 | 0.82057 | 0.72135 | 0.95423 | 0.6125 | 0.6646 | 0.94731 | 0.57779 | 0.73111 | 0.8156 | 0.72867 | 0.94905 | 0.67676 | 0.74492 | 0.76048 | 0.80352 | 0.328 | 0.83817 | 0.68947 | 1 | 0.55826 | 0.66741 | 0.9476 | 0.53874 | 0.6948 | 0.82402 | 0.70126 | 0.99143 | 0.59429 | 0.6472 | 0.66396 | 0.74641 | 0.25152 | 0
Nov | 20 | 21 | Weekday | Monday | 0.72004 | 0.81736 | 0.77392 | 0.77349 | 1 | 0.77349 | 0.77349 | 0.29496 | 0.77349 | 0.72004 | 0.72004 | 0.81476 | 0.69462 | 0.95706 | 0.55819 | 0.63484 | 0.81567 | 0.47431 | 0.27896 | 0.82237 | 0.17842 | 0.87913 | 0.64563 | 0.29496 | 0.33357 | 0.58435 | 0.35879 | 0.83671 | 0.65919 | 0.94143 | 0.50393 | 0.63685 | 0.8041 | 0.44205 | 0.33225 | 0.82177 | 0.24894 | 0.90711 | 0.56532 | 0.31037 | 0.36953 | 0.5318 | 0.25668 | 0
Nov | 20 | 22 | Weekday | Monday | 0.69729 | 0.79712 | 0.74806 | 0.67478 | 1 | 0.67478 | 0.67478 | 0.16844 | 0.67478 | 0.69729 | 0.69729 | 0.78603 | 0.66486 | 0.75602 | 0.30442 | 0.2714 | 0.66986 | 0.41989 | 0.27613 | 0.82997 | 0.17723 | 0.64368 | 0.38027 | 0.16844 | 0.21334 | 0.30815 | 0.34135 | 0.8376 | 0.62292 | 0.73005 | 0.31655 | 0.27795 | 0.63227 | 0.37479 | 0.33257 | 0.82529 | 0.24908 | 0.64175 | 0.38858 | 0.19837 | 0.26438 | 0.36463 | 0.25373 | 0
Nov | 20 | 23 | Weekday | Monday | 0.66078 | 0.8087 | 0.75165 | 0.57138 | 1 | 0.57138 | 0.57138 | 0.16991 | 0.57138 | 0.66078 | 0.66078 | 0.7388 | 0.65579 | 0.55343 | 0.26219 | 0.26238 | 0.54858 | 0.43783 | 0.28189 | 0.83824 | 0.18095 | 0.46447 | 0.36156 | 0.16991 | 0.2145 | 0.37946 | 0.38435 | 0.78592 | 0.60605 | 0.52068 | 0.26826 | 0.26796 | 0.48854 | 0.39071 | 0.33659 | 0.79338 | 0.25336 | 0.44368 | 0.36687 | 0.20011 | 0.26582 | 0.44927 | 0.2609 | 0
Nov | 21 | 24 | Weekday | Tuesday | 0.64069 | 0.78868 | 0.71262 | 0.51417 | 1 | 0.51417 | 0.51417 | 0.16844 | 0.51417 | 0.64069 | 0.64069 | 0.52166 | 0.64753 | 0.3882 | 0.26059 | 0.26745 | 0.47811 | 0.42874 | 0.27822 | 0.59365 | 0.18143 | 0.41852 | 0.36613 | 0.16844 | 0.21334 | 0.29958 | 0.37052 | 0.46514 | 0.59609 | 0.3976 | 0.26724 | 0.27363 | 0.41117 | 0.38092 | 0.33315 | 0.46868 | 0.25269 | 0.39181 | 0.37394 | 0.19837 | 0.26438 | 0.35287 | 0.25859 | 0
Nov | 21 | 1 | Weekday | Tuesday | 0.63335 | 0.76207 | 0.70557 | 0.49256 | 1 | 0.49256 | 0.49256 | 0.1686 | 0.49256 | 0.63335 | 0.63335 | 0.21189 | 0.64294 | 0.34532 | 0.26148 | 0.26895 | 0.47152 | 0.4438 | 0.27937 | 0.27622 | 0.18144 | 0.40147 | 0.36985 | 0.1686 | 0.21334 | 0.27997 | 0.39363 | 0.32052 | 0.59001 | 0.36564 | 0.2674 | 0.27493 | 0.39815 | 0.39298 | 0.33299 | 0.33969 | 0.25244 | 0.37513 | 0.37542 | 0.19845 | 0.26438 | 0.32948 | 0.26241 | 0
Nov | 21 | 2 | Weekday | Tuesday | 0.63585 | 0.7529 | 0.70274 | 0.481 | 1 | 0.481 | 0.481 | 0.16905 | 0.481 | 0.63585 | 0.63585 | 0.21217 | 0.6409 | 0.32511 | 0.26143 | 0.27002 | 0.4714 | 0.43397 | 0.27951 | 0.27606 | 0.18111 | 0.38628 | 0.36848 | 0.16905 | 0.21341 | 0.28092 | 0.38109 | 0.321 | 0.58612 | 0.34277 | 0.2675 | 0.27594 | 0.39207 | 0.38506 | 0.33314 | 0.34054 | 0.2527 | 0.35706 | 0.37482 | 0.19862 | 0.26439 | 0.32953 | 0.26033 | 0
Nov | 21 | 3 | Weekday | Tuesday | 0.63699 | 0.75706 | 0.70587 | 0.47836 | 1 | 0.47836 | 0.47836 | 0.17003 | 0.47836 | 0.63699 | 0.63699 | 0.21279 | 0.64585 | 0.33034 | 0.26393 | 0.27259 | 0.48376 | 0.46509 | 0.28004 | 0.27844 | 0.18208 | 0.39694 | 0.36923 | 0.17003 | 0.2137 | 0.29106 | 0.40588 | 0.32215 | 0.59064 | 0.34965 | 0.26925 | 0.27862 | 0.39686 | 0.41162 | 0.33353 | 0.34245 | 0.25386 | 0.35986 | 0.37586 | 0.19886 | 0.26442 | 0.33825 | 0.26443 | 0
Nov | 21 | 4 | Weekday | Tuesday | 0.64298 | 0.7567 | 0.72374 | 0.49939 | 1 | 0.49939 | 0.49939 | 0.17103 | 0.49939 | 0.64298 | 0.64298 | 0.26084 | 0.69544 | 0.3654 | 0.27959 | 0.27526 | 0.54527 | 0.58716 | 0.28327 | 0.32796 | 0.18481 | 0.42108 | 0.37208 | 0.17103 | 0.214 | 0.32964 | 0.39296 | 0.35116 | 0.64008 | 0.36954 | 0.28569 | 0.28121 | 0.45789 | 0.52108 | 0.33637 | 0.37213 | 0.25591 | 0.3858 | 0.37787 | 0.19905 | 0.26446 | 0.38154 | 0.26229 | 0
Nov | 21 | 5 | Weekday | Tuesday | 0.62274 | 0.78148 | 0.77193 | 0.5999 | 1 | 0.5999 | 0.5999 | 0.26238 | 0.5999 | 0.62274 | 0.62274 | 0.62783 | 0.76317 | 0.50226 | 0.34224 | 0.34771 | 0.66998 | 0.74375 | 0.33098 | 0.71776 | 0.25584 | 0.52969 | 0.42081 | 0.26238 | 0.30651 | 0.38795 | 0.44115 | 0.54147 | 0.66049 | 0.487 | 0.33543 | 0.35567 | 0.57399 | 0.64408 | 0.34314 | 0.56374 | 0.27709 | 0.49861 | 0.4196 | 0.22721 | 0.28357 | 0.40873 | 0.28458 | 0
Nov | 21 | 6 | Weekday | Tuesday | 0.64631 | 0.81941 | 0.83965 | 0.70475 | 0.0044583 | 0.70475 | 0.70475 | 0.78063 | 0.70475 | 0.64631 | 0.64631 | 0.82979 | 0.84531 | 0.79058 | 0.54565 | 0.85488 | 0.77855 | 0.87735 | 0.77902 | 1 | 0.86891 | 0.77372 | 0.66625 | 0.78063 | 0.7913 | 0.76203 | 0.56947 | 0.8184 | 0.80113 | 0.76696 | 0.39241 | 0.87656 | 0.64009 | 0.82984 | 0.41478 | 0.96196 | 0.43478 | 0.76152 | 0.48764 | 0.34897 | 0.32306 | 0.54907 | 0.37096 | 0
Nov | 21 | 7 | Weekday | Tuesday | 0.66589 | 0.8401 | 0.88171 | 0.71507 | 0.0044583 | 0.71507 | 0.71507 | 0.69124 | 0.71507 | 0.66589 | 0.66589 | 0.91811 | 0.90697 | 0.9868 | 0.65751 | 0.83065 | 0.76126 | 0.9299 | 0.90487 | 0.92656 | 0.982 | 0.88669 | 0.70458 | 0.69124 | 0.66857 | 0.76196 | 0.71653 | 0.90808 | 0.87795 | 0.91067 | 0.52873 | 0.82231 | 0.62421 | 0.90536 | 0.73712 | 0.88602 | 0.74532 | 0.88343 | 0.52 | 0.38857 | 0.32506 | 0.58617 | 0.58659 | 0
Nov | 21 | 8 | Weekday | Tuesday | 0.71066 | 0.88123 | 0.8977 | 0.74015 | 0.0044583 | 0.74015 | 0.74015 | 0.86923 | 0.74015 | 0.71066 | 0.71066 | 0.9046 | 0.945 | 0.8486 | 0.99338 | 1 | 0.73628 | 0.96338 | 1 | 0.79206 | 1 | 0.81087 | 0.96435 | 0.86923 | 0.83009 | 0.93378 | 0.90196 | 0.88611 | 0.92443 | 0.78579 | 0.94633 | 1 | 0.59967 | 0.95101 | 0.95853 | 0.73306 | 0.90696 | 0.78904 | 0.90661 | 0.62384 | 0.55844 | 0.83684 | 0.84948 | 0
Nov | 21 | 9 | Weekday | Tuesday | 0.80453 | 0.90417 | 0.89865 | 0.72568 | 0.0044583 | 0.72568 | 0.72568 | 0.9621 | 0.72568 | 0.80453 | 0.80453 | 0.79231 | 0.97724 | 0.73947 | 0.9521 | 0.91063 | 0.65594 | 1 | 0.97578 | 0.79088 | 0.96813 | 0.75008 | 0.94145 | 0.9621 | 0.90714 | 0.96126 | 1 | 0.76795 | 0.96269 | 0.70787 | 0.92198 | 0.91159 | 0.53022 | 1 | 0.96429 | 0.75804 | 0.91901 | 0.73352 | 0.90738 | 0.84381 | 0.78671 | 0.912 | 0.99678 | 0
Nov | 21 | 10 | Weekday | Tuesday | 0.876 | 0.9276 | 0.90071 | 0.71842 | 0.0044583 | 0.71842 | 0.71842 | 0.95153 | 0.71842 | 0.876 | 0.876 | 0.92182 | 0.99327 | 0.61945 | 0.92673 | 0.88281 | 0.58305 | 0.99584 | 0.97558 | 0.88892 | 0.95672 | 0.59581 | 0.9321 | 0.95153 | 0.88575 | 0.93845 | 0.97533 | 0.91108 | 0.98323 | 0.59352 | 0.9031 | 0.88568 | 0.46965 | 0.99985 | 0.99026 | 0.91715 | 0.94927 | 0.57059 | 0.90983 | 0.88285 | 0.82753 | 0.90781 | 0.9961 | 0
Nov | 21 | 11 | Weekday | Tuesday | 0.90908 | 0.94129 | 0.89858 | 0.70152 | 0.0044583 | 0.70152 | 0.70152 | 0.91312 | 0.70152 | 0.90908 | 0.90908 | 0.90016 | 0.99506 | 0.59274 | 0.93934 | 0.87969 | 0.56282 | 0.99007 | 0.95666 | 0.89214 | 0.94107 | 0.59478 | 0.92436 | 0.91312 | 0.83955 | 1 | 0.95155 | 0.92309 | 0.98793 | 0.59602 | 0.92097 | 0.88294 | 0.47439 | 0.99576 | 1 | 0.94798 | 0.97072 | 0.57204 | 0.90694 | 0.88259 | 0.82754 | 1 | 0.98309 | 0
Nov | 21 | 12 | Weekday | Tuesday | 0.89074 | 0.93759 | 0.8907 | 0.67978 | 0.0044583 | 0.67978 | 0.67978 | 0.90583 | 0.67978 | 0.89074 | 0.89074 | 0.84481 | 0.9772 | 0.58643 | 0.92163 | 0.88974 | 0.54207 | 0.95026 | 0.95252 | 0.84947 | 0.9398 | 0.58704 | 0.90279 | 0.90583 | 0.82938 | 0.94102 | 0.88317 | 0.88815 | 0.97157 | 0.59176 | 0.90268 | 0.89345 | 0.4681 | 0.9571 | 0.99902 | 0.92026 | 0.98626 | 0.57252 | 0.87891 | 0.89743 | 0.84243 | 0.94244 | 0.91615 | 0
Nov | 21 | 13 | Weekday | Tuesday | 0.85982 | 0.9342 | 0.8922 | 0.65868 | 0.0044583 | 0.65868 | 0.65868 | 0.89662 | 0.65868 | 0.85982 | 0.85982 | 0.72962 | 0.99391 | 0.56886 | 0.95218 | 0.85691 | 0.52551 | 0.9813 | 0.95489 | 0.82336 | 0.94928 | 0.58725 | 0.92435 | 0.89662 | 0.81978 | 0.92711 | 0.94977 | 0.74661 | 0.99156 | 0.56557 | 0.94774 | 0.86129 | 0.46131 | 0.99285 | 0.98415 | 0.89003 | 0.99257 | 0.57225 | 0.91579 | 0.89763 | 0.8425 | 0.93246 | 0.99613 | 0
Nov | 21 | 14 | Weekday | Tuesday | 0.83957 | 0.93628 | 0.88416 | 0.67455 | 0.0044583 | 0.67455 | 0.67455 | 0.89368 | 0.67455 | 0.83957 | 0.83957 | 0.72171 | 0.99197 | 0.56521 | 0.9466 | 0.82945 | 0.51975 | 0.96435 | 0.94842 | 0.71382 | 0.94836 | 0.5852 | 0.9202 | 0.89368 | 0.81778 | 0.91088 | 0.94805 | 0.74653 | 0.9907 | 0.55625 | 0.94729 | 0.83562 | 0.46137 | 0.97949 | 0.98378 | 0.73568 | 1 | 0.56964 | 0.91481 | 0.8973 | 0.84218 | 0.91655 | 0.99578 | 0
Nov | 21 | 15 | Weekday | Tuesday | 0.82455 | 0.93919 | 0.87388 | 0.72143 | 1 | 0.72143 | 0.72143 | 0.8872 | 0.72143 | 0.82455 | 0.82455 | 0.78595 | 0.99219 | 0.5518 | 0.94566 | 0.8333 | 0.56951 | 0.94147 | 0.93605 | 0.72501 | 0.91248 | 0.57825 | 0.91548 | 0.8872 | 0.8144 | 0.8993 | 0.95443 | 0.76829 | 0.9919 | 0.54197 | 0.94756 | 0.84152 | 0.51425 | 0.96124 | 0.96712 | 0.73466 | 0.97578 | 0.56915 | 0.9127 | 0.89674 | 0.8421 | 0.90468 | 0.99625 | 0
Nov | 21 | 16 | Weekday | Tuesday | 0.84357 | 0.95751 | 0.87001 | 0.87218 | 1 | 0.87218 | 0.87218 | 0.9845 | 0.87218 | 0.84357 | 0.84357 | 0.97339 | 1 | 0.60753 | 1 | 0.92493 | 0.81472 | 0.97753 | 0.91474 | 0.80767 | 0.87045 | 0.6436 | 1 | 0.9845 | 0.95597 | 0.94041 | 0.96491 | 0.98327 | 1 | 0.63405 | 1 | 0.93609 | 0.79665 | 0.9997 | 0.96003 | 0.82967 | 0.9471 | 0.68112 | 1 | 1 | 1 | 0.94586 | 1 | 0
Nov | 21 | 17 | Weekday | Tuesday | 0.84247 | 0.94765 | 0.8559 | 1 | 1 | 1 | 1 | 1 | 1 | 0.84247 | 0.84247 | 0.9828 | 0.96422 | 0.73288 | 0.89478 | 0.88104 | 0.95984 | 0.93948 | 0.76607 | 0.9379 | 0.7993 | 0.75983 | 0.78086 | 1 | 0.98961 | 0.95177 | 0.44769 | 1 | 0.96259 | 0.75077 | 0.88252 | 0.892 | 0.95848 | 0.95756 | 0.75594 | 0.99927 | 0.7925 | 0.80347 | 0.74065 | 0.98356 | 0.99779 | 0.94664 | 0.41749 | 0
Nov | 21 | 18 | Weekday | Tuesday | 0.81555 | 0.9248 | 0.83394 | 0.99632 | 1 | 0.99632 | 0.99632 | 0.87056 | 0.99632 | 0.81555 | 0.81555 | 0.95944 | 0.81098 | 0.91461 | 0.74769 | 0.71747 | 1 | 0.65314 | 0.77835 | 0.94683 | 0.80046 | 0.84556 | 0.69852 | 0.87056 | 0.8682 | 0.94952 | 0.30707 | 0.97802 | 0.79769 | 0.90788 | 0.71699 | 0.72314 | 1 | 0.64458 | 0.7547 | 0.9997 | 0.78166 | 0.87615 | 0.63527 | 0.79914 | 0.80739 | 0.93208 | 0.24808 | 0
Nov | 21 | 19 | Weekday | Tuesday | 0.78848 | 0.90889 | 0.8158 | 0.95044 | 1 | 0.95044 | 0.95044 | 0.82127 | 0.95044 | 0.78848 | 0.78848 | 0.82735 | 0.79445 | 0.90037 | 0.7135 | 0.70813 | 0.97765 | 0.65158 | 0.79005 | 0.9359 | 0.80003 | 0.87319 | 0.69882 | 0.82127 | 0.8282 | 0.89634 | 0.3411 | 0.83869 | 0.77718 | 0.93731 | 0.67678 | 0.71322 | 0.97678 | 0.63552 | 0.75531 | 0.97815 | 0.78027 | 0.91569 | 0.62942 | 0.7478 | 0.76045 | 0.85955 | 0.25378 | 0
Nov | 21 | 20 | Weekday | Tuesday | 0.76678 | 0.87602 | 0.79763 | 0.85692 | 1 | 0.85692 | 0.85692 | 0.74492 | 0.85692 | 0.76678 | 0.76678 | 0.82057 | 0.72135 | 0.95423 | 0.6125 | 0.6646 | 0.94731 | 0.57779 | 0.73111 | 0.8156 | 0.72867 | 0.94905 | 0.67676 | 0.74492 | 0.76048 | 0.80352 | 0.328 | 0.83817 | 0.68947 | 1 | 0.55826 | 0.66741 | 0.9476 | 0.53874 | 0.6948 | 0.82402 | 0.70126 | 0.99143 | 0.59429 | 0.6472 | 0.66396 | 0.74641 | 0.25152 | 0
Nov | 21 | 21 | Weekday | Tuesday | 0.72004 | 0.81736 | 0.77392 | 0.77349 | 1 | 0.77349 | 0.77349 | 0.29496 | 0.77349 | 0.72004 | 0.72004 | 0.81476 | 0.69462 | 0.95706 | 0.55819 | 0.63484 | 0.81567 | 0.47431 | 0.27896 | 0.82237 | 0.17842 | 0.87913 | 0.64563 | 0.29496 | 0.33357 | 0.58435 | 0.35879 | 0.83671 | 0.65919 | 0.94143 | 0.50393 | 0.63685 | 0.8041 | 0.44205 | 0.33225 | 0.82177 | 0.24894 | 0.90711 | 0.56532 | 0.31037 | 0.36953 | 0.5318 | 0.25668 | 0
Nov | 21 | 22 | Weekday | Tuesday | 0.69729 | 0.79712 | 0.74806 | 0.67478 | 1 | 0.67478 | 0.67478 | 0.16844 | 0.67478 | 0.69729 | 0.69729 | 0.78603 | 0.66486 | 0.75602 | 0.30442 | 0.2714 | 0.66986 | 0.41989 | 0.27613 | 0.82997 | 0.17723 | 0.64368 | 0.38027 | 0.16844 | 0.21334 | 0.30815 | 0.34135 | 0.8376 | 0.62292 | 0.73005 | 0.31655 | 0.27795 | 0.63227 | 0.37479 | 0.33257 | 0.82529 | 0.24908 | 0.64175 | 0.38858 | 0.19837 | 0.26438 | 0.36463 | 0.25373 | 0
Nov | 21 | 23 | Weekday | Tuesday | 0.66078 | 0.8087 | 0.75165 | 0.57138 | 1 | 0.57138 | 0.57138 | 0.16991 | 0.57138 | 0.66078 | 0.66078 | 0.7388 | 0.65579 | 0.55343 | 0.26219 | 0.26238 | 0.54858 | 0.43783 | 0.28189 | 0.83824 | 0.18095 | 0.46447 | 0.36156 | 0.16991 | 0.2145 | 0.37946 | 0.38435 | 0.78592 | 0.60605 | 0.52068 | 0.26826 | 0.26796 | 0.48854 | 0.39071 | 0.33659 | 0.79338 | 0.25336 | 0.44368 | 0.36687 | 0.20011 | 0.26582 | 0.44927 | 0.2609 | 0
Nov | 22 | 24 | Weekday | Wednesday | 0.64069 | 0.78868 | 0.71262 | 0.51417 | 1 | 0.51417 | 0.51417 | 0.16844 | 0.51417 | 0.64069 | 0.64069 | 0.52166 | 0.64753 | 0.3882 | 0.26059 | 0.26745 | 0.47811 | 0.42874 | 0.27822 | 0.59365 | 0.18143 | 0.41852 | 0.36613 | 0.16844 | 0.21334 | 0.29958 | 0.37052 | 0.46514 | 0.59609 | 0.3976 | 0.26724 | 0.27363 | 0.41117 | 0.38092 | 0.33315 | 0.46868 | 0.25269 | 0.39181 | 0.37394 | 0.19837 | 0.26438 | 0.35287 | 0.25859 | 0
Nov | 22 | 1 | Weekday | Wednesday | 0.63335 | 0.76207 | 0.70557 | 0.49256 | 1 | 0.49256 | 0.49256 | 0.1686 | 0.49256 | 0.63335 | 0.63335 | 0.21189 | 0.64294 | 0.34532 | 0.26148 | 0.26895 | 0.47152 | 0.4438 | 0.27937 | 0.27622 | 0.18144 | 0.40147 | 0.36985 | 0.1686 | 0.21334 | 0.27997 | 0.39363 | 0.32052 | 0.59001 | 0.36564 | 0.2674 | 0.27493 | 0.39815 | 0.39298 | 0.33299 | 0.33969 | 0.25244 | 0.37513 | 0.37542 | 0.19845 | 0.26438 | 0.32948 | 0.26241 | 0
Nov | 22 | 2 | Weekday | Wednesday | 0.63585 | 0.7529 | 0.70274 | 0.481 | 1 | 0.481 | 0.481 | 0.16905 | 0.481 | 0.63585 | 0.63585 | 0.21217 | 0.6409 | 0.32511 | 0.26143 | 0.27002 | 0.4714 | 0.43397 | 0.27951 | 0.27606 | 0.18111 | 0.38628 | 0.36848 | 0.16905 | 0.21341 | 0.28092 | 0.38109 | 0.321 | 0.58612 | 0.34277 | 0.2675 | 0.27594 | 0.39207 | 0.38506 | 0.33314 | 0.34054 | 0.2527 | 0.35706 | 0.37482 | 0.19862 | 0.26439 | 0.32953 | 0.26033 | 0
Nov | 22 | 3 | Weekday | Wednesday | 0.63699 | 0.75706 | 0.70587 | 0.47836 | 1 | 0.47836 | 0.47836 | 0.17003 | 0.47836 | 0.63699 | 0.63699 | 0.21279 | 0.64585 | 0.33034 | 0.26393 | 0.27259 | 0.48376 | 0.46509 | 0.28004 | 0.27844 | 0.18208 | 0.39694 | 0.36923 | 0.17003 | 0.2137 | 0.29106 | 0.40588 | 0.32215 | 0.59064 | 0.34965 | 0.26925 | 0.27862 | 0.39686 | 0.41162 | 0.33353 | 0.34245 | 0.25386 | 0.35986 | 0.37586 | 0.19886 | 0.26442 | 0.33825 | 0.26443 | 0
Nov | 22 | 4 | Weekday | Wednesday | 0.64298 | 0.7567 | 0.72374 | 0.49939 | 1 | 0.49939 | 0.49939 | 0.17103 | 0.49939 | 0.64298 | 0.64298 | 0.26084 | 0.69544 | 0.3654 | 0.27959 | 0.27526 | 0.54527 | 0.58716 | 0.28327 | 0.32796 | 0.18481 | 0.42108 | 0.37208 | 0.17103 | 0.214 | 0.32964 | 0.39296 | 0.35116 | 0.64008 | 0.36954 | 0.28569 | 0.28121 | 0.45789 | 0.52108 | 0.33637 | 0.37213 | 0.25591 | 0.3858 | 0.37787 | 0.19905 | 0.26446 | 0.38154 | 0.26229 | 0
Nov | 22 | 5 | Weekday | Wednesday | 0.62274 | 0.78148 | 0.77193 | 0.5999 | 1 | 0.5999 | 0.5999 | 0.26238 | 0.5999 | 0.62274 | 0.62274 | 0.62783 | 0.76317 | 0.50226 | 0.34224 | 0.34771 | 0.66998 | 0.74375 | 0.33098 | 0.71776 | 0.25584 | 0.52969 | 0.42081 | 0.26238 | 0.30651 | 0.38795 | 0.44115 | 0.54147 | 0.66049 | 0.487 | 0.33543 | 0.35567 | 0.57399 | 0.64408 | 0.34314 | 0.56374 | 0.27709 | 0.49861 | 0.4196 | 0.22721 | 0.28357 | 0.40873 | 0.28458 | 0
Nov | 22 | 6 | Weekday | Wednesday | 0.64631 | 0.81941 | 0.83965 | 0.70475 | 0.0044583 | 0.70475 | 0.70475 | 0.78063 | 0.70475 | 0.64631 | 0.64631 | 0.82979 | 0.84531 | 0.79058 | 0.54565 | 0.85488 | 0.77855 | 0.87735 | 0.77902 | 1 | 0.86891 | 0.77372 | 0.66625 | 0.78063 | 0.7913 | 0.76203 | 0.56947 | 0.8184 | 0.80113 | 0.76696 | 0.39241 | 0.87656 | 0.64009 | 0.82984 | 0.41478 | 0.96196 | 0.43478 | 0.76152 | 0.48764 | 0.34897 | 0.32306 | 0.54907 | 0.37096 | 0
Nov | 22 | 7 | Weekday | Wednesday | 0.66589 | 0.8401 | 0.88171 | 0.71507 | 0.0044583 | 0.71507 | 0.71507 | 0.69124 | 0.71507 | 0.66589 | 0.66589 | 0.91811 | 0.90697 | 0.9868 | 0.65751 | 0.83065 | 0.76126 | 0.9299 | 0.90487 | 0.92656 | 0.982 | 0.88669 | 0.70458 | 0.69124 | 0.66857 | 0.76196 | 0.71653 | 0.90808 | 0.87795 | 0.91067 | 0.52873 | 0.82231 | 0.62421 | 0.90536 | 0.73712 | 0.88602 | 0.74532 | 0.88343 | 0.52 | 0.38857 | 0.32506 | 0.58617 | 0.58659 | 0
Nov | 22 | 8 | Weekday | Wednesday | 0.71066 | 0.88123 | 0.8977 | 0.74015 | 0.0044583 | 0.74015 | 0.74015 | 0.86923 | 0.74015 | 0.71066 | 0.71066 | 0.9046 | 0.945 | 0.8486 | 0.99338 | 1 | 0.73628 | 0.96338 | 1 | 0.79206 | 1 | 0.81087 | 0.96435 | 0.86923 | 0.83009 | 0.93378 | 0.90196 | 0.88611 | 0.92443 | 0.78579 | 0.94633 | 1 | 0.59967 | 0.95101 | 0.95853 | 0.73306 | 0.90696 | 0.78904 | 0.90661 | 0.62384 | 0.55844 | 0.83684 | 0.84948 | 0
Nov | 22 | 9 | Weekday | Wednesday | 0.80453 | 0.90417 | 0.89865 | 0.72568 | 0.0044583 | 0.72568 | 0.72568 | 0.9621 | 0.72568 | 0.80453 | 0.80453 | 0.79231 | 0.97724 | 0.73947 | 0.9521 | 0.91063 | 0.65594 | 1 | 0.97578 | 0.79088 | 0.96813 | 0.75008 | 0.94145 | 0.9621 | 0.90714 | 0.96126 | 1 | 0.76795 | 0.96269 | 0.70787 | 0.92198 | 0.91159 | 0.53022 | 1 | 0.96429 | 0.75804 | 0.91901 | 0.73352 | 0.90738 | 0.84381 | 0.78671 | 0.912 | 0.99678 | 0
Nov | 22 | 10 | Weekday | Wednesday | 0.876 | 0.9276 | 0.90071 | 0.71842 | 0.0044583 | 0.71842 | 0.71842 | 0.95153 | 0.71842 | 0.876 | 0.876 | 0.92182 | 0.99327 | 0.61945 | 0.92673 | 0.88281 | 0.58305 | 0.99584 | 0.97558 | 0.88892 | 0.95672 | 0.59581 | 0.9321 | 0.95153 | 0.88575 | 0.93845 | 0.97533 | 0.91108 | 0.98323 | 0.59352 | 0.9031 | 0.88568 | 0.46965 | 0.99985 | 0.99026 | 0.91715 | 0.94927 | 0.57059 | 0.90983 | 0.88285 | 0.82753 | 0.90781 | 0.9961 | 0
Nov | 22 | 11 | Weekday | Wednesday | 0.90908 | 0.94129 | 0.89858 | 0.70152 | 0.0044583 | 0.70152 | 0.70152 | 0.91312 | 0.70152 | 0.90908 | 0.90908 | 0.90016 | 0.99506 | 0.59274 | 0.93934 | 0.87969 | 0.56282 | 0.99007 | 0.95666 | 0.89214 | 0.94107 | 0.59478 | 0.92436 | 0.91312 | 0.83955 | 1 | 0.95155 | 0.92309 | 0.98793 | 0.59602 | 0.92097 | 0.88294 | 0.47439 | 0.99576 | 1 | 0.94798 | 0.97072 | 0.57204 | 0.90694 | 0.88259 | 0.82754 | 1 | 0.98309 | 0
Nov | 22 | 12 | Weekday | Wednesday | 0.89074 | 0.93759 | 0.8907 | 0.67978 | 0.0044583 | 0.67978 | 0.67978 | 0.90583 | 0.67978 | 0.89074 | 0.89074 | 0.84481 | 0.9772 | 0.58643 | 0.92163 | 0.88974 | 0.54207 | 0.95026 | 0.95252 | 0.84947 | 0.9398 | 0.58704 | 0.90279 | 0.90583 | 0.82938 | 0.94102 | 0.88317 | 0.88815 | 0.97157 | 0.59176 | 0.90268 | 0.89345 | 0.4681 | 0.9571 | 0.99902 | 0.92026 | 0.98626 | 0.57252 | 0.87891 | 0.89743 | 0.84243 | 0.94244 | 0.91615 | 0
Nov | 22 | 13 | Weekday | Wednesday | 0.85982 | 0.9342 | 0.8922 | 0.65868 | 0.0044583 | 0.65868 | 0.65868 | 0.89662 | 0.65868 | 0.85982 | 0.85982 | 0.72962 | 0.99391 | 0.56886 | 0.95218 | 0.85691 | 0.52551 | 0.9813 | 0.95489 | 0.82336 | 0.94928 | 0.58725 | 0.92435 | 0.89662 | 0.81978 | 0.92711 | 0.94977 | 0.74661 | 0.99156 | 0.56557 | 0.94774 | 0.86129 | 0.46131 | 0.99285 | 0.98415 | 0.89003 | 0.99257 | 0.57225 | 0.91579 | 0.89763 | 0.8425 | 0.93246 | 0.99613 | 0
Nov | 22 | 14 | Weekday | Wednesday | 0.83957 | 0.93628 | 0.88416 | 0.67455 | 0.0044583 | 0.67455 | 0.67455 | 0.89368 | 0.67455 | 0.83957 | 0.83957 | 0.72171 | 0.99197 | 0.56521 | 0.9466 | 0.82945 | 0.51975 | 0.96435 | 0.94842 | 0.71382 | 0.94836 | 0.5852 | 0.9202 | 0.89368 | 0.81778 | 0.91088 | 0.94805 | 0.74653 | 0.9907 | 0.55625 | 0.94729 | 0.83562 | 0.46137 | 0.97949 | 0.98378 | 0.73568 | 1 | 0.56964 | 0.91481 | 0.8973 | 0.84218 | 0.91655 | 0.99578 | 0
Nov | 22 | 15 | Weekday | Wednesday | 0.82455 | 0.93919 | 0.87388 | 0.72143 | 1 | 0.72143 | 0.72143 | 0.8872 | 0.72143 | 0.82455 | 0.82455 | 0.78595 | 0.99219 | 0.5518 | 0.94566 | 0.8333 | 0.56951 | 0.94147 | 0.93605 | 0.72501 | 0.91248 | 0.57825 | 0.91548 | 0.8872 | 0.8144 | 0.8993 | 0.95443 | 0.76829 | 0.9919 | 0.54197 | 0.94756 | 0.84152 | 0.51425 | 0.96124 | 0.96712 | 0.73466 | 0.97578 | 0.56915 | 0.9127 | 0.89674 | 0.8421 | 0.90468 | 0.99625 | 0
Nov | 22 | 16 | Weekday | Wednesday | 0.84357 | 0.95751 | 0.87001 | 0.87218 | 1 | 0.87218 | 0.87218 | 0.9845 | 0.87218 | 0.84357 | 0.84357 | 0.97339 | 1 | 0.60753 | 1 | 0.92493 | 0.81472 | 0.97753 | 0.91474 | 0.80767 | 0.87045 | 0.6436 | 1 | 0.9845 | 0.95597 | 0.94041 | 0.96491 | 0.98327 | 1 | 0.63405 | 1 | 0.93609 | 0.79665 | 0.9997 | 0.96003 | 0.82967 | 0.9471 | 0.68112 | 1 | 1 | 1 | 0.94586 | 1 | 0
Nov | 22 | 17 | Weekday | Wednesday | 0.84247 | 0.94765 | 0.8559 | 1 | 1 | 1 | 1 | 1 | 1 | 0.84247 | 0.84247 | 0.9828 | 0.96422 | 0.73288 | 0.89478 | 0.88104 | 0.95984 | 0.93948 | 0.76607 | 0.9379 | 0.7993 | 0.75983 | 0.78086 | 1 | 0.98961 | 0.95177 | 0.44769 | 1 | 0.96259 | 0.75077 | 0.88252 | 0.892 | 0.95848 | 0.95756 | 0.75594 | 0.99927 | 0.7925 | 0.80347 | 0.74065 | 0.98356 | 0.99779 | 0.94664 | 0.41749 | 0
Nov | 22 | 18 | Weekday | Wednesday | 0.81555 | 0.9248 | 0.83394 | 0.99632 | 1 | 0.99632 | 0.99632 | 0.87056 | 0.99632 | 0.81555 | 0.81555 | 0.95944 | 0.81098 | 0.91461 | 0.74769 | 0.71747 | 1 | 0.65314 | 0.77835 | 0.94683 | 0.80046 | 0.84556 | 0.69852 | 0.87056 | 0.8682 | 0.94952 | 0.30707 | 0.97802 | 0.79769 | 0.90788 | 0.71699 | 0.72314 | 1 | 0.64458 | 0.7547 | 0.9997 | 0.78166 | 0.87615 | 0.63527 | 0.79914 | 0.80739 | 0.93208 | 0.24808 | 0
Nov | 22 | 19 | Weekday | Wednesday | 0.78848 | 0.90889 | 0.8158 | 0.95044 | 1 | 0.95044 | 0.95044 | 0.82127 | 0.95044 | 0.78848 | 0.78848 | 0.82735 | 0.79445 | 0.90037 | 0.7135 | 0.70813 | 0.97765 | 0.65158 | 0.79005 | 0.9359 | 0.80003 | 0.87319 | 0.69882 | 0.82127 | 0.8282 | 0.89634 | 0.3411 | 0.83869 | 0.77718 | 0.93731 | 0.67678 | 0.71322 | 0.97678 | 0.63552 | 0.75531 | 0.97815 | 0.78027 | 0.91569 | 0.62942 | 0.7478 | 0.76045 | 0.85955 | 0.25378 | 0
Nov | 22 | 20 | Weekday | Wednesday | 0.76678 | 0.87602 | 0.79763 | 0.85692 | 1 | 0.85692 | 0.85692 | 0.74492 | 0.85692 | 0.76678 | 0.76678 | 0.82057 | 0.72135 | 0.95423 | 0.6125 | 0.6646 | 0.94731 | 0.57779 | 0.73111 | 0.8156 | 0.72867 | 0.94905 | 0.67676 | 0.74492 | 0.76048 | 0.80352 | 0.328 | 0.83817 | 0.68947 | 1 | 0.55826 | 0.66741 | 0.9476 | 0.53874 | 0.6948 | 0.82402 | 0.70126 | 0.99143 | 0.59429 | 0.6472 | 0.66396 | 0.74641 | 0.25152 | 0
Nov | 22 | 21 | Weekday | Wednesday | 0.72004 | 0.81736 | 0.77392 | 0.77349 | 1 | 0.77349 | 0.77349 | 0.29496 | 0.77349 | 0.72004 | 0.72004 | 0.81476 | 0.69462 | 0.95706 | 0.55819 | 0.63484 | 0.81567 | 0.47431 | 0.27896 | 0.82237 | 0.17842 | 0.87913 | 0.64563 | 0.29496 | 0.33357 | 0.58435 | 0.35879 | 0.83671 | 0.65919 | 0.94143 | 0.50393 | 0.63685 | 0.8041 | 0.44205 | 0.33225 | 0.82177 | 0.24894 | 0.90711 | 0.56532 | 0.31037 | 0.36953 | 0.5318 | 0.25668 | 0
Nov | 22 | 22 | Weekday | Wednesday | 0.69729 | 0.79712 | 0.74806 | 0.67478 | 1 | 0.67478 | 0.67478 | 0.16844 | 0.67478 | 0.69729 | 0.69729 | 0.78603 | 0.66486 | 0.75602 | 0.30442 | 0.2714 | 0.66986 | 0.41989 | 0.27613 | 0.82997 | 0.17723 | 0.64368 | 0.38027 | 0.16844 | 0.21334 | 0.30815 | 0.34135 | 0.8376 | 0.62292 | 0.73005 | 0.31655 | 0.27795 | 0.63227 | 0.37479 | 0.33257 | 0.82529 | 0.24908 | 0.64175 | 0.38858 | 0.19837 | 0.26438 | 0.36463 | 0.25373 | 0
Nov | 22 | 23 | Weekday | Wednesday | 0.66078 | 0.8087 | 0.75165 | 0.57138 | 1 | 0.57138 | 0.57138 | 0.16991 | 0.57138 | 0.66078 | 0.66078 | 0.7388 | 0.65579 | 0.55343 | 0.26219 | 0.26238 | 0.54858 | 0.43783 | 0.28189 | 0.83824 | 0.18095 | 0.46447 | 0.36156 | 0.16991 | 0.2145 | 0.37946 | 0.38435 | 0.78592 | 0.60605 | 0.52068 | 0.26826 | 0.26796 | 0.48854 | 0.39071 | 0.33659 | 0.79338 | 0.25336 | 0.44368 | 0.36687 | 0.20011 | 0.26582 | 0.44927 | 0.2609 | 0
Nov | 23 | 24 | Weekday | Thursday | 0.64069 | 0.78868 | 0.71262 | 0.51417 | 1 | 0.51417 | 0.51417 | 0.16844 | 0.51417 | 0.64069 | 0.64069 | 0.52166 | 0.64753 | 0.3882 | 0.26059 | 0.26745 | 0.47811 | 0.42874 | 0.27822 | 0.59365 | 0.18143 | 0.41852 | 0.36613 | 0.16844 | 0.21334 | 0.29958 | 0.37052 | 0.46514 | 0.59609 | 0.3976 | 0.26724 | 0.27363 | 0.41117 | 0.38092 | 0.33315 | 0.46868 | 0.25269 | 0.39181 | 0.37394 | 0.19837 | 0.26438 | 0.35287 | 0.25859 | 0
Nov | 23 | 1 | Weekday | Thursday | 0.63335 | 0.76207 | 0.70557 | 0.49256 | 1 | 0.49256 | 0.49256 | 0.1686 | 0.49256 | 0.63335 | 0.63335 | 0.21189 | 0.64294 | 0.34532 | 0.26148 | 0.26895 | 0.47152 | 0.4438 | 0.27937 | 0.27622 | 0.18144 | 0.40147 | 0.36985 | 0.1686 | 0.21334 | 0.27997 | 0.39363 | 0.32052 | 0.59001 | 0.36564 | 0.2674 | 0.27493 | 0.39815 | 0.39298 | 0.33299 | 0.33969 | 0.25244 | 0.37513 | 0.37542 | 0.19845 | 0.26438 | 0.32948 | 0.26241 | 0
Nov | 23 | 2 | Weekday | Thursday | 0.63585 | 0.7529 | 0.70274 | 0.481 | 1 | 0.481 | 0.481 | 0.16905 | 0.481 | 0.63585 | 0.63585 | 0.21217 | 0.6409 | 0.32511 | 0.26143 | 0.27002 | 0.4714 | 0.43397 | 0.27951 | 0.27606 | 0.18111 | 0.38628 | 0.36848 | 0.16905 | 0.21341 | 0.28092 | 0.38109 | 0.321 | 0.58612 | 0.34277 | 0.2675 | 0.27594 | 0.39207 | 0.38506 | 0.33314 | 0.34054 | 0.2527 | 0.35706 | 0.37482 | 0.19862 | 0.26439 | 0.32953 | 0.26033 | 0
Nov | 23 | 3 | Weekday | Thursday | 0.63699 | 0.75706 | 0.70587 | 0.47836 | 1 | 0.47836 | 0.47836 | 0.17003 | 0.47836 | 0.63699 | 0.63699 | 0.21279 | 0.64585 | 0.33034 | 0.26393 | 0.27259 | 0.48376 | 0.46509 | 0.28004 | 0.27844 | 0.18208 | 0.39694 | 0.36923 | 0.17003 | 0.2137 | 0.29106 | 0.40588 | 0.32215 | 0.59064 | 0.34965 | 0.26925 | 0.27862 | 0.39686 | 0.41162 | 0.33353 | 0.34245 | 0.25386 | 0.35986 | 0.37586 | 0.19886 | 0.26442 | 0.33825 | 0.26443 | 0
Nov | 23 | 4 | Weekday | Thursday | 0.64298 | 0.7567 | 0.72374 | 0.49939 | 1 | 0.49939 | 0.49939 | 0.17103 | 0.49939 | 0.64298 | 0.64298 | 0.26084 | 0.69544 | 0.3654 | 0.27959 | 0.27526 | 0.54527 | 0.58716 | 0.28327 | 0.32796 | 0.18481 | 0.42108 | 0.37208 | 0.17103 | 0.214 | 0.32964 | 0.39296 | 0.35116 | 0.64008 | 0.36954 | 0.28569 | 0.28121 | 0.45789 | 0.52108 | 0.33637 | 0.37213 | 0.25591 | 0.3858 | 0.37787 | 0.19905 | 0.26446 | 0.38154 | 0.26229 | 0
Nov | 23 | 5 | Weekday | Thursday | 0.62274 | 0.78148 | 0.77193 | 0.5999 | 1 | 0.5999 | 0.5999 | 0.26238 | 0.5999 | 0.62274 | 0.62274 | 0.62783 | 0.76317 | 0.50226 | 0.34224 | 0.34771 | 0.66998 | 0.74375 | 0.33098 | 0.71776 | 0.25584 | 0.52969 | 0.42081 | 0.26238 | 0.30651 | 0.38795 | 0.44115 | 0.54147 | 0.66049 | 0.487 | 0.33543 | 0.35567 | 0.57399 | 0.64408 | 0.34314 | 0.56374 | 0.27709 | 0.49861 | 0.4196 | 0.22721 | 0.28357 | 0.40873 | 0.28458 | 0
Nov | 23 | 6 | Weekday | Thursday | 0.64631 | 0.81941 | 0.83965 | 0.70475 | 0.0044583 | 0.70475 | 0.70475 | 0.78063 | 0.70475 | 0.64631 | 0.64631 | 0.82979 | 0.84531 | 0.79058 | 0.54565 | 0.85488 | 0.77855 | 0.87735 | 0.77902 | 1 | 0.86891 | 0.77372 | 0.66625 | 0.78063 | 0.7913 | 0.76203 | 0.56947 | 0.8184 | 0.80113 | 0.76696 | 0.39241 | 0.87656 | 0.64009 | 0.82984 | 0.41478 | 0.96196 | 0.43478 | 0.76152 | 0.48764 | 0.34897 | 0.32306 | 0.54907 | 0.37096 | 0
Nov | 23 | 7 | Weekday | Thursday | 0.66589 | 0.8401 | 0.88171 | 0.71507 | 0.0044583 | 0.71507 | 0.71507 | 0.69124 | 0.71507 | 0.66589 | 0.66589 | 0.91811 | 0.90697 | 0.9868 | 0.65751 | 0.83065 | 0.76126 | 0.9299 | 0.90487 | 0.92656 | 0.982 | 0.88669 | 0.70458 | 0.69124 | 0.66857 | 0.76196 | 0.71653 | 0.90808 | 0.87795 | 0.91067 | 0.52873 | 0.82231 | 0.62421 | 0.90536 | 0.73712 | 0.88602 | 0.74532 | 0.88343 | 0.52 | 0.38857 | 0.32506 | 0.58617 | 0.58659 | 0
Nov | 23 | 8 | Weekday | Thursday | 0.71066 | 0.88123 | 0.8977 | 0.74015 | 0.0044583 | 0.74015 | 0.74015 | 0.86923 | 0.74015 | 0.71066 | 0.71066 | 0.9046 | 0.945 | 0.8486 | 0.99338 | 1 | 0.73628 | 0.96338 | 1 | 0.79206 | 1 | 0.81087 | 0.96435 | 0.86923 | 0.83009 | 0.93378 | 0.90196 | 0.88611 | 0.92443 | 0.78579 | 0.94633 | 1 | 0.59967 | 0.95101 | 0.95853 | 0.73306 | 0.90696 | 0.78904 | 0.90661 | 0.62384 | 0.55844 | 0.83684 | 0.84948 | 0
Nov | 23 | 9 | Weekday | Thursday | 0.80453 | 0.90417 | 0.89865 | 0.72568 | 0.0044583 | 0.72568 | 0.72568 | 0.9621 | 0.72568 | 0.80453 | 0.80453 | 0.79231 | 0.97724 | 0.73947 | 0.9521 | 0.91063 | 0.65594 | 1 | 0.97578 | 0.79088 | 0.96813 | 0.75008 | 0.94145 | 0.9621 | 0.90714 | 0.96126 | 1 | 0.76795 | 0.96269 | 0.70787 | 0.92198 | 0.91159 | 0.53022 | 1 | 0.96429 | 0.75804 | 0.91901 | 0.73352 | 0.90738 | 0.84381 | 0.78671 | 0.912 | 0.99678 | 0
Nov | 23 | 10 | Weekday | Thursday | 0.876 | 0.9276 | 0.90071 | 0.71842 | 0.0044583 | 0.71842 | 0.71842 | 0.95153 | 0.71842 | 0.876 | 0.876 | 0.92182 | 0.99327 | 0.61945 | 0.92673 | 0.88281 | 0.58305 | 0.99584 | 0.97558 | 0.88892 | 0.95672 | 0.59581 | 0.9321 | 0.95153 | 0.88575 | 0.93845 | 0.97533 | 0.91108 | 0.98323 | 0.59352 | 0.9031 | 0.88568 | 0.46965 | 0.99985 | 0.99026 | 0.91715 | 0.94927 | 0.57059 | 0.90983 | 0.88285 | 0.82753 | 0.90781 | 0.9961 | 0
Nov | 23 | 11 | Weekday | Thursday | 0.90908 | 0.94129 | 0.89858 | 0.70152 | 0.0044583 | 0.70152 | 0.70152 | 0.91312 | 0.70152 | 0.90908 | 0.90908 | 0.90016 | 0.99506 | 0.59274 | 0.93934 | 0.87969 | 0.56282 | 0.99007 | 0.95666 | 0.89214 | 0.94107 | 0.59478 | 0.92436 | 0.91312 | 0.83955 | 1 | 0.95155 | 0.92309 | 0.98793 | 0.59602 | 0.92097 | 0.88294 | 0.47439 | 0.99576 | 1 | 0.94798 | 0.97072 | 0.57204 | 0.90694 | 0.88259 | 0.82754 | 1 | 0.98309 | 0
Nov | 23 | 12 | Weekday | Thursday | 0.89074 | 0.93759 | 0.8907 | 0.67978 | 0.0044583 | 0.67978 | 0.67978 | 0.90583 | 0.67978 | 0.89074 | 0.89074 | 0.84481 | 0.9772 | 0.58643 | 0.92163 | 0.88974 | 0.54207 | 0.95026 | 0.95252 | 0.84947 | 0.9398 | 0.58704 | 0.90279 | 0.90583 | 0.82938 | 0.94102 | 0.88317 | 0.88815 | 0.97157 | 0.59176 | 0.90268 | 0.89345 | 0.4681 | 0.9571 | 0.99902 | 0.92026 | 0.98626 | 0.57252 | 0.87891 | 0.89743 | 0.84243 | 0.94244 | 0.91615 | 0
Nov | 23 | 13 | Weekday | Thursday | 0.85982 | 0.9342 | 0.8922 | 0.65868 | 0.0044583 | 0.65868 | 0.65868 | 0.89662 | 0.65868 | 0.85982 | 0.85982 | 0.72962 | 0.99391 | 0.56886 | 0.95218 | 0.85691 | 0.52551 | 0.9813 | 0.95489 | 0.82336 | 0.94928 | 0.58725 | 0.92435 | 0.89662 | 0.81978 | 0.92711 | 0.94977 | 0.74661 | 0.99156 | 0.56557 | 0.94774 | 0.86129 | 0.46131 | 0.99285 | 0.98415 | 0.89003 | 0.99257 | 0.57225 | 0.91579 | 0.89763 | 0.8425 | 0.93246 | 0.99613 | 0
Nov | 23 | 14 | Weekday | Thursday | 0.83957 | 0.93628 | 0.88416 | 0.67455 | 0.0044583 | 0.67455 | 0.67455 | 0.89368 | 0.67455 | 0.83957 | 0.83957 | 0.72171 | 0.99197 | 0.56521 | 0.9466 | 0.82945 | 0.51975 | 0.96435 | 0.94842 | 0.71382 | 0.94836 | 0.5852 | 0.9202 | 0.89368 | 0.81778 | 0.91088 | 0.94805 | 0.74653 | 0.9907 | 0.55625 | 0.94729 | 0.83562 | 0.46137 | 0.97949 | 0.98378 | 0.73568 | 1 | 0.56964 | 0.91481 | 0.8973 | 0.84218 | 0.91655 | 0.99578 | 0
Nov | 23 | 15 | Weekday | Thursday | 0.82455 | 0.93919 | 0.87388 | 0.72143 | 1 | 0.72143 | 0.72143 | 0.8872 | 0.72143 | 0.82455 | 0.82455 | 0.78595 | 0.99219 | 0.5518 | 0.94566 | 0.8333 | 0.56951 | 0.94147 | 0.93605 | 0.72501 | 0.91248 | 0.57825 | 0.91548 | 0.8872 | 0.8144 | 0.8993 | 0.95443 | 0.76829 | 0.9919 | 0.54197 | 0.94756 | 0.84152 | 0.51425 | 0.96124 | 0.96712 | 0.73466 | 0.97578 | 0.56915 | 0.9127 | 0.89674 | 0.8421 | 0.90468 | 0.99625 | 0
Nov | 23 | 16 | Weekday | Thursday | 0.84357 | 0.95751 | 0.87001 | 0.87218 | 1 | 0.87218 | 0.87218 | 0.9845 | 0.87218 | 0.84357 | 0.84357 | 0.97339 | 1 | 0.60753 | 1 | 0.92493 | 0.81472 | 0.97753 | 0.91474 | 0.80767 | 0.87045 | 0.6436 | 1 | 0.9845 | 0.95597 | 0.94041 | 0.96491 | 0.98327 | 1 | 0.63405 | 1 | 0.93609 | 0.79665 | 0.9997 | 0.96003 | 0.82967 | 0.9471 | 0.68112 | 1 | 1 | 1 | 0.94586 | 1 | 0
Nov | 23 | 17 | Weekday | Thursday | 0.84247 | 0.94765 | 0.8559 | 1 | 1 | 1 | 1 | 1 | 1 | 0.84247 | 0.84247 | 0.9828 | 0.96422 | 0.73288 | 0.89478 | 0.88104 | 0.95984 | 0.93948 | 0.76607 | 0.9379 | 0.7993 | 0.75983 | 0.78086 | 1 | 0.98961 | 0.95177 | 0.44769 | 1 | 0.96259 | 0.75077 | 0.88252 | 0.892 | 0.95848 | 0.95756 | 0.75594 | 0.99927 | 0.7925 | 0.80347 | 0.74065 | 0.98356 | 0.99779 | 0.94664 | 0.41749 | 0
Nov | 23 | 18 | Weekday | Thursday | 0.81555 | 0.9248 | 0.83394 | 0.99632 | 1 | 0.99632 | 0.99632 | 0.87056 | 0.99632 | 0.81555 | 0.81555 | 0.95944 | 0.81098 | 0.91461 | 0.74769 | 0.71747 | 1 | 0.65314 | 0.77835 | 0.94683 | 0.80046 | 0.84556 | 0.69852 | 0.87056 | 0.8682 | 0.94952 | 0.30707 | 0.97802 | 0.79769 | 0.90788 | 0.71699 | 0.72314 | 1 | 0.64458 | 0.7547 | 0.9997 | 0.78166 | 0.87615 | 0.63527 | 0.79914 | 0.80739 | 0.93208 | 0.24808 | 0
Nov | 23 | 19 | Weekday | Thursday | 0.78848 | 0.90889 | 0.8158 | 0.95044 | 1 | 0.95044 | 0.95044 | 0.82127 | 0.95044 | 0.78848 | 0.78848 | 0.82735 | 0.79445 | 0.90037 | 0.7135 | 0.70813 | 0.97765 | 0.65158 | 0.79005 | 0.9359 | 0.80003 | 0.87319 | 0.69882 | 0.82127 | 0.8282 | 0.89634 | 0.3411 | 0.83869 | 0.77718 | 0.93731 | 0.67678 | 0.71322 | 0.97678 | 0.63552 | 0.75531 | 0.97815 | 0.78027 | 0.91569 | 0.62942 | 0.7478 | 0.76045 | 0.85955 | 0.25378 | 0
Nov | 23 | 20 | Weekday | Thursday | 0.76678 | 0.87602 | 0.79763 | 0.85692 | 1 | 0.85692 | 0.85692 | 0.74492 | 0.85692 | 0.76678 | 0.76678 | 0.82057 | 0.72135 | 0.95423 | 0.6125 | 0.6646 | 0.94731 | 0.57779 | 0.73111 | 0.8156 | 0.72867 | 0.94905 | 0.67676 | 0.74492 | 0.76048 | 0.80352 | 0.328 | 0.83817 | 0.68947 | 1 | 0.55826 | 0.66741 | 0.9476 | 0.53874 | 0.6948 | 0.82402 | 0.70126 | 0.99143 | 0.59429 | 0.6472 | 0.66396 | 0.74641 | 0.25152 | 0
Nov | 23 | 21 | Weekday | Thursday | 0.72004 | 0.81736 | 0.77392 | 0.77349 | 1 | 0.77349 | 0.77349 | 0.29496 | 0.77349 | 0.72004 | 0.72004 | 0.81476 | 0.69462 | 0.95706 | 0.55819 | 0.63484 | 0.81567 | 0.47431 | 0.27896 | 0.82237 | 0.17842 | 0.87913 | 0.64563 | 0.29496 | 0.33357 | 0.58435 | 0.35879 | 0.83671 | 0.65919 | 0.94143 | 0.50393 | 0.63685 | 0.8041 | 0.44205 | 0.33225 | 0.82177 | 0.24894 | 0.90711 | 0.56532 | 0.31037 | 0.36953 | 0.5318 | 0.25668 | 0
Nov | 23 | 22 | Weekday | Thursday | 0.69729 | 0.79712 | 0.74806 | 0.67478 | 1 | 0.67478 | 0.67478 | 0.16844 | 0.67478 | 0.69729 | 0.69729 | 0.78603 | 0.66486 | 0.75602 | 0.30442 | 0.2714 | 0.66986 | 0.41989 | 0.27613 | 0.82997 | 0.17723 | 0.64368 | 0.38027 | 0.16844 | 0.21334 | 0.30815 | 0.34135 | 0.8376 | 0.62292 | 0.73005 | 0.31655 | 0.27795 | 0.63227 | 0.37479 | 0.33257 | 0.82529 | 0.24908 | 0.64175 | 0.38858 | 0.19837 | 0.26438 | 0.36463 | 0.25373 | 0
Nov | 23 | 23 | Weekday | Thursday | 0.66078 | 0.8087 | 0.75165 | 0.57138 | 1 | 0.57138 | 0.57138 | 0.16991 | 0.57138 | 0.66078 | 0.66078 | 0.7388 | 0.65579 | 0.55343 | 0.26219 | 0.26238 | 0.54858 | 0.43783 | 0.28189 | 0.83824 | 0.18095 | 0.46447 | 0.36156 | 0.16991 | 0.2145 | 0.37946 | 0.38435 | 0.78592 | 0.60605 | 0.52068 | 0.26826 | 0.26796 | 0.48854 | 0.39071 | 0.33659 | 0.79338 | 0.25336 | 0.44368 | 0.36687 | 0.20011 | 0.26582 | 0.44927 | 0.2609 | 0
Nov | 24 | 24 | Weekday | Friday | 0.64069 | 0.78868 | 0.71262 | 0.51417 | 1 | 0.51417 | 0.51417 | 0.16844 | 0.51417 | 0.64069 | 0.64069 | 0.52166 | 0.64753 | 0.3882 | 0.26059 | 0.26745 | 0.47811 | 0.42874 | 0.27822 | 0.59365 | 0.18143 | 0.41852 | 0.36613 | 0.16844 | 0.21334 | 0.29958 | 0.37052 | 0.46514 | 0.59609 | 0.3976 | 0.26724 | 0.27363 | 0.41117 | 0.38092 | 0.33315 | 0.46868 | 0.25269 | 0.39181 | 0.37394 | 0.19837 | 0.26438 | 0.35287 | 0.25859 | 0
Nov | 24 | 1 | Weekday | Friday | 0.63335 | 0.76207 | 0.70557 | 0.49256 | 1 | 0.49256 | 0.49256 | 0.1686 | 0.49256 | 0.63335 | 0.63335 | 0.21189 | 0.64294 | 0.34532 | 0.26148 | 0.26895 | 0.47152 | 0.4438 | 0.27937 | 0.27622 | 0.18144 | 0.40147 | 0.36985 | 0.1686 | 0.21334 | 0.27997 | 0.39363 | 0.32052 | 0.59001 | 0.36564 | 0.2674 | 0.27493 | 0.39815 | 0.39298 | 0.33299 | 0.33969 | 0.25244 | 0.37513 | 0.37542 | 0.19845 | 0.26438 | 0.32948 | 0.26241 | 0
Nov | 24 | 2 | Weekday | Friday | 0.63585 | 0.7529 | 0.70274 | 0.481 | 1 | 0.481 | 0.481 | 0.16905 | 0.481 | 0.63585 | 0.63585 | 0.21217 | 0.6409 | 0.32511 | 0.26143 | 0.27002 | 0.4714 | 0.43397 | 0.27951 | 0.27606 | 0.18111 | 0.38628 | 0.36848 | 0.16905 | 0.21341 | 0.28092 | 0.38109 | 0.321 | 0.58612 | 0.34277 | 0.2675 | 0.27594 | 0.39207 | 0.38506 | 0.33314 | 0.34054 | 0.2527 | 0.35706 | 0.37482 | 0.19862 | 0.26439 | 0.32953 | 0.26033 | 0
Nov | 24 | 3 | Weekday | Friday | 0.63699 | 0.75706 | 0.70587 | 0.47836 | 1 | 0.47836 | 0.47836 | 0.17003 | 0.47836 | 0.63699 | 0.63699 | 0.21279 | 0.64585 | 0.33034 | 0.26393 | 0.27259 | 0.48376 | 0.46509 | 0.28004 | 0.27844 | 0.18208 | 0.39694 | 0.36923 | 0.17003 | 0.2137 | 0.29106 | 0.40588 | 0.32215 | 0.59064 | 0.34965 | 0.26925 | 0.27862 | 0.39686 | 0.41162 | 0.33353 | 0.34245 | 0.25386 | 0.35986 | 0.37586 | 0.19886 | 0.26442 | 0.33825 | 0.26443 | 0
Nov | 24 | 4 | Weekday | Friday | 0.64298 | 0.7567 | 0.72374 | 0.49939 | 1 | 0.49939 | 0.49939 | 0.17103 | 0.49939 | 0.64298 | 0.64298 | 0.26084 | 0.69544 | 0.3654 | 0.27959 | 0.27526 | 0.54527 | 0.58716 | 0.28327 | 0.32796 | 0.18481 | 0.42108 | 0.37208 | 0.17103 | 0.214 | 0.32964 | 0.39296 | 0.35116 | 0.64008 | 0.36954 | 0.28569 | 0.28121 | 0.45789 | 0.52108 | 0.33637 | 0.37213 | 0.25591 | 0.3858 | 0.37787 | 0.19905 | 0.26446 | 0.38154 | 0.26229 | 0
Nov | 24 | 5 | Weekday | Friday | 0.62274 | 0.78148 | 0.77193 | 0.5999 | 1 | 0.5999 | 0.5999 | 0.26238 | 0.5999 | 0.62274 | 0.62274 | 0.62783 | 0.76317 | 0.50226 | 0.34224 | 0.34771 | 0.66998 | 0.74375 | 0.33098 | 0.71776 | 0.25584 | 0.52969 | 0.42081 | 0.26238 | 0.30651 | 0.38795 | 0.44115 | 0.54147 | 0.66049 | 0.487 | 0.33543 | 0.35567 | 0.57399 | 0.64408 | 0.34314 | 0.56374 | 0.27709 | 0.49861 | 0.4196 | 0.22721 | 0.28357 | 0.40873 | 0.28458 | 0
Nov | 24 | 6 | Weekday | Friday | 0.64631 | 0.81941 | 0.83965 | 0.70475 | 0.0044583 | 0.70475 | 0.70475 | 0.78063 | 0.70475 | 0.64631 | 0.64631 | 0.82979 | 0.84531 | 0.79058 | 0.54565 | 0.85488 | 0.77855 | 0.87735 | 0.77902 | 1 | 0.86891 | 0.77372 | 0.66625 | 0.78063 | 0.7913 | 0.76203 | 0.56947 | 0.8184 | 0.80113 | 0.76696 | 0.39241 | 0.87656 | 0.64009 | 0.82984 | 0.41478 | 0.96196 | 0.43478 | 0.76152 | 0.48764 | 0.34897 | 0.32306 | 0.54907 | 0.37096 | 0
Nov | 24 | 7 | Weekday | Friday | 0.66589 | 0.8401 | 0.88171 | 0.71507 | 0.0044583 | 0.71507 | 0.71507 | 0.69124 | 0.71507 | 0.66589 | 0.66589 | 0.91811 | 0.90697 | 0.9868 | 0.65751 | 0.83065 | 0.76126 | 0.9299 | 0.90487 | 0.92656 | 0.982 | 0.88669 | 0.70458 | 0.69124 | 0.66857 | 0.76196 | 0.71653 | 0.90808 | 0.87795 | 0.91067 | 0.52873 | 0.82231 | 0.62421 | 0.90536 | 0.73712 | 0.88602 | 0.74532 | 0.88343 | 0.52 | 0.38857 | 0.32506 | 0.58617 | 0.58659 | 0
Nov | 24 | 8 | Weekday | Friday | 0.71066 | 0.88123 | 0.8977 | 0.74015 | 0.0044583 | 0.74015 | 0.74015 | 0.86923 | 0.74015 | 0.71066 | 0.71066 | 0.9046 | 0.945 | 0.8486 | 0.99338 | 1 | 0.73628 | 0.96338 | 1 | 0.79206 | 1 | 0.81087 | 0.96435 | 0.86923 | 0.83009 | 0.93378 | 0.90196 | 0.88611 | 0.92443 | 0.78579 | 0.94633 | 1 | 0.59967 | 0.95101 | 0.95853 | 0.73306 | 0.90696 | 0.78904 | 0.90661 | 0.62384 | 0.55844 | 0.83684 | 0.84948 | 0
Nov | 24 | 9 | Weekday | Friday | 0.80453 | 0.90417 | 0.89865 | 0.72568 | 0.0044583 | 0.72568 | 0.72568 | 0.9621 | 0.72568 | 0.80453 | 0.80453 | 0.79231 | 0.97724 | 0.73947 | 0.9521 | 0.91063 | 0.65594 | 1 | 0.97578 | 0.79088 | 0.96813 | 0.75008 | 0.94145 | 0.9621 | 0.90714 | 0.96126 | 1 | 0.76795 | 0.96269 | 0.70787 | 0.92198 | 0.91159 | 0.53022 | 1 | 0.96429 | 0.75804 | 0.91901 | 0.73352 | 0.90738 | 0.84381 | 0.78671 | 0.912 | 0.99678 | 0
Nov | 24 | 10 | Weekday | Friday | 0.876 | 0.9276 | 0.90071 | 0.71842 | 0.0044583 | 0.71842 | 0.71842 | 0.95153 | 0.71842 | 0.876 | 0.876 | 0.92182 | 0.99327 | 0.61945 | 0.92673 | 0.88281 | 0.58305 | 0.99584 | 0.97558 | 0.88892 | 0.95672 | 0.59581 | 0.9321 | 0.95153 | 0.88575 | 0.93845 | 0.97533 | 0.91108 | 0.98323 | 0.59352 | 0.9031 | 0.88568 | 0.46965 | 0.99985 | 0.99026 | 0.91715 | 0.94927 | 0.57059 | 0.90983 | 0.88285 | 0.82753 | 0.90781 | 0.9961 | 0
Nov | 24 | 11 | Weekday | Friday | 0.90908 | 0.94129 | 0.89858 | 0.70152 | 0.0044583 | 0.70152 | 0.70152 | 0.91312 | 0.70152 | 0.90908 | 0.90908 | 0.90016 | 0.99506 | 0.59274 | 0.93934 | 0.87969 | 0.56282 | 0.99007 | 0.95666 | 0.89214 | 0.94107 | 0.59478 | 0.92436 | 0.91312 | 0.83955 | 1 | 0.95155 | 0.92309 | 0.98793 | 0.59602 | 0.92097 | 0.88294 | 0.47439 | 0.99576 | 1 | 0.94798 | 0.97072 | 0.57204 | 0.90694 | 0.88259 | 0.82754 | 1 | 0.98309 | 0
Nov | 24 | 12 | Weekday | Friday | 0.89074 | 0.93759 | 0.8907 | 0.67978 | 0.0044583 | 0.67978 | 0.67978 | 0.90583 | 0.67978 | 0.89074 | 0.89074 | 0.84481 | 0.9772 | 0.58643 | 0.92163 | 0.88974 | 0.54207 | 0.95026 | 0.95252 | 0.84947 | 0.9398 | 0.58704 | 0.90279 | 0.90583 | 0.82938 | 0.94102 | 0.88317 | 0.88815 | 0.97157 | 0.59176 | 0.90268 | 0.89345 | 0.4681 | 0.9571 | 0.99902 | 0.92026 | 0.98626 | 0.57252 | 0.87891 | 0.89743 | 0.84243 | 0.94244 | 0.91615 | 0
Nov | 24 | 13 | Weekday | Friday | 0.85982 | 0.9342 | 0.8922 | 0.65868 | 0.0044583 | 0.65868 | 0.65868 | 0.89662 | 0.65868 | 0.85982 | 0.85982 | 0.72962 | 0.99391 | 0.56886 | 0.95218 | 0.85691 | 0.52551 | 0.9813 | 0.95489 | 0.82336 | 0.94928 | 0.58725 | 0.92435 | 0.89662 | 0.81978 | 0.92711 | 0.94977 | 0.74661 | 0.99156 | 0.56557 | 0.94774 | 0.86129 | 0.46131 | 0.99285 | 0.98415 | 0.89003 | 0.99257 | 0.57225 | 0.91579 | 0.89763 | 0.8425 | 0.93246 | 0.99613 | 0
Nov | 24 | 14 | Weekday | Friday | 0.83957 | 0.93628 | 0.88416 | 0.67455 | 0.0044583 | 0.67455 | 0.67455 | 0.89368 | 0.67455 | 0.83957 | 0.83957 | 0.72171 | 0.99197 | 0.56521 | 0.9466 | 0.82945 | 0.51975 | 0.96435 | 0.94842 | 0.71382 | 0.94836 | 0.5852 | 0.9202 | 0.89368 | 0.81778 | 0.91088 | 0.94805 | 0.74653 | 0.9907 | 0.55625 | 0.94729 | 0.83562 | 0.46137 | 0.97949 | 0.98378 | 0.73568 | 1 | 0.56964 | 0.91481 | 0.8973 | 0.84218 | 0.91655 | 0.99578 | 0
Nov | 24 | 15 | Weekday | Friday | 0.82455 | 0.93919 | 0.87388 | 0.72143 | 1 | 0.72143 | 0.72143 | 0.8872 | 0.72143 | 0.82455 | 0.82455 | 0.78595 | 0.99219 | 0.5518 | 0.94566 | 0.8333 | 0.56951 | 0.94147 | 0.93605 | 0.72501 | 0.91248 | 0.57825 | 0.91548 | 0.8872 | 0.8144 | 0.8993 | 0.95443 | 0.76829 | 0.9919 | 0.54197 | 0.94756 | 0.84152 | 0.51425 | 0.96124 | 0.96712 | 0.73466 | 0.97578 | 0.56915 | 0.9127 | 0.89674 | 0.8421 | 0.90468 | 0.99625 | 0
Nov | 24 | 16 | Weekday | Friday | 0.84357 | 0.95751 | 0.87001 | 0.87218 | 1 | 0.87218 | 0.87218 | 0.9845 | 0.87218 | 0.84357 | 0.84357 | 0.97339 | 1 | 0.60753 | 1 | 0.92493 | 0.81472 | 0.97753 | 0.91474 | 0.80767 | 0.87045 | 0.6436 | 1 | 0.9845 | 0.95597 | 0.94041 | 0.96491 | 0.98327 | 1 | 0.63405 | 1 | 0.93609 | 0.79665 | 0.9997 | 0.96003 | 0.82967 | 0.9471 | 0.68112 | 1 | 1 | 1 | 0.94586 | 1 | 0
Nov | 24 | 17 | Weekday | Friday | 0.84247 | 0.94765 | 0.8559 | 1 | 1 | 1 | 1 | 1 | 1 | 0.84247 | 0.84247 | 0.9828 | 0.96422 | 0.73288 | 0.89478 | 0.88104 | 0.95984 | 0.93948 | 0.76607 | 0.9379 | 0.7993 | 0.75983 | 0.78086 | 1 | 0.98961 | 0.95177 | 0.44769 | 1 | 0.96259 | 0.75077 | 0.88252 | 0.892 | 0.95848 | 0.95756 | 0.75594 | 0.99927 | 0.7925 | 0.80347 | 0.74065 | 0.98356 | 0.99779 | 0.94664 | 0.41749 | 0
Nov | 24 | 18 | Weekday | Friday | 0.81555 | 0.9248 | 0.83394 | 0.99632 | 1 | 0.99632 | 0.99632 | 0.87056 | 0.99632 | 0.81555 | 0.81555 | 0.95944 | 0.81098 | 0.91461 | 0.74769 | 0.71747 | 1 | 0.65314 | 0.77835 | 0.94683 | 0.80046 | 0.84556 | 0.69852 | 0.87056 | 0.8682 | 0.94952 | 0.30707 | 0.97802 | 0.79769 | 0.90788 | 0.71699 | 0.72314 | 1 | 0.64458 | 0.7547 | 0.9997 | 0.78166 | 0.87615 | 0.63527 | 0.79914 | 0.80739 | 0.93208 | 0.24808 | 0
Nov | 24 | 19 | Weekday | Friday | 0.78848 | 0.90889 | 0.8158 | 0.95044 | 1 | 0.95044 | 0.95044 | 0.82127 | 0.95044 | 0.78848 | 0.78848 | 0.82735 | 0.79445 | 0.90037 | 0.7135 | 0.70813 | 0.97765 | 0.65158 | 0.79005 | 0.9359 | 0.80003 | 0.87319 | 0.69882 | 0.82127 | 0.8282 | 0.89634 | 0.3411 | 0.83869 | 0.77718 | 0.93731 | 0.67678 | 0.71322 | 0.97678 | 0.63552 | 0.75531 | 0.97815 | 0.78027 | 0.91569 | 0.62942 | 0.7478 | 0.76045 | 0.85955 | 0.25378 | 0
Nov | 24 | 20 | Weekday | Friday | 0.76678 | 0.87602 | 0.79763 | 0.85692 | 1 | 0.85692 | 0.85692 | 0.74492 | 0.85692 | 0.76678 | 0.76678 | 0.82057 | 0.72135 | 0.95423 | 0.6125 | 0.6646 | 0.94731 | 0.57779 | 0.73111 | 0.8156 | 0.72867 | 0.94905 | 0.67676 | 0.74492 | 0.76048 | 0.80352 | 0.328 | 0.83817 | 0.68947 | 1 | 0.55826 | 0.66741 | 0.9476 | 0.53874 | 0.6948 | 0.82402 | 0.70126 | 0.99143 | 0.59429 | 0.6472 | 0.66396 | 0.74641 | 0.25152 | 0
Nov | 24 | 21 | Weekday | Friday | 0.72004 | 0.81736 | 0.77392 | 0.77349 | 1 | 0.77349 | 0.77349 | 0.29496 | 0.77349 | 0.72004 | 0.72004 | 0.81476 | 0.69462 | 0.95706 | 0.55819 | 0.63484 | 0.81567 | 0.47431 | 0.27896 | 0.82237 | 0.17842 | 0.87913 | 0.64563 | 0.29496 | 0.33357 | 0.58435 | 0.35879 | 0.83671 | 0.65919 | 0.94143 | 0.50393 | 0.63685 | 0.8041 | 0.44205 | 0.33225 | 0.82177 | 0.24894 | 0.90711 | 0.56532 | 0.31037 | 0.36953 | 0.5318 | 0.25668 | 0
Nov | 24 | 22 | Weekday | Friday | 0.69729 | 0.79712 | 0.74806 | 0.67478 | 1 | 0.67478 | 0.67478 | 0.16844 | 0.67478 | 0.69729 | 0.69729 | 0.78603 | 0.66486 | 0.75602 | 0.30442 | 0.2714 | 0.66986 | 0.41989 | 0.27613 | 0.82997 | 0.17723 | 0.64368 | 0.38027 | 0.16844 | 0.21334 | 0.30815 | 0.34135 | 0.8376 | 0.62292 | 0.73005 | 0.31655 | 0.27795 | 0.63227 | 0.37479 | 0.33257 | 0.82529 | 0.24908 | 0.64175 | 0.38858 | 0.19837 | 0.26438 | 0.36463 | 0.25373 | 0
Nov | 24 | 23 | Weekday | Friday | 0.66078 | 0.8087 | 0.75165 | 0.57138 | 1 | 0.57138 | 0.57138 | 0.16617 | 0.57138 | 0.66078 | 0.66078 | 0.68786 | 0.67571 | 0.53431 | 0.24447 | 0.24079 | 0.50652 | 0.48591 | 0.27773 | 0.77566 | 0.17758 | 0.45854 | 0.34678 | 0.16617 | 0.21146 | 0.39276 | 0.344 | 0.76161 | 0.63133 | 0.51814 | 0.25394 | 0.2468 | 0.47849 | 0.43056 | 0.33662 | 0.76882 | 0.25114 | 0.44749 | 0.3515 | 0.19174 | 0.25864 | 0.46523 | 0.2541 | 0
Nov | 25 | 24 | Weekend | Saturday | 0.64152 | 0.79582 | 0.75727 | 0.50634 | 1 | 0.50634 | 0.50634 | 0.17171 | 0.50634 | 0.64152 | 0.64152 | 0.45342 | 0.66414 | 0.41154 | 0.21417 | 0.22636 | 0.43947 | 0.48918 | 0.27298 | 0.51416 | 0.17655 | 0.42019 | 0.32382 | 0.17171 | 0.21535 | 0.31098 | 0.34812 | 0.44689 | 0.61675 | 0.42717 | 0.22219 | 0.23147 | 0.40531 | 0.43492 | 0.33315 | 0.45314 | 0.25054 | 0.40624 | 0.33003 | 0.19677 | 0.26269 | 0.36798 | 0.25477 | 0
Nov | 25 | 1 | Weekend | Saturday | 0.63651 | 0.77081 | 0.74646 | 0.48787 | 1 | 0.48787 | 0.48787 | 0.17169 | 0.48787 | 0.63651 | 0.63651 | 0.21225 | 0.65905 | 0.37565 | 0.21424 | 0.22869 | 0.43389 | 0.4922 | 0.27347 | 0.27775 | 0.17793 | 0.4034 | 0.32266 | 0.17169 | 0.21907 | 0.29682 | 0.35284 | 0.32141 | 0.61026 | 0.40251 | 0.22215 | 0.23408 | 0.39304 | 0.43667 | 0.33338 | 0.34113 | 0.25077 | 0.39191 | 0.33003 | 0.19684 | 0.26316 | 0.34871 | 0.25556 | 0
Nov | 25 | 2 | Weekend | Saturday | 0.64335 | 0.76416 | 0.74097 | 0.47967 | 1 | 0.47967 | 0.47967 | 0.17422 | 0.47967 | 0.64335 | 0.64335 | 0.21285 | 0.65459 | 0.34191 | 0.21444 | 0.22806 | 0.43226 | 0.49605 | 0.27787 | 0.27735 | 0.17843 | 0.371 | 0.32612 | 0.17422 | 0.22187 | 0.29457 | 0.3541 | 0.32194 | 0.60446 | 0.36349 | 0.22219 | 0.23318 | 0.38714 | 0.44168 | 0.33374 | 0.34208 | 0.25144 | 0.35474 | 0.33003 | 0.19731 | 0.26352 | 0.34624 | 0.25574 | 0
Nov | 25 | 3 | Weekend | Saturday | 0.64542 | 0.76993 | 0.74367 | 0.47696 | 1 | 0.47696 | 0.47696 | 0.17487 | 0.47696 | 0.64542 | 0.64542 | 0.21323 | 0.65495 | 0.3452 | 0.21813 | 0.2313 | 0.449 | 0.50016 | 0.27979 | 0.27931 | 0.18066 | 0.3787 | 0.32382 | 0.17487 | 0.22498 | 0.30228 | 0.3565 | 0.32299 | 0.60312 | 0.36684 | 0.22536 | 0.23634 | 0.39813 | 0.44462 | 0.33476 | 0.34379 | 0.25265 | 0.35958 | 0.33003 | 0.19757 | 0.26391 | 0.35273 | 0.25613 | 0
Nov | 25 | 4 | Weekend | Saturday | 0.65538 | 0.77622 | 0.76503 | 0.5074 | 1 | 0.5074 | 0.5074 | 0.17869 | 0.5074 | 0.65538 | 0.65538 | 0.29888 | 0.65239 | 0.38515 | 0.23662 | 0.22981 | 0.51934 | 0.57698 | 0.28234 | 0.36191 | 0.18138 | 0.40739 | 0.32151 | 0.17869 | 0.22701 | 0.31748 | 0.36164 | 0.36692 | 0.60068 | 0.40061 | 0.24153 | 0.23501 | 0.46623 | 0.51779 | 0.33554 | 0.38311 | 0.25398 | 0.38367 | 0.33003 | 0.19819 | 0.26417 | 0.37011 | 0.25696 | 0
Nov | 25 | 5 | Weekend | Saturday | 0.63444 | 0.8119 | 0.82754 | 0.62981 | 1 | 0.62981 | 0.62981 | 0.17873 | 0.62981 | 0.63444 | 0.63444 | 0.61372 | 0.65922 | 0.44668 | 0.28905 | 0.29349 | 0.6543 | 0.7048 | 0.28492 | 0.70572 | 0.18539 | 0.48588 | 0.36422 | 0.17873 | 0.22886 | 0.41172 | 0.36893 | 0.57814 | 0.61049 | 0.45719 | 0.28173 | 0.2996 | 0.5852 | 0.61733 | 0.33638 | 0.6176 | 0.25847 | 0.47227 | 0.36201 | 0.19833 | 0.26441 | 0.40477 | 0.25819 | 0
Nov | 25 | 6 | Weekend | Saturday | 0.67146 | 0.86216 | 0.91887 | 0.76091 | 0.0044583 | 0.76091 | 0.76091 | 0.575 | 0.76091 | 0.67146 | 0.67146 | 0.79634 | 0.69747 | 0.65666 | 0.41053 | 0.4165 | 0.75689 | 0.77639 | 0.2671 | 0.94918 | 0.17247 | 0.64711 | 0.39731 | 0.575 | 0.60004 | 0.69884 | 0.34512 | 0.83308 | 0.65442 | 0.67323 | 0.36884 | 0.42585 | 0.64651 | 0.71861 | 0.31459 | 0.95776 | 0.23918 | 0.64106 | 0.34964 | 0.24918 | 0.24863 | 0.50216 | 0.21944 | 0
Nov | 25 | 7 | Weekend | Saturday | 0.70961 | 0.9004 | 0.9783 | 0.75172 | 0.0044583 | 0.75172 | 0.75172 | 0.56445 | 0.75172 | 0.70961 | 0.70961 | 0.83867 | 0.73452 | 0.89422 | 0.43553 | 0.35669 | 0.71849 | 0.77379 | 0.23881 | 0.86149 | 0.15551 | 0.81184 | 0.30987 | 0.56445 | 0.55471 | 0.72178 | 0.31805 | 0.90887 | 0.68464 | 0.8415 | 0.4059 | 0.35763 | 0.6054 | 0.73089 | 0.28361 | 0.86737 | 0.21695 | 0.81434 | 0.26008 | 0.26619 | 0.21891 | 0.5575 | 0.1778 | 0
Nov | 25 | 8 | Weekend | Saturday | 0.76911 | 0.9517 | 0.99969 | 0.72392 | 0.0044583 | 0.72392 | 0.72392 | 0.9185 | 0.72392 | 0.76911 | 0.76911 | 0.83311 | 0.76337 | 1 | 0.47415 | 0.35468 | 0.66273 | 0.81961 | 0.2333 | 0.7575 | 0.15316 | 1 | 0.32716 | 0.9185 | 0.89542 | 0.79768 | 0.31923 | 0.86821 | 0.72785 | 0.91645 | 0.45961 | 0.35737 | 0.54644 | 0.79127 | 0.28268 | 0.7343 | 0.21285 | 0.9934 | 0.28905 | 0.48162 | 0.412 | 0.68242 | 0.19925 | 0
Nov | 25 | 9 | Weekend | Saturday | 0.87836 | 0.97053 | 0.99875 | 0.6743 | 0.0044583 | 0.6743 | 0.6743 | 0.94158 | 0.6743 | 0.87836 | 0.87836 | 0.79712 | 0.78304 | 0.81181 | 0.43488 | 0.3462 | 0.58544 | 0.83142 | 0.23496 | 0.78816 | 0.15429 | 0.82661 | 0.31552 | 0.94158 | 0.90435 | 0.77683 | 0.32007 | 0.78696 | 0.7538 | 0.75931 | 0.42349 | 0.34801 | 0.47584 | 0.81545 | 0.28301 | 0.77913 | 0.21448 | 0.81198 | 0.28636 | 0.64784 | 0.58646 | 0.68181 | 0.23178 | 0
Nov | 25 | 10 | Weekend | Saturday | 0.96062 | 0.99191 | 1 | 0.65778 | 0.0044583 | 0.65778 | 0.65778 | 0.95699 | 0.65778 | 0.96062 | 0.96062 | 0.92572 | 0.79289 | 0.68176 | 0.40103 | 0.33489 | 0.52086 | 0.8206 | 0.23372 | 0.88962 | 0.15671 | 0.63379 | 0.30815 | 0.95699 | 0.90503 | 0.85426 | 0.30207 | 0.9138 | 0.76602 | 0.64321 | 0.39165 | 0.33726 | 0.42367 | 0.80193 | 0.28376 | 0.92355 | 0.21271 | 0.60401 | 0.2863 | 0.73626 | 0.6766 | 0.80311 | 0.23028 | 0
Nov | 25 | 11 | Weekend | Saturday | 1 | 1 | 0.99555 | 0.64687 | 0.0044583 | 0.64687 | 0.64687 | 0.92619 | 0.64687 | 1 | 1 | 0.91344 | 0.79959 | 0.6401 | 0.39356 | 0.32951 | 0.50156 | 0.81308 | 0.23703 | 0.88668 | 0.1524 | 0.60774 | 0.29852 | 0.92619 | 0.86385 | 0.90653 | 0.26447 | 0.92544 | 0.77665 | 0.6321 | 0.38703 | 0.33247 | 0.42834 | 0.80296 | 0.28609 | 0.94851 | 0.21388 | 0.5867 | 0.2731 | 0.75532 | 0.69663 | 0.88407 | 0.20804 | 0
Nov | 25 | 12 | Weekend | Saturday | 0.9877 | 0.99316 | 0.98566 | 0.62899 | 0.0044583 | 0.62899 | 0.62899 | 0.93722 | 0.62899 | 0.9877 | 0.9877 | 0.8536 | 0.80423 | 0.60538 | 0.39048 | 0.31945 | 0.48457 | 0.7873 | 0.23296 | 0.85191 | 0.1531 | 0.60292 | 0.26644 | 0.93722 | 0.8684 | 0.89107 | 0.22194 | 0.87439 | 0.78293 | 0.62219 | 0.3845 | 0.32198 | 0.4253 | 0.77244 | 0.28236 | 0.92388 | 0.21222 | 0.58831 | 0.23985 | 0.8145 | 0.75672 | 0.8827 | 0.16722 | 0
Nov | 25 | 13 | Weekend | Saturday | 0.96141 | 0.99044 | 0.98871 | 0.6005 | 0.0044583 | 0.6005 | 0.6005 | 0.91495 | 0.6005 | 0.96141 | 0.96141 | 0.74233 | 0.80486 | 0.58006 | 0.36092 | 0.29299 | 0.4637 | 0.80602 | 0.23239 | 0.80994 | 0.1524 | 0.59859 | 0.26738 | 0.91495 | 0.8437 | 0.87519 | 0.2068 | 0.74821 | 0.78551 | 0.58892 | 0.35398 | 0.29546 | 0.41553 | 0.79578 | 0.28245 | 0.87253 | 0.21266 | 0.58758 | 0.24157 | 0.81377 | 0.75672 | 0.87078 | 0.1647 | 0
Nov | 25 | 14 | Weekend | Saturday | 0.94334 | 0.99247 | 0.97726 | 0.61474 | 0.0044583 | 0.61474 | 0.61474 | 0.90284 | 0.61474 | 0.94334 | 0.94334 | 0.72861 | 0.80025 | 0.57842 | 0.30203 | 0.25211 | 0.46031 | 0.80269 | 0.23083 | 0.70699 | 0.15271 | 0.59563 | 0.26792 | 0.90284 | 0.83191 | 0.85818 | 0.21682 | 0.74667 | 0.78621 | 0.58549 | 0.28825 | 0.25304 | 0.41913 | 0.79289 | 0.28197 | 0.73602 | 0.21235 | 0.58384 | 0.23837 | 0.81396 | 0.75672 | 0.85219 | 0.16635 | 0
Nov | 25 | 15 | Weekend | Saturday | 0.91899 | 0.98977 | 0.95959 | 0.66852 | 1 | 0.66852 | 0.66852 | 0.89361 | 0.66852 | 0.91899 | 0.91899 | 0.79929 | 0.78135 | 0.56569 | 0.30656 | 0.25669 | 0.52616 | 0.79499 | 0.23212 | 0.71094 | 0.15092 | 0.58673 | 0.26516 | 0.89361 | 0.82596 | 0.84875 | 0.19708 | 0.78672 | 0.76884 | 0.57299 | 0.28859 | 0.25792 | 0.48878 | 0.78635 | 0.28173 | 0.73434 | 0.21224 | 0.58536 | 0.23901 | 0.81484 | 0.75672 | 0.8372 | 0.14629 | 0
Nov | 25 | 16 | Weekend | Saturday | 0.90852 | 0.99674 | 0.94582 | 0.82148 | 1 | 0.82148 | 0.82148 | 0.9839 | 0.82148 | 0.90852 | 0.90852 | 0.97658 | 0.7553 | 0.60468 | 0.35211 | 0.34274 | 0.7781 | 0.80741 | 0.26023 | 0.81698 | 0.16972 | 0.65417 | 0.39445 | 0.9839 | 0.96342 | 0.87921 | 0.27408 | 0.98248 | 0.73687 | 0.6328 | 0.32617 | 0.34617 | 0.77088 | 0.79826 | 0.31865 | 0.84904 | 0.23941 | 0.69286 | 0.36342 | 0.89744 | 0.89268 | 0.85895 | 0.21173 | 0
Nov | 25 | 17 | Weekend | Saturday | 0.88548 | 0.98056 | 0.92287 | 0.96271 | 1 | 0.96271 | 0.96271 | 0.99824 | 0.96271 | 0.88548 | 0.88548 | 1 | 0.71946 | 0.70623 | 0.35836 | 0.33524 | 0.94994 | 0.80622 | 0.27349 | 0.94302 | 0.17733 | 0.76375 | 0.40544 | 0.99824 | 1 | 0.85919 | 0.32164 | 0.99967 | 0.69273 | 0.74043 | 0.33377 | 0.33755 | 0.95837 | 0.79353 | 0.33249 | 0.99879 | 0.24978 | 0.80721 | 0.37791 | 0.84707 | 0.85893 | 0.80217 | 0.2503 | 0
Nov | 25 | 18 | Weekend | Saturday | 0.85069 | 0.95795 | 0.89212 | 0.97398 | 1 | 0.97398 | 0.97398 | 0.82426 | 0.97398 | 0.85069 | 0.85069 | 0.95849 | 0.70393 | 0.84094 | 0.31307 | 0.23359 | 0.98973 | 0.59728 | 0.27313 | 0.94642 | 0.17709 | 0.8826 | 0.33234 | 0.82426 | 0.83787 | 0.84786 | 0.35604 | 0.95967 | 0.67022 | 0.88857 | 0.32108 | 0.23853 | 0.9956 | 0.57137 | 0.33351 | 1 | 0.25011 | 0.92977 | 0.33787 | 0.64523 | 0.65999 | 0.76682 | 0.25623 | 0
Nov | 25 | 19 | Weekend | Saturday | 0.81136 | 0.94394 | 0.8699 | 0.94821 | 1 | 0.94821 | 0.94821 | 0.56806 | 0.94821 | 0.81136 | 0.81136 | 0.83846 | 0.68558 | 0.89889 | 0.2993 | 0.23666 | 0.97306 | 0.60129 | 0.27549 | 0.92433 | 0.17904 | 0.91432 | 0.33482 | 0.56806 | 0.5919 | 0.77996 | 0.355 | 0.8395 | 0.64526 | 0.93183 | 0.30443 | 0.24214 | 0.97438 | 0.57241 | 0.33466 | 0.95919 | 0.25212 | 0.95536 | 0.34009 | 0.52015 | 0.55649 | 0.67466 | 0.25586 | 0
Nov | 25 | 20 | Weekend | Saturday | 0.78229 | 0.90536 | 0.84816 | 0.86645 | 1 | 0.86645 | 0.86645 | 0.54103 | 0.86645 | 0.78229 | 0.78229 | 0.83574 | 0.66261 | 0.92805 | 0.29294 | 0.23729 | 0.93489 | 0.56993 | 0.28029 | 0.82626 | 0.18526 | 0.95759 | 0.3346 | 0.54103 | 0.56752 | 0.72894 | 0.38053 | 0.83876 | 0.61219 | 0.97006 | 0.29828 | 0.24226 | 0.93152 | 0.5238 | 0.33558 | 0.82488 | 0.2541 | 1 | 0.33808 | 0.48027 | 0.51643 | 0.61711 | 0.26031 | 0
Nov | 25 | 21 | Weekend | Saturday | 0.7287 | 0.83771 | 0.81989 | 0.78378 | 1 | 0.78378 | 0.78378 | 0.22125 | 0.78378 | 0.7287 | 0.7287 | 0.82933 | 0.66708 | 0.89068 | 0.27437 | 0.24404 | 0.80714 | 0.50269 | 0.28194 | 0.83808 | 0.19027 | 0.88829 | 0.33498 | 0.22125 | 0.26368 | 0.57266 | 0.37286 | 0.83696 | 0.61312 | 0.89589 | 0.27598 | 0.2488 | 0.78438 | 0.46189 | 0.33488 | 0.82208 | 0.25426 | 0.91818 | 0.34009 | 0.26058 | 0.32632 | 0.497 | 0.25883 | 0
Nov | 25 | 22 | Weekend | Saturday | 0.70446 | 0.81187 | 0.78752 | 0.67833 | 1 | 0.67833 | 0.67833 | 0.16906 | 0.67833 | 0.70446 | 0.70446 | 0.80535 | 0.66345 | 0.80612 | 0.25198 | 0.24745 | 0.67007 | 0.46726 | 0.28776 | 0.85915 | 0.19061 | 0.68203 | 0.33472 | 0.16906 | 0.21317 | 0.3113 | 0.39822 | 0.83926 | 0.60486 | 0.73207 | 0.25291 | 0.25212 | 0.61619 | 0.42165 | 0.33623 | 0.82942 | 0.25921 | 0.66813 | 0.33808 | 0.19624 | 0.26242 | 0.36836 | 0.26324 | 0
Nov | 25 | 23 | Weekend | Saturday | 0.66651 | 0.82041 | 0.79266 | 0.57316 | 1 | 0.57316 | 0.57316 | 0.16617 | 0.57316 | 0.66651 | 0.66651 | 0.68786 | 0.67571 | 0.53431 | 0.24447 | 0.24079 | 0.50652 | 0.48591 | 0.27773 | 0.77566 | 0.17758 | 0.45854 | 0.34678 | 0.16617 | 0.21146 | 0.39276 | 0.344 | 0.76161 | 0.63133 | 0.51814 | 0.25394 | 0.2468 | 0.47849 | 0.43056 | 0.33662 | 0.76882 | 0.25114 | 0.44749 | 0.3515 | 0.19174 | 0.25864 | 0.46523 | 0.2541 | 0
Nov | 26 | 24 | Weekend | Sunday | 0.64152 | 0.79582 | 0.75727 | 0.50634 | 1 | 0.50634 | 0.50634 | 0.17171 | 0.50634 | 0.64152 | 0.64152 | 0.45342 | 0.66414 | 0.41154 | 0.21417 | 0.22636 | 0.43947 | 0.48918 | 0.27298 | 0.51416 | 0.17655 | 0.42019 | 0.32382 | 0.17171 | 0.21535 | 0.31098 | 0.34812 | 0.44689 | 0.61675 | 0.42717 | 0.22219 | 0.23147 | 0.40531 | 0.43492 | 0.33315 | 0.45314 | 0.25054 | 0.40624 | 0.33003 | 0.19677 | 0.26269 | 0.36798 | 0.25477 | 0
Nov | 26 | 1 | Weekend | Sunday | 0.63651 | 0.77081 | 0.74646 | 0.48787 | 1 | 0.48787 | 0.48787 | 0.17169 | 0.48787 | 0.63651 | 0.63651 | 0.21225 | 0.65905 | 0.37565 | 0.21424 | 0.22869 | 0.43389 | 0.4922 | 0.27347 | 0.27775 | 0.17793 | 0.4034 | 0.32266 | 0.17169 | 0.21907 | 0.29682 | 0.35284 | 0.32141 | 0.61026 | 0.40251 | 0.22215 | 0.23408 | 0.39304 | 0.43667 | 0.33338 | 0.34113 | 0.25077 | 0.39191 | 0.33003 | 0.19684 | 0.26316 | 0.34871 | 0.25556 | 0
Nov | 26 | 2 | Weekend | Sunday | 0.64335 | 0.76416 | 0.74097 | 0.47967 | 1 | 0.47967 | 0.47967 | 0.17422 | 0.47967 | 0.64335 | 0.64335 | 0.21285 | 0.65459 | 0.34191 | 0.21444 | 0.22806 | 0.43226 | 0.49605 | 0.27787 | 0.27735 | 0.17843 | 0.371 | 0.32612 | 0.17422 | 0.22187 | 0.29457 | 0.3541 | 0.32194 | 0.60446 | 0.36349 | 0.22219 | 0.23318 | 0.38714 | 0.44168 | 0.33374 | 0.34208 | 0.25144 | 0.35474 | 0.33003 | 0.19731 | 0.26352 | 0.34624 | 0.25574 | 0
Nov | 26 | 3 | Weekend | Sunday | 0.64542 | 0.76993 | 0.74367 | 0.47696 | 1 | 0.47696 | 0.47696 | 0.17487 | 0.47696 | 0.64542 | 0.64542 | 0.21323 | 0.65495 | 0.3452 | 0.21813 | 0.2313 | 0.449 | 0.50016 | 0.27979 | 0.27931 | 0.18066 | 0.3787 | 0.32382 | 0.17487 | 0.22498 | 0.30228 | 0.3565 | 0.32299 | 0.60312 | 0.36684 | 0.22536 | 0.23634 | 0.39813 | 0.44462 | 0.33476 | 0.34379 | 0.25265 | 0.35958 | 0.33003 | 0.19757 | 0.26391 | 0.35273 | 0.25613 | 0
Nov | 26 | 4 | Weekend | Sunday | 0.65538 | 0.77622 | 0.76503 | 0.5074 | 1 | 0.5074 | 0.5074 | 0.17869 | 0.5074 | 0.65538 | 0.65538 | 0.29888 | 0.65239 | 0.38515 | 0.23662 | 0.22981 | 0.51934 | 0.57698 | 0.28234 | 0.36191 | 0.18138 | 0.40739 | 0.32151 | 0.17869 | 0.22701 | 0.31748 | 0.36164 | 0.36692 | 0.60068 | 0.40061 | 0.24153 | 0.23501 | 0.46623 | 0.51779 | 0.33554 | 0.38311 | 0.25398 | 0.38367 | 0.33003 | 0.19819 | 0.26417 | 0.37011 | 0.25696 | 0
Nov | 26 | 5 | Weekend | Sunday | 0.63444 | 0.8119 | 0.82754 | 0.62981 | 1 | 0.62981 | 0.62981 | 0.17873 | 0.62981 | 0.63444 | 0.63444 | 0.61372 | 0.65922 | 0.44668 | 0.28905 | 0.29349 | 0.6543 | 0.7048 | 0.28492 | 0.70572 | 0.18539 | 0.48588 | 0.36422 | 0.17873 | 0.22886 | 0.41172 | 0.36893 | 0.57814 | 0.61049 | 0.45719 | 0.28173 | 0.2996 | 0.5852 | 0.61733 | 0.33638 | 0.6176 | 0.25847 | 0.47227 | 0.36201 | 0.19833 | 0.26441 | 0.40477 | 0.25819 | 0
Nov | 26 | 6 | Weekend | Sunday | 0.67146 | 0.86216 | 0.91887 | 0.76091 | 0.0044583 | 0.76091 | 0.76091 | 0.575 | 0.76091 | 0.67146 | 0.67146 | 0.79634 | 0.69747 | 0.65666 | 0.41053 | 0.4165 | 0.75689 | 0.77639 | 0.2671 | 0.94918 | 0.17247 | 0.64711 | 0.39731 | 0.575 | 0.60004 | 0.69884 | 0.34512 | 0.83308 | 0.65442 | 0.67323 | 0.36884 | 0.42585 | 0.64651 | 0.71861 | 0.31459 | 0.95776 | 0.23918 | 0.64106 | 0.34964 | 0.24918 | 0.24863 | 0.50216 | 0.21944 | 0
Nov | 26 | 7 | Weekend | Sunday | 0.70961 | 0.9004 | 0.9783 | 0.75172 | 0.0044583 | 0.75172 | 0.75172 | 0.56445 | 0.75172 | 0.70961 | 0.70961 | 0.83867 | 0.73452 | 0.89422 | 0.43553 | 0.35669 | 0.71849 | 0.77379 | 0.23881 | 0.86149 | 0.15551 | 0.81184 | 0.30987 | 0.56445 | 0.55471 | 0.72178 | 0.31805 | 0.90887 | 0.68464 | 0.8415 | 0.4059 | 0.35763 | 0.6054 | 0.73089 | 0.28361 | 0.86737 | 0.21695 | 0.81434 | 0.26008 | 0.26619 | 0.21891 | 0.5575 | 0.1778 | 0
Nov | 26 | 8 | Weekend | Sunday | 0.76911 | 0.9517 | 0.99969 | 0.72392 | 0.0044583 | 0.72392 | 0.72392 | 0.9185 | 0.72392 | 0.76911 | 0.76911 | 0.83311 | 0.76337 | 1 | 0.47415 | 0.35468 | 0.66273 | 0.81961 | 0.2333 | 0.7575 | 0.15316 | 1 | 0.32716 | 0.9185 | 0.89542 | 0.79768 | 0.31923 | 0.86821 | 0.72785 | 0.91645 | 0.45961 | 0.35737 | 0.54644 | 0.79127 | 0.28268 | 0.7343 | 0.21285 | 0.9934 | 0.28905 | 0.48162 | 0.412 | 0.68242 | 0.19925 | 0
Nov | 26 | 9 | Weekend | Sunday | 0.87836 | 0.97053 | 0.99875 | 0.6743 | 0.0044583 | 0.6743 | 0.6743 | 0.94158 | 0.6743 | 0.87836 | 0.87836 | 0.79712 | 0.78304 | 0.81181 | 0.43488 | 0.3462 | 0.58544 | 0.83142 | 0.23496 | 0.78816 | 0.15429 | 0.82661 | 0.31552 | 0.94158 | 0.90435 | 0.77683 | 0.32007 | 0.78696 | 0.7538 | 0.75931 | 0.42349 | 0.34801 | 0.47584 | 0.81545 | 0.28301 | 0.77913 | 0.21448 | 0.81198 | 0.28636 | 0.64784 | 0.58646 | 0.68181 | 0.23178 | 0
Nov | 26 | 10 | Weekend | Sunday | 0.96062 | 0.99191 | 1 | 0.65778 | 0.0044583 | 0.65778 | 0.65778 | 0.95699 | 0.65778 | 0.96062 | 0.96062 | 0.92572 | 0.79289 | 0.68176 | 0.40103 | 0.33489 | 0.52086 | 0.8206 | 0.23372 | 0.88962 | 0.15671 | 0.63379 | 0.30815 | 0.95699 | 0.90503 | 0.85426 | 0.30207 | 0.9138 | 0.76602 | 0.64321 | 0.39165 | 0.33726 | 0.42367 | 0.80193 | 0.28376 | 0.92355 | 0.21271 | 0.60401 | 0.2863 | 0.73626 | 0.6766 | 0.80311 | 0.23028 | 0
Nov | 26 | 11 | Weekend | Sunday | 1 | 1 | 0.99555 | 0.64687 | 0.0044583 | 0.64687 | 0.64687 | 0.92619 | 0.64687 | 1 | 1 | 0.91344 | 0.79959 | 0.6401 | 0.39356 | 0.32951 | 0.50156 | 0.81308 | 0.23703 | 0.88668 | 0.1524 | 0.60774 | 0.29852 | 0.92619 | 0.86385 | 0.90653 | 0.26447 | 0.92544 | 0.77665 | 0.6321 | 0.38703 | 0.33247 | 0.42834 | 0.80296 | 0.28609 | 0.94851 | 0.21388 | 0.5867 | 0.2731 | 0.75532 | 0.69663 | 0.88407 | 0.20804 | 0
Nov | 26 | 12 | Weekend | Sunday | 0.9877 | 0.99316 | 0.98566 | 0.62899 | 0.0044583 | 0.62899 | 0.62899 | 0.93722 | 0.62899 | 0.9877 | 0.9877 | 0.8536 | 0.80423 | 0.60538 | 0.39048 | 0.31945 | 0.48457 | 0.7873 | 0.23296 | 0.85191 | 0.1531 | 0.60292 | 0.26644 | 0.93722 | 0.8684 | 0.89107 | 0.22194 | 0.87439 | 0.78293 | 0.62219 | 0.3845 | 0.32198 | 0.4253 | 0.77244 | 0.28236 | 0.92388 | 0.21222 | 0.58831 | 0.23985 | 0.8145 | 0.75672 | 0.8827 | 0.16722 | 0
Nov | 26 | 13 | Weekend | Sunday | 0.96141 | 0.99044 | 0.98871 | 0.6005 | 0.0044583 | 0.6005 | 0.6005 | 0.91495 | 0.6005 | 0.96141 | 0.96141 | 0.74233 | 0.80486 | 0.58006 | 0.36092 | 0.29299 | 0.4637 | 0.80602 | 0.23239 | 0.80994 | 0.1524 | 0.59859 | 0.26738 | 0.91495 | 0.8437 | 0.87519 | 0.2068 | 0.74821 | 0.78551 | 0.58892 | 0.35398 | 0.29546 | 0.41553 | 0.79578 | 0.28245 | 0.87253 | 0.21266 | 0.58758 | 0.24157 | 0.81377 | 0.75672 | 0.87078 | 0.1647 | 0
Nov | 26 | 14 | Weekend | Sunday | 0.94334 | 0.99247 | 0.97726 | 0.61474 | 0.0044583 | 0.61474 | 0.61474 | 0.90284 | 0.61474 | 0.94334 | 0.94334 | 0.72861 | 0.80025 | 0.57842 | 0.30203 | 0.25211 | 0.46031 | 0.80269 | 0.23083 | 0.70699 | 0.15271 | 0.59563 | 0.26792 | 0.90284 | 0.83191 | 0.85818 | 0.21682 | 0.74667 | 0.78621 | 0.58549 | 0.28825 | 0.25304 | 0.41913 | 0.79289 | 0.28197 | 0.73602 | 0.21235 | 0.58384 | 0.23837 | 0.81396 | 0.75672 | 0.85219 | 0.16635 | 0
Nov | 26 | 15 | Weekend | Sunday | 0.91899 | 0.98977 | 0.95959 | 0.66852 | 1 | 0.66852 | 0.66852 | 0.89361 | 0.66852 | 0.91899 | 0.91899 | 0.79929 | 0.78135 | 0.56569 | 0.30656 | 0.25669 | 0.52616 | 0.79499 | 0.23212 | 0.71094 | 0.15092 | 0.58673 | 0.26516 | 0.89361 | 0.82596 | 0.84875 | 0.19708 | 0.78672 | 0.76884 | 0.57299 | 0.28859 | 0.25792 | 0.48878 | 0.78635 | 0.28173 | 0.73434 | 0.21224 | 0.58536 | 0.23901 | 0.81484 | 0.75672 | 0.8372 | 0.14629 | 0
Nov | 26 | 16 | Weekend | Sunday | 0.90852 | 0.99674 | 0.94582 | 0.82148 | 1 | 0.82148 | 0.82148 | 0.9839 | 0.82148 | 0.90852 | 0.90852 | 0.97658 | 0.7553 | 0.60468 | 0.35211 | 0.34274 | 0.7781 | 0.80741 | 0.26023 | 0.81698 | 0.16972 | 0.65417 | 0.39445 | 0.9839 | 0.96342 | 0.87921 | 0.27408 | 0.98248 | 0.73687 | 0.6328 | 0.32617 | 0.34617 | 0.77088 | 0.79826 | 0.31865 | 0.84904 | 0.23941 | 0.69286 | 0.36342 | 0.89744 | 0.89268 | 0.85895 | 0.21173 | 0
Nov | 26 | 17 | Weekend | Sunday | 0.88548 | 0.98056 | 0.92287 | 0.96271 | 1 | 0.96271 | 0.96271 | 0.99824 | 0.96271 | 0.88548 | 0.88548 | 1 | 0.71946 | 0.70623 | 0.35836 | 0.33524 | 0.94994 | 0.80622 | 0.27349 | 0.94302 | 0.17733 | 0.76375 | 0.40544 | 0.99824 | 1 | 0.85919 | 0.32164 | 0.99967 | 0.69273 | 0.74043 | 0.33377 | 0.33755 | 0.95837 | 0.79353 | 0.33249 | 0.99879 | 0.24978 | 0.80721 | 0.37791 | 0.84707 | 0.85893 | 0.80217 | 0.2503 | 0
Nov | 26 | 18 | Weekend | Sunday | 0.85069 | 0.95795 | 0.89212 | 0.97398 | 1 | 0.97398 | 0.97398 | 0.82426 | 0.97398 | 0.85069 | 0.85069 | 0.95849 | 0.70393 | 0.84094 | 0.31307 | 0.23359 | 0.98973 | 0.59728 | 0.27313 | 0.94642 | 0.17709 | 0.8826 | 0.33234 | 0.82426 | 0.83787 | 0.84786 | 0.35604 | 0.95967 | 0.67022 | 0.88857 | 0.32108 | 0.23853 | 0.9956 | 0.57137 | 0.33351 | 1 | 0.25011 | 0.92977 | 0.33787 | 0.64523 | 0.65999 | 0.76682 | 0.25623 | 0
Nov | 26 | 19 | Weekend | Sunday | 0.81136 | 0.94394 | 0.8699 | 0.94821 | 1 | 0.94821 | 0.94821 | 0.56806 | 0.94821 | 0.81136 | 0.81136 | 0.83846 | 0.68558 | 0.89889 | 0.2993 | 0.23666 | 0.97306 | 0.60129 | 0.27549 | 0.92433 | 0.17904 | 0.91432 | 0.33482 | 0.56806 | 0.5919 | 0.77996 | 0.355 | 0.8395 | 0.64526 | 0.93183 | 0.30443 | 0.24214 | 0.97438 | 0.57241 | 0.33466 | 0.95919 | 0.25212 | 0.95536 | 0.34009 | 0.52015 | 0.55649 | 0.67466 | 0.25586 | 0
Nov | 26 | 20 | Weekend | Sunday | 0.78229 | 0.90536 | 0.84816 | 0.86645 | 1 | 0.86645 | 0.86645 | 0.54103 | 0.86645 | 0.78229 | 0.78229 | 0.83574 | 0.66261 | 0.92805 | 0.29294 | 0.23729 | 0.93489 | 0.56993 | 0.28029 | 0.82626 | 0.18526 | 0.95759 | 0.3346 | 0.54103 | 0.56752 | 0.72894 | 0.38053 | 0.83876 | 0.61219 | 0.97006 | 0.29828 | 0.24226 | 0.93152 | 0.5238 | 0.33558 | 0.82488 | 0.2541 | 1 | 0.33808 | 0.48027 | 0.51643 | 0.61711 | 0.26031 | 0
Nov | 26 | 21 | Weekend | Sunday | 0.7287 | 0.83771 | 0.81989 | 0.78378 | 1 | 0.78378 | 0.78378 | 0.22125 | 0.78378 | 0.7287 | 0.7287 | 0.82933 | 0.66708 | 0.89068 | 0.27437 | 0.24404 | 0.80714 | 0.50269 | 0.28194 | 0.83808 | 0.19027 | 0.88829 | 0.33498 | 0.22125 | 0.26368 | 0.57266 | 0.37286 | 0.83696 | 0.61312 | 0.89589 | 0.27598 | 0.2488 | 0.78438 | 0.46189 | 0.33488 | 0.82208 | 0.25426 | 0.91818 | 0.34009 | 0.26058 | 0.32632 | 0.497 | 0.25883 | 0
Nov | 26 | 22 | Weekend | Sunday | 0.70446 | 0.81187 | 0.78752 | 0.67833 | 1 | 0.67833 | 0.67833 | 0.16906 | 0.67833 | 0.70446 | 0.70446 | 0.80535 | 0.66345 | 0.80612 | 0.25198 | 0.24745 | 0.67007 | 0.46726 | 0.28776 | 0.85915 | 0.19061 | 0.68203 | 0.33472 | 0.16906 | 0.21317 | 0.3113 | 0.39822 | 0.83926 | 0.60486 | 0.73207 | 0.25291 | 0.25212 | 0.61619 | 0.42165 | 0.33623 | 0.82942 | 0.25921 | 0.66813 | 0.33808 | 0.19624 | 0.26242 | 0.36836 | 0.26324 | 0
Nov | 26 | 23 | Weekend | Sunday | 0.66651 | 0.82041 | 0.79266 | 0.57316 | 1 | 0.57316 | 0.57316 | 0.16991 | 0.57316 | 0.66651 | 0.66651 | 0.7388 | 0.65579 | 0.55343 | 0.26219 | 0.26238 | 0.54858 | 0.43783 | 0.28189 | 0.83824 | 0.18095 | 0.46447 | 0.36156 | 0.16991 | 0.2145 | 0.37946 | 0.38435 | 0.78592 | 0.60605 | 0.52068 | 0.26826 | 0.26796 | 0.48854 | 0.39071 | 0.33659 | 0.79338 | 0.25336 | 0.44368 | 0.36687 | 0.20011 | 0.26582 | 0.44927 | 0.2609 | 0
Nov | 27 | 24 | Weekday | Monday | 0.64069 | 0.78868 | 0.71262 | 0.51417 | 1 | 0.51417 | 0.51417 | 0.16844 | 0.51417 | 0.64069 | 0.64069 | 0.52166 | 0.64753 | 0.3882 | 0.26059 | 0.26745 | 0.47811 | 0.42874 | 0.27822 | 0.59365 | 0.18143 | 0.41852 | 0.36613 | 0.16844 | 0.21334 | 0.29958 | 0.37052 | 0.46514 | 0.59609 | 0.3976 | 0.26724 | 0.27363 | 0.41117 | 0.38092 | 0.33315 | 0.46868 | 0.25269 | 0.39181 | 0.37394 | 0.19837 | 0.26438 | 0.35287 | 0.25859 | 0
Nov | 27 | 1 | Weekday | Monday | 0.63335 | 0.76207 | 0.70557 | 0.49256 | 1 | 0.49256 | 0.49256 | 0.1686 | 0.49256 | 0.63335 | 0.63335 | 0.21189 | 0.64294 | 0.34532 | 0.26148 | 0.26895 | 0.47152 | 0.4438 | 0.27937 | 0.27622 | 0.18144 | 0.40147 | 0.36985 | 0.1686 | 0.21334 | 0.27997 | 0.39363 | 0.32052 | 0.59001 | 0.36564 | 0.2674 | 0.27493 | 0.39815 | 0.39298 | 0.33299 | 0.33969 | 0.25244 | 0.37513 | 0.37542 | 0.19845 | 0.26438 | 0.32948 | 0.26241 | 0
Nov | 27 | 2 | Weekday | Monday | 0.63585 | 0.7529 | 0.70274 | 0.481 | 1 | 0.481 | 0.481 | 0.16905 | 0.481 | 0.63585 | 0.63585 | 0.21217 | 0.6409 | 0.32511 | 0.26143 | 0.27002 | 0.4714 | 0.43397 | 0.27951 | 0.27606 | 0.18111 | 0.38628 | 0.36848 | 0.16905 | 0.21341 | 0.28092 | 0.38109 | 0.321 | 0.58612 | 0.34277 | 0.2675 | 0.27594 | 0.39207 | 0.38506 | 0.33314 | 0.34054 | 0.2527 | 0.35706 | 0.37482 | 0.19862 | 0.26439 | 0.32953 | 0.26033 | 0
Nov | 27 | 3 | Weekday | Monday | 0.63699 | 0.75706 | 0.70587 | 0.47836 | 1 | 0.47836 | 0.47836 | 0.17003 | 0.47836 | 0.63699 | 0.63699 | 0.21279 | 0.64585 | 0.33034 | 0.26393 | 0.27259 | 0.48376 | 0.46509 | 0.28004 | 0.27844 | 0.18208 | 0.39694 | 0.36923 | 0.17003 | 0.2137 | 0.29106 | 0.40588 | 0.32215 | 0.59064 | 0.34965 | 0.26925 | 0.27862 | 0.39686 | 0.41162 | 0.33353 | 0.34245 | 0.25386 | 0.35986 | 0.37586 | 0.19886 | 0.26442 | 0.33825 | 0.26443 | 0
Nov | 27 | 4 | Weekday | Monday | 0.64298 | 0.7567 | 0.72374 | 0.49939 | 1 | 0.49939 | 0.49939 | 0.17103 | 0.49939 | 0.64298 | 0.64298 | 0.26084 | 0.69544 | 0.3654 | 0.27959 | 0.27526 | 0.54527 | 0.58716 | 0.28327 | 0.32796 | 0.18481 | 0.42108 | 0.37208 | 0.17103 | 0.214 | 0.32964 | 0.39296 | 0.35116 | 0.64008 | 0.36954 | 0.28569 | 0.28121 | 0.45789 | 0.52108 | 0.33637 | 0.37213 | 0.25591 | 0.3858 | 0.37787 | 0.19905 | 0.26446 | 0.38154 | 0.26229 | 0
Nov | 27 | 5 | Weekday | Monday | 0.62274 | 0.78148 | 0.77193 | 0.5999 | 1 | 0.5999 | 0.5999 | 0.26238 | 0.5999 | 0.62274 | 0.62274 | 0.62783 | 0.76317 | 0.50226 | 0.34224 | 0.34771 | 0.66998 | 0.74375 | 0.33098 | 0.71776 | 0.25584 | 0.52969 | 0.42081 | 0.26238 | 0.30651 | 0.38795 | 0.44115 | 0.54147 | 0.66049 | 0.487 | 0.33543 | 0.35567 | 0.57399 | 0.64408 | 0.34314 | 0.56374 | 0.27709 | 0.49861 | 0.4196 | 0.22721 | 0.28357 | 0.40873 | 0.28458 | 0
Nov | 27 | 6 | Weekday | Monday | 0.64631 | 0.81941 | 0.83965 | 0.70475 | 0.0044583 | 0.70475 | 0.70475 | 0.78063 | 0.70475 | 0.64631 | 0.64631 | 0.82979 | 0.84531 | 0.79058 | 0.54565 | 0.85488 | 0.77855 | 0.87735 | 0.77902 | 1 | 0.86891 | 0.77372 | 0.66625 | 0.78063 | 0.7913 | 0.76203 | 0.56947 | 0.8184 | 0.80113 | 0.76696 | 0.39241 | 0.87656 | 0.64009 | 0.82984 | 0.41478 | 0.96196 | 0.43478 | 0.76152 | 0.48764 | 0.34897 | 0.32306 | 0.54907 | 0.37096 | 0
Nov | 27 | 7 | Weekday | Monday | 0.66589 | 0.8401 | 0.88171 | 0.71507 | 0.0044583 | 0.71507 | 0.71507 | 0.69124 | 0.71507 | 0.66589 | 0.66589 | 0.91811 | 0.90697 | 0.9868 | 0.65751 | 0.83065 | 0.76126 | 0.9299 | 0.90487 | 0.92656 | 0.982 | 0.88669 | 0.70458 | 0.69124 | 0.66857 | 0.76196 | 0.71653 | 0.90808 | 0.87795 | 0.91067 | 0.52873 | 0.82231 | 0.62421 | 0.90536 | 0.73712 | 0.88602 | 0.74532 | 0.88343 | 0.52 | 0.38857 | 0.32506 | 0.58617 | 0.58659 | 0
Nov | 27 | 8 | Weekday | Monday | 0.71066 | 0.88123 | 0.8977 | 0.74015 | 0.0044583 | 0.74015 | 0.74015 | 0.86923 | 0.74015 | 0.71066 | 0.71066 | 0.9046 | 0.945 | 0.8486 | 0.99338 | 1 | 0.73628 | 0.96338 | 1 | 0.79206 | 1 | 0.81087 | 0.96435 | 0.86923 | 0.83009 | 0.93378 | 0.90196 | 0.88611 | 0.92443 | 0.78579 | 0.94633 | 1 | 0.59967 | 0.95101 | 0.95853 | 0.73306 | 0.90696 | 0.78904 | 0.90661 | 0.62384 | 0.55844 | 0.83684 | 0.84948 | 0
Nov | 27 | 9 | Weekday | Monday | 0.80453 | 0.90417 | 0.89865 | 0.72568 | 0.0044583 | 0.72568 | 0.72568 | 0.9621 | 0.72568 | 0.80453 | 0.80453 | 0.79231 | 0.97724 | 0.73947 | 0.9521 | 0.91063 | 0.65594 | 1 | 0.97578 | 0.79088 | 0.96813 | 0.75008 | 0.94145 | 0.9621 | 0.90714 | 0.96126 | 1 | 0.76795 | 0.96269 | 0.70787 | 0.92198 | 0.91159 | 0.53022 | 1 | 0.96429 | 0.75804 | 0.91901 | 0.73352 | 0.90738 | 0.84381 | 0.78671 | 0.912 | 0.99678 | 0
Nov | 27 | 10 | Weekday | Monday | 0.876 | 0.9276 | 0.90071 | 0.71842 | 0.0044583 | 0.71842 | 0.71842 | 0.95153 | 0.71842 | 0.876 | 0.876 | 0.92182 | 0.99327 | 0.61945 | 0.92673 | 0.88281 | 0.58305 | 0.99584 | 0.97558 | 0.88892 | 0.95672 | 0.59581 | 0.9321 | 0.95153 | 0.88575 | 0.93845 | 0.97533 | 0.91108 | 0.98323 | 0.59352 | 0.9031 | 0.88568 | 0.46965 | 0.99985 | 0.99026 | 0.91715 | 0.94927 | 0.57059 | 0.90983 | 0.88285 | 0.82753 | 0.90781 | 0.9961 | 0
Nov | 27 | 11 | Weekday | Monday | 0.90908 | 0.94129 | 0.89858 | 0.70152 | 0.0044583 | 0.70152 | 0.70152 | 0.91312 | 0.70152 | 0.90908 | 0.90908 | 0.90016 | 0.99506 | 0.59274 | 0.93934 | 0.87969 | 0.56282 | 0.99007 | 0.95666 | 0.89214 | 0.94107 | 0.59478 | 0.92436 | 0.91312 | 0.83955 | 1 | 0.95155 | 0.92309 | 0.98793 | 0.59602 | 0.92097 | 0.88294 | 0.47439 | 0.99576 | 1 | 0.94798 | 0.97072 | 0.57204 | 0.90694 | 0.88259 | 0.82754 | 1 | 0.98309 | 0
Nov | 27 | 12 | Weekday | Monday | 0.89074 | 0.93759 | 0.8907 | 0.67978 | 0.0044583 | 0.67978 | 0.67978 | 0.90583 | 0.67978 | 0.89074 | 0.89074 | 0.84481 | 0.9772 | 0.58643 | 0.92163 | 0.88974 | 0.54207 | 0.95026 | 0.95252 | 0.84947 | 0.9398 | 0.58704 | 0.90279 | 0.90583 | 0.82938 | 0.94102 | 0.88317 | 0.88815 | 0.97157 | 0.59176 | 0.90268 | 0.89345 | 0.4681 | 0.9571 | 0.99902 | 0.92026 | 0.98626 | 0.57252 | 0.87891 | 0.89743 | 0.84243 | 0.94244 | 0.91615 | 0
Nov | 27 | 13 | Weekday | Monday | 0.85982 | 0.9342 | 0.8922 | 0.65868 | 0.0044583 | 0.65868 | 0.65868 | 0.89662 | 0.65868 | 0.85982 | 0.85982 | 0.72962 | 0.99391 | 0.56886 | 0.95218 | 0.85691 | 0.52551 | 0.9813 | 0.95489 | 0.82336 | 0.94928 | 0.58725 | 0.92435 | 0.89662 | 0.81978 | 0.92711 | 0.94977 | 0.74661 | 0.99156 | 0.56557 | 0.94774 | 0.86129 | 0.46131 | 0.99285 | 0.98415 | 0.89003 | 0.99257 | 0.57225 | 0.91579 | 0.89763 | 0.8425 | 0.93246 | 0.99613 | 0
Nov | 27 | 14 | Weekday | Monday | 0.83957 | 0.93628 | 0.88416 | 0.67455 | 0.0044583 | 0.67455 | 0.67455 | 0.89368 | 0.67455 | 0.83957 | 0.83957 | 0.72171 | 0.99197 | 0.56521 | 0.9466 | 0.82945 | 0.51975 | 0.96435 | 0.94842 | 0.71382 | 0.94836 | 0.5852 | 0.9202 | 0.89368 | 0.81778 | 0.91088 | 0.94805 | 0.74653 | 0.9907 | 0.55625 | 0.94729 | 0.83562 | 0.46137 | 0.97949 | 0.98378 | 0.73568 | 1 | 0.56964 | 0.91481 | 0.8973 | 0.84218 | 0.91655 | 0.99578 | 0
Nov | 27 | 15 | Weekday | Monday | 0.82455 | 0.93919 | 0.87388 | 0.72143 | 1 | 0.72143 | 0.72143 | 0.8872 | 0.72143 | 0.82455 | 0.82455 | 0.78595 | 0.99219 | 0.5518 | 0.94566 | 0.8333 | 0.56951 | 0.94147 | 0.93605 | 0.72501 | 0.91248 | 0.57825 | 0.91548 | 0.8872 | 0.8144 | 0.8993 | 0.95443 | 0.76829 | 0.9919 | 0.54197 | 0.94756 | 0.84152 | 0.51425 | 0.96124 | 0.96712 | 0.73466 | 0.97578 | 0.56915 | 0.9127 | 0.89674 | 0.8421 | 0.90468 | 0.99625 | 0
Nov | 27 | 16 | Weekday | Monday | 0.84357 | 0.95751 | 0.87001 | 0.87218 | 1 | 0.87218 | 0.87218 | 0.9845 | 0.87218 | 0.84357 | 0.84357 | 0.97339 | 1 | 0.60753 | 1 | 0.92493 | 0.81472 | 0.97753 | 0.91474 | 0.80767 | 0.87045 | 0.6436 | 1 | 0.9845 | 0.95597 | 0.94041 | 0.96491 | 0.98327 | 1 | 0.63405 | 1 | 0.93609 | 0.79665 | 0.9997 | 0.96003 | 0.82967 | 0.9471 | 0.68112 | 1 | 1 | 1 | 0.94586 | 1 | 0
Nov | 27 | 17 | Weekday | Monday | 0.84247 | 0.94765 | 0.8559 | 1 | 1 | 1 | 1 | 1 | 1 | 0.84247 | 0.84247 | 0.9828 | 0.96422 | 0.73288 | 0.89478 | 0.88104 | 0.95984 | 0.93948 | 0.76607 | 0.9379 | 0.7993 | 0.75983 | 0.78086 | 1 | 0.98961 | 0.95177 | 0.44769 | 1 | 0.96259 | 0.75077 | 0.88252 | 0.892 | 0.95848 | 0.95756 | 0.75594 | 0.99927 | 0.7925 | 0.80347 | 0.74065 | 0.98356 | 0.99779 | 0.94664 | 0.41749 | 0
Nov | 27 | 18 | Weekday | Monday | 0.81555 | 0.9248 | 0.83394 | 0.99632 | 1 | 0.99632 | 0.99632 | 0.87056 | 0.99632 | 0.81555 | 0.81555 | 0.95944 | 0.81098 | 0.91461 | 0.74769 | 0.71747 | 1 | 0.65314 | 0.77835 | 0.94683 | 0.80046 | 0.84556 | 0.69852 | 0.87056 | 0.8682 | 0.94952 | 0.30707 | 0.97802 | 0.79769 | 0.90788 | 0.71699 | 0.72314 | 1 | 0.64458 | 0.7547 | 0.9997 | 0.78166 | 0.87615 | 0.63527 | 0.79914 | 0.80739 | 0.93208 | 0.24808 | 0
Nov | 27 | 19 | Weekday | Monday | 0.78848 | 0.90889 | 0.8158 | 0.95044 | 1 | 0.95044 | 0.95044 | 0.82127 | 0.95044 | 0.78848 | 0.78848 | 0.82735 | 0.79445 | 0.90037 | 0.7135 | 0.70813 | 0.97765 | 0.65158 | 0.79005 | 0.9359 | 0.80003 | 0.87319 | 0.69882 | 0.82127 | 0.8282 | 0.89634 | 0.3411 | 0.83869 | 0.77718 | 0.93731 | 0.67678 | 0.71322 | 0.97678 | 0.63552 | 0.75531 | 0.97815 | 0.78027 | 0.91569 | 0.62942 | 0.7478 | 0.76045 | 0.85955 | 0.25378 | 0
Nov | 27 | 20 | Weekday | Monday | 0.76678 | 0.87602 | 0.79763 | 0.85692 | 1 | 0.85692 | 0.85692 | 0.74492 | 0.85692 | 0.76678 | 0.76678 | 0.82057 | 0.72135 | 0.95423 | 0.6125 | 0.6646 | 0.94731 | 0.57779 | 0.73111 | 0.8156 | 0.72867 | 0.94905 | 0.67676 | 0.74492 | 0.76048 | 0.80352 | 0.328 | 0.83817 | 0.68947 | 1 | 0.55826 | 0.66741 | 0.9476 | 0.53874 | 0.6948 | 0.82402 | 0.70126 | 0.99143 | 0.59429 | 0.6472 | 0.66396 | 0.74641 | 0.25152 | 0
Nov | 27 | 21 | Weekday | Monday | 0.72004 | 0.81736 | 0.77392 | 0.77349 | 1 | 0.77349 | 0.77349 | 0.29496 | 0.77349 | 0.72004 | 0.72004 | 0.81476 | 0.69462 | 0.95706 | 0.55819 | 0.63484 | 0.81567 | 0.47431 | 0.27896 | 0.82237 | 0.17842 | 0.87913 | 0.64563 | 0.29496 | 0.33357 | 0.58435 | 0.35879 | 0.83671 | 0.65919 | 0.94143 | 0.50393 | 0.63685 | 0.8041 | 0.44205 | 0.33225 | 0.82177 | 0.24894 | 0.90711 | 0.56532 | 0.31037 | 0.36953 | 0.5318 | 0.25668 | 0
Nov | 27 | 22 | Weekday | Monday | 0.69729 | 0.79712 | 0.74806 | 0.67478 | 1 | 0.67478 | 0.67478 | 0.16844 | 0.67478 | 0.69729 | 0.69729 | 0.78603 | 0.66486 | 0.75602 | 0.30442 | 0.2714 | 0.66986 | 0.41989 | 0.27613 | 0.82997 | 0.17723 | 0.64368 | 0.38027 | 0.16844 | 0.21334 | 0.30815 | 0.34135 | 0.8376 | 0.62292 | 0.73005 | 0.31655 | 0.27795 | 0.63227 | 0.37479 | 0.33257 | 0.82529 | 0.24908 | 0.64175 | 0.38858 | 0.19837 | 0.26438 | 0.36463 | 0.25373 | 0
Nov | 27 | 23 | Weekday | Monday | 0.66078 | 0.8087 | 0.75165 | 0.57138 | 1 | 0.57138 | 0.57138 | 0.16991 | 0.57138 | 0.66078 | 0.66078 | 0.7388 | 0.65579 | 0.55343 | 0.26219 | 0.26238 | 0.54858 | 0.43783 | 0.28189 | 0.83824 | 0.18095 | 0.46447 | 0.36156 | 0.16991 | 0.2145 | 0.37946 | 0.38435 | 0.78592 | 0.60605 | 0.52068 | 0.26826 | 0.26796 | 0.48854 | 0.39071 | 0.33659 | 0.79338 | 0.25336 | 0.44368 | 0.36687 | 0.20011 | 0.26582 | 0.44927 | 0.2609 | 0
Nov | 28 | 24 | Weekday | Tuesday | 0.64069 | 0.78868 | 0.71262 | 0.51417 | 1 | 0.51417 | 0.51417 | 0.16844 | 0.51417 | 0.64069 | 0.64069 | 0.52166 | 0.64753 | 0.3882 | 0.26059 | 0.26745 | 0.47811 | 0.42874 | 0.27822 | 0.59365 | 0.18143 | 0.41852 | 0.36613 | 0.16844 | 0.21334 | 0.29958 | 0.37052 | 0.46514 | 0.59609 | 0.3976 | 0.26724 | 0.27363 | 0.41117 | 0.38092 | 0.33315 | 0.46868 | 0.25269 | 0.39181 | 0.37394 | 0.19837 | 0.26438 | 0.35287 | 0.25859 | 0
Nov | 28 | 1 | Weekday | Tuesday | 0.63335 | 0.76207 | 0.70557 | 0.49256 | 1 | 0.49256 | 0.49256 | 0.1686 | 0.49256 | 0.63335 | 0.63335 | 0.21189 | 0.64294 | 0.34532 | 0.26148 | 0.26895 | 0.47152 | 0.4438 | 0.27937 | 0.27622 | 0.18144 | 0.40147 | 0.36985 | 0.1686 | 0.21334 | 0.27997 | 0.39363 | 0.32052 | 0.59001 | 0.36564 | 0.2674 | 0.27493 | 0.39815 | 0.39298 | 0.33299 | 0.33969 | 0.25244 | 0.37513 | 0.37542 | 0.19845 | 0.26438 | 0.32948 | 0.26241 | 0
Nov | 28 | 2 | Weekday | Tuesday | 0.63585 | 0.7529 | 0.70274 | 0.481 | 1 | 0.481 | 0.481 | 0.16905 | 0.481 | 0.63585 | 0.63585 | 0.21217 | 0.6409 | 0.32511 | 0.26143 | 0.27002 | 0.4714 | 0.43397 | 0.27951 | 0.27606 | 0.18111 | 0.38628 | 0.36848 | 0.16905 | 0.21341 | 0.28092 | 0.38109 | 0.321 | 0.58612 | 0.34277 | 0.2675 | 0.27594 | 0.39207 | 0.38506 | 0.33314 | 0.34054 | 0.2527 | 0.35706 | 0.37482 | 0.19862 | 0.26439 | 0.32953 | 0.26033 | 0
Nov | 28 | 3 | Weekday | Tuesday | 0.63699 | 0.75706 | 0.70587 | 0.47836 | 1 | 0.47836 | 0.47836 | 0.17003 | 0.47836 | 0.63699 | 0.63699 | 0.21279 | 0.64585 | 0.33034 | 0.26393 | 0.27259 | 0.48376 | 0.46509 | 0.28004 | 0.27844 | 0.18208 | 0.39694 | 0.36923 | 0.17003 | 0.2137 | 0.29106 | 0.40588 | 0.32215 | 0.59064 | 0.34965 | 0.26925 | 0.27862 | 0.39686 | 0.41162 | 0.33353 | 0.34245 | 0.25386 | 0.35986 | 0.37586 | 0.19886 | 0.26442 | 0.33825 | 0.26443 | 0
Nov | 28 | 4 | Weekday | Tuesday | 0.64298 | 0.7567 | 0.72374 | 0.49939 | 1 | 0.49939 | 0.49939 | 0.17103 | 0.49939 | 0.64298 | 0.64298 | 0.26084 | 0.69544 | 0.3654 | 0.27959 | 0.27526 | 0.54527 | 0.58716 | 0.28327 | 0.32796 | 0.18481 | 0.42108 | 0.37208 | 0.17103 | 0.214 | 0.32964 | 0.39296 | 0.35116 | 0.64008 | 0.36954 | 0.28569 | 0.28121 | 0.45789 | 0.52108 | 0.33637 | 0.37213 | 0.25591 | 0.3858 | 0.37787 | 0.19905 | 0.26446 | 0.38154 | 0.26229 | 0
Nov | 28 | 5 | Weekday | Tuesday | 0.62274 | 0.78148 | 0.77193 | 0.5999 | 1 | 0.5999 | 0.5999 | 0.26238 | 0.5999 | 0.62274 | 0.62274 | 0.62783 | 0.76317 | 0.50226 | 0.34224 | 0.34771 | 0.66998 | 0.74375 | 0.33098 | 0.71776 | 0.25584 | 0.52969 | 0.42081 | 0.26238 | 0.30651 | 0.38795 | 0.44115 | 0.54147 | 0.66049 | 0.487 | 0.33543 | 0.35567 | 0.57399 | 0.64408 | 0.34314 | 0.56374 | 0.27709 | 0.49861 | 0.4196 | 0.22721 | 0.28357 | 0.40873 | 0.28458 | 0
Nov | 28 | 6 | Weekday | Tuesday | 0.64631 | 0.81941 | 0.83965 | 0.70475 | 0.0044583 | 0.70475 | 0.70475 | 0.78063 | 0.70475 | 0.64631 | 0.64631 | 0.82979 | 0.84531 | 0.79058 | 0.54565 | 0.85488 | 0.77855 | 0.87735 | 0.77902 | 1 | 0.86891 | 0.77372 | 0.66625 | 0.78063 | 0.7913 | 0.76203 | 0.56947 | 0.8184 | 0.80113 | 0.76696 | 0.39241 | 0.87656 | 0.64009 | 0.82984 | 0.41478 | 0.96196 | 0.43478 | 0.76152 | 0.48764 | 0.34897 | 0.32306 | 0.54907 | 0.37096 | 0
Nov | 28 | 7 | Weekday | Tuesday | 0.66589 | 0.8401 | 0.88171 | 0.71507 | 0.0044583 | 0.71507 | 0.71507 | 0.69124 | 0.71507 | 0.66589 | 0.66589 | 0.91811 | 0.90697 | 0.9868 | 0.65751 | 0.83065 | 0.76126 | 0.9299 | 0.90487 | 0.92656 | 0.982 | 0.88669 | 0.70458 | 0.69124 | 0.66857 | 0.76196 | 0.71653 | 0.90808 | 0.87795 | 0.91067 | 0.52873 | 0.82231 | 0.62421 | 0.90536 | 0.73712 | 0.88602 | 0.74532 | 0.88343 | 0.52 | 0.38857 | 0.32506 | 0.58617 | 0.58659 | 0
Nov | 28 | 8 | Weekday | Tuesday | 0.71066 | 0.88123 | 0.8977 | 0.74015 | 0.0044583 | 0.74015 | 0.74015 | 0.86923 | 0.74015 | 0.71066 | 0.71066 | 0.9046 | 0.945 | 0.8486 | 0.99338 | 1 | 0.73628 | 0.96338 | 1 | 0.79206 | 1 | 0.81087 | 0.96435 | 0.86923 | 0.83009 | 0.93378 | 0.90196 | 0.88611 | 0.92443 | 0.78579 | 0.94633 | 1 | 0.59967 | 0.95101 | 0.95853 | 0.73306 | 0.90696 | 0.78904 | 0.90661 | 0.62384 | 0.55844 | 0.83684 | 0.84948 | 0
Nov | 28 | 9 | Weekday | Tuesday | 0.80453 | 0.90417 | 0.89865 | 0.72568 | 0.0044583 | 0.72568 | 0.72568 | 0.9621 | 0.72568 | 0.80453 | 0.80453 | 0.79231 | 0.97724 | 0.73947 | 0.9521 | 0.91063 | 0.65594 | 1 | 0.97578 | 0.79088 | 0.96813 | 0.75008 | 0.94145 | 0.9621 | 0.90714 | 0.96126 | 1 | 0.76795 | 0.96269 | 0.70787 | 0.92198 | 0.91159 | 0.53022 | 1 | 0.96429 | 0.75804 | 0.91901 | 0.73352 | 0.90738 | 0.84381 | 0.78671 | 0.912 | 0.99678 | 0
Nov | 28 | 10 | Weekday | Tuesday | 0.876 | 0.9276 | 0.90071 | 0.71842 | 0.0044583 | 0.71842 | 0.71842 | 0.95153 | 0.71842 | 0.876 | 0.876 | 0.92182 | 0.99327 | 0.61945 | 0.92673 | 0.88281 | 0.58305 | 0.99584 | 0.97558 | 0.88892 | 0.95672 | 0.59581 | 0.9321 | 0.95153 | 0.88575 | 0.93845 | 0.97533 | 0.91108 | 0.98323 | 0.59352 | 0.9031 | 0.88568 | 0.46965 | 0.99985 | 0.99026 | 0.91715 | 0.94927 | 0.57059 | 0.90983 | 0.88285 | 0.82753 | 0.90781 | 0.9961 | 0
Nov | 28 | 11 | Weekday | Tuesday | 0.90908 | 0.94129 | 0.89858 | 0.70152 | 0.0044583 | 0.70152 | 0.70152 | 0.91312 | 0.70152 | 0.90908 | 0.90908 | 0.90016 | 0.99506 | 0.59274 | 0.93934 | 0.87969 | 0.56282 | 0.99007 | 0.95666 | 0.89214 | 0.94107 | 0.59478 | 0.92436 | 0.91312 | 0.83955 | 1 | 0.95155 | 0.92309 | 0.98793 | 0.59602 | 0.92097 | 0.88294 | 0.47439 | 0.99576 | 1 | 0.94798 | 0.97072 | 0.57204 | 0.90694 | 0.88259 | 0.82754 | 1 | 0.98309 | 0
Nov | 28 | 12 | Weekday | Tuesday | 0.89074 | 0.93759 | 0.8907 | 0.67978 | 0.0044583 | 0.67978 | 0.67978 | 0.90583 | 0.67978 | 0.89074 | 0.89074 | 0.84481 | 0.9772 | 0.58643 | 0.92163 | 0.88974 | 0.54207 | 0.95026 | 0.95252 | 0.84947 | 0.9398 | 0.58704 | 0.90279 | 0.90583 | 0.82938 | 0.94102 | 0.88317 | 0.88815 | 0.97157 | 0.59176 | 0.90268 | 0.89345 | 0.4681 | 0.9571 | 0.99902 | 0.92026 | 0.98626 | 0.57252 | 0.87891 | 0.89743 | 0.84243 | 0.94244 | 0.91615 | 0
Nov | 28 | 13 | Weekday | Tuesday | 0.85982 | 0.9342 | 0.8922 | 0.65868 | 0.0044583 | 0.65868 | 0.65868 | 0.89662 | 0.65868 | 0.85982 | 0.85982 | 0.72962 | 0.99391 | 0.56886 | 0.95218 | 0.85691 | 0.52551 | 0.9813 | 0.95489 | 0.82336 | 0.94928 | 0.58725 | 0.92435 | 0.89662 | 0.81978 | 0.92711 | 0.94977 | 0.74661 | 0.99156 | 0.56557 | 0.94774 | 0.86129 | 0.46131 | 0.99285 | 0.98415 | 0.89003 | 0.99257 | 0.57225 | 0.91579 | 0.89763 | 0.8425 | 0.93246 | 0.99613 | 0
Nov | 28 | 14 | Weekday | Tuesday | 0.83957 | 0.93628 | 0.88416 | 0.67455 | 0.0044583 | 0.67455 | 0.67455 | 0.89368 | 0.67455 | 0.83957 | 0.83957 | 0.72171 | 0.99197 | 0.56521 | 0.9466 | 0.82945 | 0.51975 | 0.96435 | 0.94842 | 0.71382 | 0.94836 | 0.5852 | 0.9202 | 0.89368 | 0.81778 | 0.91088 | 0.94805 | 0.74653 | 0.9907 | 0.55625 | 0.94729 | 0.83562 | 0.46137 | 0.97949 | 0.98378 | 0.73568 | 1 | 0.56964 | 0.91481 | 0.8973 | 0.84218 | 0.91655 | 0.99578 | 0
Nov | 28 | 15 | Weekday | Tuesday | 0.82455 | 0.93919 | 0.87388 | 0.72143 | 1 | 0.72143 | 0.72143 | 0.8872 | 0.72143 | 0.82455 | 0.82455 | 0.78595 | 0.99219 | 0.5518 | 0.94566 | 0.8333 | 0.56951 | 0.94147 | 0.93605 | 0.72501 | 0.91248 | 0.57825 | 0.91548 | 0.8872 | 0.8144 | 0.8993 | 0.95443 | 0.76829 | 0.9919 | 0.54197 | 0.94756 | 0.84152 | 0.51425 | 0.96124 | 0.96712 | 0.73466 | 0.97578 | 0.56915 | 0.9127 | 0.89674 | 0.8421 | 0.90468 | 0.99625 | 0
Nov | 28 | 16 | Weekday | Tuesday | 0.84357 | 0.95751 | 0.87001 | 0.87218 | 1 | 0.87218 | 0.87218 | 0.9845 | 0.87218 | 0.84357 | 0.84357 | 0.97339 | 1 | 0.60753 | 1 | 0.92493 | 0.81472 | 0.97753 | 0.91474 | 0.80767 | 0.87045 | 0.6436 | 1 | 0.9845 | 0.95597 | 0.94041 | 0.96491 | 0.98327 | 1 | 0.63405 | 1 | 0.93609 | 0.79665 | 0.9997 | 0.96003 | 0.82967 | 0.9471 | 0.68112 | 1 | 1 | 1 | 0.94586 | 1 | 0
Nov | 28 | 17 | Weekday | Tuesday | 0.84247 | 0.94765 | 0.8559 | 1 | 1 | 1 | 1 | 1 | 1 | 0.84247 | 0.84247 | 0.9828 | 0.96422 | 0.73288 | 0.89478 | 0.88104 | 0.95984 | 0.93948 | 0.76607 | 0.9379 | 0.7993 | 0.75983 | 0.78086 | 1 | 0.98961 | 0.95177 | 0.44769 | 1 | 0.96259 | 0.75077 | 0.88252 | 0.892 | 0.95848 | 0.95756 | 0.75594 | 0.99927 | 0.7925 | 0.80347 | 0.74065 | 0.98356 | 0.99779 | 0.94664 | 0.41749 | 0
Nov | 28 | 18 | Weekday | Tuesday | 0.81555 | 0.9248 | 0.83394 | 0.99632 | 1 | 0.99632 | 0.99632 | 0.87056 | 0.99632 | 0.81555 | 0.81555 | 0.95944 | 0.81098 | 0.91461 | 0.74769 | 0.71747 | 1 | 0.65314 | 0.77835 | 0.94683 | 0.80046 | 0.84556 | 0.69852 | 0.87056 | 0.8682 | 0.94952 | 0.30707 | 0.97802 | 0.79769 | 0.90788 | 0.71699 | 0.72314 | 1 | 0.64458 | 0.7547 | 0.9997 | 0.78166 | 0.87615 | 0.63527 | 0.79914 | 0.80739 | 0.93208 | 0.24808 | 0
Nov | 28 | 19 | Weekday | Tuesday | 0.78848 | 0.90889 | 0.8158 | 0.95044 | 1 | 0.95044 | 0.95044 | 0.82127 | 0.95044 | 0.78848 | 0.78848 | 0.82735 | 0.79445 | 0.90037 | 0.7135 | 0.70813 | 0.97765 | 0.65158 | 0.79005 | 0.9359 | 0.80003 | 0.87319 | 0.69882 | 0.82127 | 0.8282 | 0.89634 | 0.3411 | 0.83869 | 0.77718 | 0.93731 | 0.67678 | 0.71322 | 0.97678 | 0.63552 | 0.75531 | 0.97815 | 0.78027 | 0.91569 | 0.62942 | 0.7478 | 0.76045 | 0.85955 | 0.25378 | 0
Nov | 28 | 20 | Weekday | Tuesday | 0.76678 | 0.87602 | 0.79763 | 0.85692 | 1 | 0.85692 | 0.85692 | 0.74492 | 0.85692 | 0.76678 | 0.76678 | 0.82057 | 0.72135 | 0.95423 | 0.6125 | 0.6646 | 0.94731 | 0.57779 | 0.73111 | 0.8156 | 0.72867 | 0.94905 | 0.67676 | 0.74492 | 0.76048 | 0.80352 | 0.328 | 0.83817 | 0.68947 | 1 | 0.55826 | 0.66741 | 0.9476 | 0.53874 | 0.6948 | 0.82402 | 0.70126 | 0.99143 | 0.59429 | 0.6472 | 0.66396 | 0.74641 | 0.25152 | 0
Nov | 28 | 21 | Weekday | Tuesday | 0.72004 | 0.81736 | 0.77392 | 0.77349 | 1 | 0.77349 | 0.77349 | 0.29496 | 0.77349 | 0.72004 | 0.72004 | 0.81476 | 0.69462 | 0.95706 | 0.55819 | 0.63484 | 0.81567 | 0.47431 | 0.27896 | 0.82237 | 0.17842 | 0.87913 | 0.64563 | 0.29496 | 0.33357 | 0.58435 | 0.35879 | 0.83671 | 0.65919 | 0.94143 | 0.50393 | 0.63685 | 0.8041 | 0.44205 | 0.33225 | 0.82177 | 0.24894 | 0.90711 | 0.56532 | 0.31037 | 0.36953 | 0.5318 | 0.25668 | 0
Nov | 28 | 22 | Weekday | Tuesday | 0.69729 | 0.79712 | 0.74806 | 0.67478 | 1 | 0.67478 | 0.67478 | 0.16844 | 0.67478 | 0.69729 | 0.69729 | 0.78603 | 0.66486 | 0.75602 | 0.30442 | 0.2714 | 0.66986 | 0.41989 | 0.27613 | 0.82997 | 0.17723 | 0.64368 | 0.38027 | 0.16844 | 0.21334 | 0.30815 | 0.34135 | 0.8376 | 0.62292 | 0.73005 | 0.31655 | 0.27795 | 0.63227 | 0.37479 | 0.33257 | 0.82529 | 0.24908 | 0.64175 | 0.38858 | 0.19837 | 0.26438 | 0.36463 | 0.25373 | 0
Nov | 28 | 23 | Weekday | Tuesday | 0.66078 | 0.8087 | 0.75165 | 0.57138 | 1 | 0.57138 | 0.57138 | 0.16991 | 0.57138 | 0.66078 | 0.66078 | 0.7388 | 0.65579 | 0.55343 | 0.26219 | 0.26238 | 0.54858 | 0.43783 | 0.28189 | 0.83824 | 0.18095 | 0.46447 | 0.36156 | 0.16991 | 0.2145 | 0.37946 | 0.38435 | 0.78592 | 0.60605 | 0.52068 | 0.26826 | 0.26796 | 0.48854 | 0.39071 | 0.33659 | 0.79338 | 0.25336 | 0.44368 | 0.36687 | 0.20011 | 0.26582 | 0.44927 | 0.2609 | 0
Nov | 29 | 24 | Weekday | Wednesday | 0.64069 | 0.78868 | 0.71262 | 0.51417 | 1 | 0.51417 | 0.51417 | 0.16844 | 0.51417 | 0.64069 | 0.64069 | 0.52166 | 0.64753 | 0.3882 | 0.26059 | 0.26745 | 0.47811 | 0.42874 | 0.27822 | 0.59365 | 0.18143 | 0.41852 | 0.36613 | 0.16844 | 0.21334 | 0.29958 | 0.37052 | 0.46514 | 0.59609 | 0.3976 | 0.26724 | 0.27363 | 0.41117 | 0.38092 | 0.33315 | 0.46868 | 0.25269 | 0.39181 | 0.37394 | 0.19837 | 0.26438 | 0.35287 | 0.25859 | 0
Nov | 29 | 1 | Weekday | Wednesday | 0.63335 | 0.76207 | 0.70557 | 0.49256 | 1 | 0.49256 | 0.49256 | 0.1686 | 0.49256 | 0.63335 | 0.63335 | 0.21189 | 0.64294 | 0.34532 | 0.26148 | 0.26895 | 0.47152 | 0.4438 | 0.27937 | 0.27622 | 0.18144 | 0.40147 | 0.36985 | 0.1686 | 0.21334 | 0.27997 | 0.39363 | 0.32052 | 0.59001 | 0.36564 | 0.2674 | 0.27493 | 0.39815 | 0.39298 | 0.33299 | 0.33969 | 0.25244 | 0.37513 | 0.37542 | 0.19845 | 0.26438 | 0.32948 | 0.26241 | 0
Nov | 29 | 2 | Weekday | Wednesday | 0.63585 | 0.7529 | 0.70274 | 0.481 | 1 | 0.481 | 0.481 | 0.16905 | 0.481 | 0.63585 | 0.63585 | 0.21217 | 0.6409 | 0.32511 | 0.26143 | 0.27002 | 0.4714 | 0.43397 | 0.27951 | 0.27606 | 0.18111 | 0.38628 | 0.36848 | 0.16905 | 0.21341 | 0.28092 | 0.38109 | 0.321 | 0.58612 | 0.34277 | 0.2675 | 0.27594 | 0.39207 | 0.38506 | 0.33314 | 0.34054 | 0.2527 | 0.35706 | 0.37482 | 0.19862 | 0.26439 | 0.32953 | 0.26033 | 0
Nov | 29 | 3 | Weekday | Wednesday | 0.63699 | 0.75706 | 0.70587 | 0.47836 | 1 | 0.47836 | 0.47836 | 0.17003 | 0.47836 | 0.63699 | 0.63699 | 0.21279 | 0.64585 | 0.33034 | 0.26393 | 0.27259 | 0.48376 | 0.46509 | 0.28004 | 0.27844 | 0.18208 | 0.39694 | 0.36923 | 0.17003 | 0.2137 | 0.29106 | 0.40588 | 0.32215 | 0.59064 | 0.34965 | 0.26925 | 0.27862 | 0.39686 | 0.41162 | 0.33353 | 0.34245 | 0.25386 | 0.35986 | 0.37586 | 0.19886 | 0.26442 | 0.33825 | 0.26443 | 0
Nov | 29 | 4 | Weekday | Wednesday | 0.64298 | 0.7567 | 0.72374 | 0.49939 | 1 | 0.49939 | 0.49939 | 0.17103 | 0.49939 | 0.64298 | 0.64298 | 0.26084 | 0.69544 | 0.3654 | 0.27959 | 0.27526 | 0.54527 | 0.58716 | 0.28327 | 0.32796 | 0.18481 | 0.42108 | 0.37208 | 0.17103 | 0.214 | 0.32964 | 0.39296 | 0.35116 | 0.64008 | 0.36954 | 0.28569 | 0.28121 | 0.45789 | 0.52108 | 0.33637 | 0.37213 | 0.25591 | 0.3858 | 0.37787 | 0.19905 | 0.26446 | 0.38154 | 0.26229 | 0
Nov | 29 | 5 | Weekday | Wednesday | 0.62274 | 0.78148 | 0.77193 | 0.5999 | 1 | 0.5999 | 0.5999 | 0.26238 | 0.5999 | 0.62274 | 0.62274 | 0.62783 | 0.76317 | 0.50226 | 0.34224 | 0.34771 | 0.66998 | 0.74375 | 0.33098 | 0.71776 | 0.25584 | 0.52969 | 0.42081 | 0.26238 | 0.30651 | 0.38795 | 0.44115 | 0.54147 | 0.66049 | 0.487 | 0.33543 | 0.35567 | 0.57399 | 0.64408 | 0.34314 | 0.56374 | 0.27709 | 0.49861 | 0.4196 | 0.22721 | 0.28357 | 0.40873 | 0.28458 | 0
Nov | 29 | 6 | Weekday | Wednesday | 0.64631 | 0.81941 | 0.83965 | 0.70475 | 0.0044583 | 0.70475 | 0.70475 | 0.78063 | 0.70475 | 0.64631 | 0.64631 | 0.82979 | 0.84531 | 0.79058 | 0.54565 | 0.85488 | 0.77855 | 0.87735 | 0.77902 | 1 | 0.86891 | 0.77372 | 0.66625 | 0.78063 | 0.7913 | 0.76203 | 0.56947 | 0.8184 | 0.80113 | 0.76696 | 0.39241 | 0.87656 | 0.64009 | 0.82984 | 0.41478 | 0.96196 | 0.43478 | 0.76152 | 0.48764 | 0.34897 | 0.32306 | 0.54907 | 0.37096 | 0
Nov | 29 | 7 | Weekday | Wednesday | 0.66589 | 0.8401 | 0.88171 | 0.71507 | 0.0044583 | 0.71507 | 0.71507 | 0.69124 | 0.71507 | 0.66589 | 0.66589 | 0.91811 | 0.90697 | 0.9868 | 0.65751 | 0.83065 | 0.76126 | 0.9299 | 0.90487 | 0.92656 | 0.982 | 0.88669 | 0.70458 | 0.69124 | 0.66857 | 0.76196 | 0.71653 | 0.90808 | 0.87795 | 0.91067 | 0.52873 | 0.82231 | 0.62421 | 0.90536 | 0.73712 | 0.88602 | 0.74532 | 0.88343 | 0.52 | 0.38857 | 0.32506 | 0.58617 | 0.58659 | 0
Nov | 29 | 8 | Weekday | Wednesday | 0.71066 | 0.88123 | 0.8977 | 0.74015 | 0.0044583 | 0.74015 | 0.74015 | 0.86923 | 0.74015 | 0.71066 | 0.71066 | 0.9046 | 0.945 | 0.8486 | 0.99338 | 1 | 0.73628 | 0.96338 | 1 | 0.79206 | 1 | 0.81087 | 0.96435 | 0.86923 | 0.83009 | 0.93378 | 0.90196 | 0.88611 | 0.92443 | 0.78579 | 0.94633 | 1 | 0.59967 | 0.95101 | 0.95853 | 0.73306 | 0.90696 | 0.78904 | 0.90661 | 0.62384 | 0.55844 | 0.83684 | 0.84948 | 0
Nov | 29 | 9 | Weekday | Wednesday | 0.80453 | 0.90417 | 0.89865 | 0.72568 | 0.0044583 | 0.72568 | 0.72568 | 0.9621 | 0.72568 | 0.80453 | 0.80453 | 0.79231 | 0.97724 | 0.73947 | 0.9521 | 0.91063 | 0.65594 | 1 | 0.97578 | 0.79088 | 0.96813 | 0.75008 | 0.94145 | 0.9621 | 0.90714 | 0.96126 | 1 | 0.76795 | 0.96269 | 0.70787 | 0.92198 | 0.91159 | 0.53022 | 1 | 0.96429 | 0.75804 | 0.91901 | 0.73352 | 0.90738 | 0.84381 | 0.78671 | 0.912 | 0.99678 | 0
Nov | 29 | 10 | Weekday | Wednesday | 0.876 | 0.9276 | 0.90071 | 0.71842 | 0.0044583 | 0.71842 | 0.71842 | 0.95153 | 0.71842 | 0.876 | 0.876 | 0.92182 | 0.99327 | 0.61945 | 0.92673 | 0.88281 | 0.58305 | 0.99584 | 0.97558 | 0.88892 | 0.95672 | 0.59581 | 0.9321 | 0.95153 | 0.88575 | 0.93845 | 0.97533 | 0.91108 | 0.98323 | 0.59352 | 0.9031 | 0.88568 | 0.46965 | 0.99985 | 0.99026 | 0.91715 | 0.94927 | 0.57059 | 0.90983 | 0.88285 | 0.82753 | 0.90781 | 0.9961 | 0
Nov | 29 | 11 | Weekday | Wednesday | 0.90908 | 0.94129 | 0.89858 | 0.70152 | 0.0044583 | 0.70152 | 0.70152 | 0.91312 | 0.70152 | 0.90908 | 0.90908 | 0.90016 | 0.99506 | 0.59274 | 0.93934 | 0.87969 | 0.56282 | 0.99007 | 0.95666 | 0.89214 | 0.94107 | 0.59478 | 0.92436 | 0.91312 | 0.83955 | 1 | 0.95155 | 0.92309 | 0.98793 | 0.59602 | 0.92097 | 0.88294 | 0.47439 | 0.99576 | 1 | 0.94798 | 0.97072 | 0.57204 | 0.90694 | 0.88259 | 0.82754 | 1 | 0.98309 | 0
Nov | 29 | 12 | Weekday | Wednesday | 0.89074 | 0.93759 | 0.8907 | 0.67978 | 0.0044583 | 0.67978 | 0.67978 | 0.90583 | 0.67978 | 0.89074 | 0.89074 | 0.84481 | 0.9772 | 0.58643 | 0.92163 | 0.88974 | 0.54207 | 0.95026 | 0.95252 | 0.84947 | 0.9398 | 0.58704 | 0.90279 | 0.90583 | 0.82938 | 0.94102 | 0.88317 | 0.88815 | 0.97157 | 0.59176 | 0.90268 | 0.89345 | 0.4681 | 0.9571 | 0.99902 | 0.92026 | 0.98626 | 0.57252 | 0.87891 | 0.89743 | 0.84243 | 0.94244 | 0.91615 | 0
Nov | 29 | 13 | Weekday | Wednesday | 0.85982 | 0.9342 | 0.8922 | 0.65868 | 0.0044583 | 0.65868 | 0.65868 | 0.89662 | 0.65868 | 0.85982 | 0.85982 | 0.72962 | 0.99391 | 0.56886 | 0.95218 | 0.85691 | 0.52551 | 0.9813 | 0.95489 | 0.82336 | 0.94928 | 0.58725 | 0.92435 | 0.89662 | 0.81978 | 0.92711 | 0.94977 | 0.74661 | 0.99156 | 0.56557 | 0.94774 | 0.86129 | 0.46131 | 0.99285 | 0.98415 | 0.89003 | 0.99257 | 0.57225 | 0.91579 | 0.89763 | 0.8425 | 0.93246 | 0.99613 | 0
Nov | 29 | 14 | Weekday | Wednesday | 0.83957 | 0.93628 | 0.88416 | 0.67455 | 0.0044583 | 0.67455 | 0.67455 | 0.89368 | 0.67455 | 0.83957 | 0.83957 | 0.72171 | 0.99197 | 0.56521 | 0.9466 | 0.82945 | 0.51975 | 0.96435 | 0.94842 | 0.71382 | 0.94836 | 0.5852 | 0.9202 | 0.89368 | 0.81778 | 0.91088 | 0.94805 | 0.74653 | 0.9907 | 0.55625 | 0.94729 | 0.83562 | 0.46137 | 0.97949 | 0.98378 | 0.73568 | 1 | 0.56964 | 0.91481 | 0.8973 | 0.84218 | 0.91655 | 0.99578 | 0
Nov | 29 | 15 | Weekday | Wednesday | 0.82455 | 0.93919 | 0.87388 | 0.72143 | 1 | 0.72143 | 0.72143 | 0.8872 | 0.72143 | 0.82455 | 0.82455 | 0.78595 | 0.99219 | 0.5518 | 0.94566 | 0.8333 | 0.56951 | 0.94147 | 0.93605 | 0.72501 | 0.91248 | 0.57825 | 0.91548 | 0.8872 | 0.8144 | 0.8993 | 0.95443 | 0.76829 | 0.9919 | 0.54197 | 0.94756 | 0.84152 | 0.51425 | 0.96124 | 0.96712 | 0.73466 | 0.97578 | 0.56915 | 0.9127 | 0.89674 | 0.8421 | 0.90468 | 0.99625 | 0
Nov | 29 | 16 | Weekday | Wednesday | 0.84357 | 0.95751 | 0.87001 | 0.87218 | 1 | 0.87218 | 0.87218 | 0.9845 | 0.87218 | 0.84357 | 0.84357 | 0.97339 | 1 | 0.60753 | 1 | 0.92493 | 0.81472 | 0.97753 | 0.91474 | 0.80767 | 0.87045 | 0.6436 | 1 | 0.9845 | 0.95597 | 0.94041 | 0.96491 | 0.98327 | 1 | 0.63405 | 1 | 0.93609 | 0.79665 | 0.9997 | 0.96003 | 0.82967 | 0.9471 | 0.68112 | 1 | 1 | 1 | 0.94586 | 1 | 0
Nov | 29 | 17 | Weekday | Wednesday | 0.84247 | 0.94765 | 0.8559 | 1 | 1 | 1 | 1 | 1 | 1 | 0.84247 | 0.84247 | 0.9828 | 0.96422 | 0.73288 | 0.89478 | 0.88104 | 0.95984 | 0.93948 | 0.76607 | 0.9379 | 0.7993 | 0.75983 | 0.78086 | 1 | 0.98961 | 0.95177 | 0.44769 | 1 | 0.96259 | 0.75077 | 0.88252 | 0.892 | 0.95848 | 0.95756 | 0.75594 | 0.99927 | 0.7925 | 0.80347 | 0.74065 | 0.98356 | 0.99779 | 0.94664 | 0.41749 | 0
Nov | 29 | 18 | Weekday | Wednesday | 0.81555 | 0.9248 | 0.83394 | 0.99632 | 1 | 0.99632 | 0.99632 | 0.87056 | 0.99632 | 0.81555 | 0.81555 | 0.95944 | 0.81098 | 0.91461 | 0.74769 | 0.71747 | 1 | 0.65314 | 0.77835 | 0.94683 | 0.80046 | 0.84556 | 0.69852 | 0.87056 | 0.8682 | 0.94952 | 0.30707 | 0.97802 | 0.79769 | 0.90788 | 0.71699 | 0.72314 | 1 | 0.64458 | 0.7547 | 0.9997 | 0.78166 | 0.87615 | 0.63527 | 0.79914 | 0.80739 | 0.93208 | 0.24808 | 0
Nov | 29 | 19 | Weekday | Wednesday | 0.78848 | 0.90889 | 0.8158 | 0.95044 | 1 | 0.95044 | 0.95044 | 0.82127 | 0.95044 | 0.78848 | 0.78848 | 0.82735 | 0.79445 | 0.90037 | 0.7135 | 0.70813 | 0.97765 | 0.65158 | 0.79005 | 0.9359 | 0.80003 | 0.87319 | 0.69882 | 0.82127 | 0.8282 | 0.89634 | 0.3411 | 0.83869 | 0.77718 | 0.93731 | 0.67678 | 0.71322 | 0.97678 | 0.63552 | 0.75531 | 0.97815 | 0.78027 | 0.91569 | 0.62942 | 0.7478 | 0.76045 | 0.85955 | 0.25378 | 0
Nov | 29 | 20 | Weekday | Wednesday | 0.76678 | 0.87602 | 0.79763 | 0.85692 | 1 | 0.85692 | 0.85692 | 0.74492 | 0.85692 | 0.76678 | 0.76678 | 0.82057 | 0.72135 | 0.95423 | 0.6125 | 0.6646 | 0.94731 | 0.57779 | 0.73111 | 0.8156 | 0.72867 | 0.94905 | 0.67676 | 0.74492 | 0.76048 | 0.80352 | 0.328 | 0.83817 | 0.68947 | 1 | 0.55826 | 0.66741 | 0.9476 | 0.53874 | 0.6948 | 0.82402 | 0.70126 | 0.99143 | 0.59429 | 0.6472 | 0.66396 | 0.74641 | 0.25152 | 0
Nov | 29 | 21 | Weekday | Wednesday | 0.72004 | 0.81736 | 0.77392 | 0.77349 | 1 | 0.77349 | 0.77349 | 0.29496 | 0.77349 | 0.72004 | 0.72004 | 0.81476 | 0.69462 | 0.95706 | 0.55819 | 0.63484 | 0.81567 | 0.47431 | 0.27896 | 0.82237 | 0.17842 | 0.87913 | 0.64563 | 0.29496 | 0.33357 | 0.58435 | 0.35879 | 0.83671 | 0.65919 | 0.94143 | 0.50393 | 0.63685 | 0.8041 | 0.44205 | 0.33225 | 0.82177 | 0.24894 | 0.90711 | 0.56532 | 0.31037 | 0.36953 | 0.5318 | 0.25668 | 0
Nov | 29 | 22 | Weekday | Wednesday | 0.69729 | 0.79712 | 0.74806 | 0.67478 | 1 | 0.67478 | 0.67478 | 0.16844 | 0.67478 | 0.69729 | 0.69729 | 0.78603 | 0.66486 | 0.75602 | 0.30442 | 0.2714 | 0.66986 | 0.41989 | 0.27613 | 0.82997 | 0.17723 | 0.64368 | 0.38027 | 0.16844 | 0.21334 | 0.30815 | 0.34135 | 0.8376 | 0.62292 | 0.73005 | 0.31655 | 0.27795 | 0.63227 | 0.37479 | 0.33257 | 0.82529 | 0.24908 | 0.64175 | 0.38858 | 0.19837 | 0.26438 | 0.36463 | 0.25373 | 0
Nov | 29 | 23 | Weekday | Wednesday | 0.66078 | 0.8087 | 0.75165 | 0.57138 | 1 | 0.57138 | 0.57138 | 0.16991 | 0.57138 | 0.66078 | 0.66078 | 0.7388 | 0.65579 | 0.55343 | 0.26219 | 0.26238 | 0.54858 | 0.43783 | 0.28189 | 0.83824 | 0.18095 | 0.46447 | 0.36156 | 0.16991 | 0.2145 | 0.37946 | 0.38435 | 0.78592 | 0.60605 | 0.52068 | 0.26826 | 0.26796 | 0.48854 | 0.39071 | 0.33659 | 0.79338 | 0.25336 | 0.44368 | 0.36687 | 0.20011 | 0.26582 | 0.44927 | 0.2609 | 0
Nov | 30 | 24 | Weekday | Thursday | 0.64069 | 0.78868 | 0.71262 | 0.51417 | 1 | 0.51417 | 0.51417 | 0.16844 | 0.51417 | 0.64069 | 0.64069 | 0.52166 | 0.64753 | 0.3882 | 0.26059 | 0.26745 | 0.47811 | 0.42874 | 0.27822 | 0.59365 | 0.18143 | 0.41852 | 0.36613 | 0.16844 | 0.21334 | 0.29958 | 0.37052 | 0.46514 | 0.59609 | 0.3976 | 0.26724 | 0.27363 | 0.41117 | 0.38092 | 0.33315 | 0.46868 | 0.25269 | 0.39181 | 0.37394 | 0.19837 | 0.26438 | 0.35287 | 0.25859 | 0
Nov | 30 | 1 | Weekday | Thursday | 0.63335 | 0.76207 | 0.70557 | 0.49256 | 1 | 0.49256 | 0.49256 | 0.1686 | 0.49256 | 0.63335 | 0.63335 | 0.21189 | 0.64294 | 0.34532 | 0.26148 | 0.26895 | 0.47152 | 0.4438 | 0.27937 | 0.27622 | 0.18144 | 0.40147 | 0.36985 | 0.1686 | 0.21334 | 0.27997 | 0.39363 | 0.32052 | 0.59001 | 0.36564 | 0.2674 | 0.27493 | 0.39815 | 0.39298 | 0.33299 | 0.33969 | 0.25244 | 0.37513 | 0.37542 | 0.19845 | 0.26438 | 0.32948 | 0.26241 | 0
Nov | 30 | 2 | Weekday | Thursday | 0.63585 | 0.7529 | 0.70274 | 0.481 | 1 | 0.481 | 0.481 | 0.16905 | 0.481 | 0.63585 | 0.63585 | 0.21217 | 0.6409 | 0.32511 | 0.26143 | 0.27002 | 0.4714 | 0.43397 | 0.27951 | 0.27606 | 0.18111 | 0.38628 | 0.36848 | 0.16905 | 0.21341 | 0.28092 | 0.38109 | 0.321 | 0.58612 | 0.34277 | 0.2675 | 0.27594 | 0.39207 | 0.38506 | 0.33314 | 0.34054 | 0.2527 | 0.35706 | 0.37482 | 0.19862 | 0.26439 | 0.32953 | 0.26033 | 0
Nov | 30 | 3 | Weekday | Thursday | 0.63699 | 0.75706 | 0.70587 | 0.47836 | 1 | 0.47836 | 0.47836 | 0.17003 | 0.47836 | 0.63699 | 0.63699 | 0.21279 | 0.64585 | 0.33034 | 0.26393 | 0.27259 | 0.48376 | 0.46509 | 0.28004 | 0.27844 | 0.18208 | 0.39694 | 0.36923 | 0.17003 | 0.2137 | 0.29106 | 0.40588 | 0.32215 | 0.59064 | 0.34965 | 0.26925 | 0.27862 | 0.39686 | 0.41162 | 0.33353 | 0.34245 | 0.25386 | 0.35986 | 0.37586 | 0.19886 | 0.26442 | 0.33825 | 0.26443 | 0
Nov | 30 | 4 | Weekday | Thursday | 0.64298 | 0.7567 | 0.72374 | 0.49939 | 1 | 0.49939 | 0.49939 | 0.17103 | 0.49939 | 0.64298 | 0.64298 | 0.26084 | 0.69544 | 0.3654 | 0.27959 | 0.27526 | 0.54527 | 0.58716 | 0.28327 | 0.32796 | 0.18481 | 0.42108 | 0.37208 | 0.17103 | 0.214 | 0.32964 | 0.39296 | 0.35116 | 0.64008 | 0.36954 | 0.28569 | 0.28121 | 0.45789 | 0.52108 | 0.33637 | 0.37213 | 0.25591 | 0.3858 | 0.37787 | 0.19905 | 0.26446 | 0.38154 | 0.26229 | 0
Nov | 30 | 5 | Weekday | Thursday | 0.62274 | 0.78148 | 0.77193 | 0.5999 | 1 | 0.5999 | 0.5999 | 0.26238 | 0.5999 | 0.62274 | 0.62274 | 0.62783 | 0.76317 | 0.50226 | 0.34224 | 0.34771 | 0.66998 | 0.74375 | 0.33098 | 0.71776 | 0.25584 | 0.52969 | 0.42081 | 0.26238 | 0.30651 | 0.38795 | 0.44115 | 0.54147 | 0.66049 | 0.487 | 0.33543 | 0.35567 | 0.57399 | 0.64408 | 0.34314 | 0.56374 | 0.27709 | 0.49861 | 0.4196 | 0.22721 | 0.28357 | 0.40873 | 0.28458 | 0
Nov | 30 | 6 | Weekday | Thursday | 0.64631 | 0.81941 | 0.83965 | 0.70475 | 0.0044583 | 0.70475 | 0.70475 | 0.78063 | 0.70475 | 0.64631 | 0.64631 | 0.82979 | 0.84531 | 0.79058 | 0.54565 | 0.85488 | 0.77855 | 0.87735 | 0.77902 | 1 | 0.86891 | 0.77372 | 0.66625 | 0.78063 | 0.7913 | 0.76203 | 0.56947 | 0.8184 | 0.80113 | 0.76696 | 0.39241 | 0.87656 | 0.64009 | 0.82984 | 0.41478 | 0.96196 | 0.43478 | 0.76152 | 0.48764 | 0.34897 | 0.32306 | 0.54907 | 0.37096 | 0
Nov | 30 | 7 | Weekday | Thursday | 0.66589 | 0.8401 | 0.88171 | 0.71507 | 0.0044583 | 0.71507 | 0.71507 | 0.69124 | 0.71507 | 0.66589 | 0.66589 | 0.91811 | 0.90697 | 0.9868 | 0.65751 | 0.83065 | 0.76126 | 0.9299 | 0.90487 | 0.92656 | 0.982 | 0.88669 | 0.70458 | 0.69124 | 0.66857 | 0.76196 | 0.71653 | 0.90808 | 0.87795 | 0.91067 | 0.52873 | 0.82231 | 0.62421 | 0.90536 | 0.73712 | 0.88602 | 0.74532 | 0.88343 | 0.52 | 0.38857 | 0.32506 | 0.58617 | 0.58659 | 0
Nov | 30 | 8 | Weekday | Thursday | 0.71066 | 0.88123 | 0.8977 | 0.74015 | 0.0044583 | 0.74015 | 0.74015 | 0.86923 | 0.74015 | 0.71066 | 0.71066 | 0.9046 | 0.945 | 0.8486 | 0.99338 | 1 | 0.73628 | 0.96338 | 1 | 0.79206 | 1 | 0.81087 | 0.96435 | 0.86923 | 0.83009 | 0.93378 | 0.90196 | 0.88611 | 0.92443 | 0.78579 | 0.94633 | 1 | 0.59967 | 0.95101 | 0.95853 | 0.73306 | 0.90696 | 0.78904 | 0.90661 | 0.62384 | 0.55844 | 0.83684 | 0.84948 | 0
Nov | 30 | 9 | Weekday | Thursday | 0.80453 | 0.90417 | 0.89865 | 0.72568 | 0.0044583 | 0.72568 | 0.72568 | 0.9621 | 0.72568 | 0.80453 | 0.80453 | 0.79231 | 0.97724 | 0.73947 | 0.9521 | 0.91063 | 0.65594 | 1 | 0.97578 | 0.79088 | 0.96813 | 0.75008 | 0.94145 | 0.9621 | 0.90714 | 0.96126 | 1 | 0.76795 | 0.96269 | 0.70787 | 0.92198 | 0.91159 | 0.53022 | 1 | 0.96429 | 0.75804 | 0.91901 | 0.73352 | 0.90738 | 0.84381 | 0.78671 | 0.912 | 0.99678 | 0
Nov | 30 | 10 | Weekday | Thursday | 0.876 | 0.9276 | 0.90071 | 0.71842 | 0.0044583 | 0.71842 | 0.71842 | 0.95153 | 0.71842 | 0.876 | 0.876 | 0.92182 | 0.99327 | 0.61945 | 0.92673 | 0.88281 | 0.58305 | 0.99584 | 0.97558 | 0.88892 | 0.95672 | 0.59581 | 0.9321 | 0.95153 | 0.88575 | 0.93845 | 0.97533 | 0.91108 | 0.98323 | 0.59352 | 0.9031 | 0.88568 | 0.46965 | 0.99985 | 0.99026 | 0.91715 | 0.94927 | 0.57059 | 0.90983 | 0.88285 | 0.82753 | 0.90781 | 0.9961 | 0
Nov | 30 | 11 | Weekday | Thursday | 0.90908 | 0.94129 | 0.89858 | 0.70152 | 0.0044583 | 0.70152 | 0.70152 | 0.91312 | 0.70152 | 0.90908 | 0.90908 | 0.90016 | 0.99506 | 0.59274 | 0.93934 | 0.87969 | 0.56282 | 0.99007 | 0.95666 | 0.89214 | 0.94107 | 0.59478 | 0.92436 | 0.91312 | 0.83955 | 1 | 0.95155 | 0.92309 | 0.98793 | 0.59602 | 0.92097 | 0.88294 | 0.47439 | 0.99576 | 1 | 0.94798 | 0.97072 | 0.57204 | 0.90694 | 0.88259 | 0.82754 | 1 | 0.98309 | 0
Nov | 30 | 12 | Weekday | Thursday | 0.89074 | 0.93759 | 0.8907 | 0.67978 | 0.0044583 | 0.67978 | 0.67978 | 0.90583 | 0.67978 | 0.89074 | 0.89074 | 0.84481 | 0.9772 | 0.58643 | 0.92163 | 0.88974 | 0.54207 | 0.95026 | 0.95252 | 0.84947 | 0.9398 | 0.58704 | 0.90279 | 0.90583 | 0.82938 | 0.94102 | 0.88317 | 0.88815 | 0.97157 | 0.59176 | 0.90268 | 0.89345 | 0.4681 | 0.9571 | 0.99902 | 0.92026 | 0.98626 | 0.57252 | 0.87891 | 0.89743 | 0.84243 | 0.94244 | 0.91615 | 0
Nov | 30 | 13 | Weekday | Thursday | 0.85982 | 0.9342 | 0.8922 | 0.65868 | 0.0044583 | 0.65868 | 0.65868 | 0.89662 | 0.65868 | 0.85982 | 0.85982 | 0.72962 | 0.99391 | 0.56886 | 0.95218 | 0.85691 | 0.52551 | 0.9813 | 0.95489 | 0.82336 | 0.94928 | 0.58725 | 0.92435 | 0.89662 | 0.81978 | 0.92711 | 0.94977 | 0.74661 | 0.99156 | 0.56557 | 0.94774 | 0.86129 | 0.46131 | 0.99285 | 0.98415 | 0.89003 | 0.99257 | 0.57225 | 0.91579 | 0.89763 | 0.8425 | 0.93246 | 0.99613 | 0
Nov | 30 | 14 | Weekday | Thursday | 0.83957 | 0.93628 | 0.88416 | 0.67455 | 0.0044583 | 0.67455 | 0.67455 | 0.89368 | 0.67455 | 0.83957 | 0.83957 | 0.72171 | 0.99197 | 0.56521 | 0.9466 | 0.82945 | 0.51975 | 0.96435 | 0.94842 | 0.71382 | 0.94836 | 0.5852 | 0.9202 | 0.89368 | 0.81778 | 0.91088 | 0.94805 | 0.74653 | 0.9907 | 0.55625 | 0.94729 | 0.83562 | 0.46137 | 0.97949 | 0.98378 | 0.73568 | 1 | 0.56964 | 0.91481 | 0.8973 | 0.84218 | 0.91655 | 0.99578 | 0
Nov | 30 | 15 | Weekday | Thursday | 0.82455 | 0.93919 | 0.87388 | 0.72143 | 1 | 0.72143 | 0.72143 | 0.8872 | 0.72143 | 0.82455 | 0.82455 | 0.78595 | 0.99219 | 0.5518 | 0.94566 | 0.8333 | 0.56951 | 0.94147 | 0.93605 | 0.72501 | 0.91248 | 0.57825 | 0.91548 | 0.8872 | 0.8144 | 0.8993 | 0.95443 | 0.76829 | 0.9919 | 0.54197 | 0.94756 | 0.84152 | 0.51425 | 0.96124 | 0.96712 | 0.73466 | 0.97578 | 0.56915 | 0.9127 | 0.89674 | 0.8421 | 0.90468 | 0.99625 | 0
Nov | 30 | 16 | Weekday | Thursday | 0.84357 | 0.95751 | 0.87001 | 0.87218 | 1 | 0.87218 | 0.87218 | 0.9845 | 0.87218 | 0.84357 | 0.84357 | 0.97339 | 1 | 0.60753 | 1 | 0.92493 | 0.81472 | 0.97753 | 0.91474 | 0.80767 | 0.87045 | 0.6436 | 1 | 0.9845 | 0.95597 | 0.94041 | 0.96491 | 0.98327 | 1 | 0.63405 | 1 | 0.93609 | 0.79665 | 0.9997 | 0.96003 | 0.82967 | 0.9471 | 0.68112 | 1 | 1 | 1 | 0.94586 | 1 | 0
Nov | 30 | 17 | Weekday | Thursday | 0.84247 | 0.94765 | 0.8559 | 1 | 1 | 1 | 1 | 1 | 1 | 0.84247 | 0.84247 | 0.9828 | 0.96422 | 0.73288 | 0.89478 | 0.88104 | 0.95984 | 0.93948 | 0.76607 | 0.9379 | 0.7993 | 0.75983 | 0.78086 | 1 | 0.98961 | 0.95177 | 0.44769 | 1 | 0.96259 | 0.75077 | 0.88252 | 0.892 | 0.95848 | 0.95756 | 0.75594 | 0.99927 | 0.7925 | 0.80347 | 0.74065 | 0.98356 | 0.99779 | 0.94664 | 0.41749 | 0
Nov | 30 | 18 | Weekday | Thursday | 0.81555 | 0.9248 | 0.83394 | 0.99632 | 1 | 0.99632 | 0.99632 | 0.87056 | 0.99632 | 0.81555 | 0.81555 | 0.95944 | 0.81098 | 0.91461 | 0.74769 | 0.71747 | 1 | 0.65314 | 0.77835 | 0.94683 | 0.80046 | 0.84556 | 0.69852 | 0.87056 | 0.8682 | 0.94952 | 0.30707 | 0.97802 | 0.79769 | 0.90788 | 0.71699 | 0.72314 | 1 | 0.64458 | 0.7547 | 0.9997 | 0.78166 | 0.87615 | 0.63527 | 0.79914 | 0.80739 | 0.93208 | 0.24808 | 0
Nov | 30 | 19 | Weekday | Thursday | 0.78848 | 0.90889 | 0.8158 | 0.95044 | 1 | 0.95044 | 0.95044 | 0.82127 | 0.95044 | 0.78848 | 0.78848 | 0.82735 | 0.79445 | 0.90037 | 0.7135 | 0.70813 | 0.97765 | 0.65158 | 0.79005 | 0.9359 | 0.80003 | 0.87319 | 0.69882 | 0.82127 | 0.8282 | 0.89634 | 0.3411 | 0.83869 | 0.77718 | 0.93731 | 0.67678 | 0.71322 | 0.97678 | 0.63552 | 0.75531 | 0.97815 | 0.78027 | 0.91569 | 0.62942 | 0.7478 | 0.76045 | 0.85955 | 0.25378 | 0
Nov | 30 | 20 | Weekday | Thursday | 0.76678 | 0.87602 | 0.79763 | 0.85692 | 1 | 0.85692 | 0.85692 | 0.74492 | 0.85692 | 0.76678 | 0.76678 | 0.82057 | 0.72135 | 0.95423 | 0.6125 | 0.6646 | 0.94731 | 0.57779 | 0.73111 | 0.8156 | 0.72867 | 0.94905 | 0.67676 | 0.74492 | 0.76048 | 0.80352 | 0.328 | 0.83817 | 0.68947 | 1 | 0.55826 | 0.66741 | 0.9476 | 0.53874 | 0.6948 | 0.82402 | 0.70126 | 0.99143 | 0.59429 | 0.6472 | 0.66396 | 0.74641 | 0.25152 | 0
Nov | 30 | 21 | Weekday | Thursday | 0.72004 | 0.81736 | 0.77392 | 0.77349 | 1 | 0.77349 | 0.77349 | 0.29496 | 0.77349 | 0.72004 | 0.72004 | 0.81476 | 0.69462 | 0.95706 | 0.55819 | 0.63484 | 0.81567 | 0.47431 | 0.27896 | 0.82237 | 0.17842 | 0.87913 | 0.64563 | 0.29496 | 0.33357 | 0.58435 | 0.35879 | 0.83671 | 0.65919 | 0.94143 | 0.50393 | 0.63685 | 0.8041 | 0.44205 | 0.33225 | 0.82177 | 0.24894 | 0.90711 | 0.56532 | 0.31037 | 0.36953 | 0.5318 | 0.25668 | 0
Nov | 30 | 22 | Weekday | Thursday | 0.69729 | 0.79712 | 0.74806 | 0.67478 | 1 | 0.67478 | 0.67478 | 0.16844 | 0.67478 | 0.69729 | 0.69729 | 0.78603 | 0.66486 | 0.75602 | 0.30442 | 0.2714 | 0.66986 | 0.41989 | 0.27613 | 0.82997 | 0.17723 | 0.64368 | 0.38027 | 0.16844 | 0.21334 | 0.30815 | 0.34135 | 0.8376 | 0.62292 | 0.73005 | 0.31655 | 0.27795 | 0.63227 | 0.37479 | 0.33257 | 0.82529 | 0.24908 | 0.64175 | 0.38858 | 0.19837 | 0.26438 | 0.36463 | 0.25373 | 0
Nov | 30 | 23 | Weekday | Thursday | 0.66078 | 0.8087 | 0.75165 | 0.57138 | 1 | 0.57138 | 0.57138 | 0.14389 | 0.57138 | 0.66078 | 0.66078 | 0.80028 | 0.64608 | 0.54606 | 0.24735 | 0.22602 | 0.61425 | 0.47126 | 0.2503 | 0.86584 | 0.15436 | 0.48008 | 0.32468 | 0.14389 | 0.18231 | 0.37418 | 0.452 | 0.85218 | 0.58814 | 0.53048 | 0.28216 | 0.23012 | 0.51358 | 0.42797 | 0.33888 | 0.85711 | 0.27733 | 0.45117 | 0.34055 | 0.19028 | 0.24996 | 0.46884 | 0.25284 | 0
Dec | 1 | 24 | Weekday | Friday | 0.64349 | 0.78892 | 0.69797 | 0.53855 | 1 | 0.53855 | 0.53855 | 0.1441 | 0.53855 | 0.64349 | 0.64349 | 0.59955 | 0.63725 | 0.35036 | 0.24561 | 0.23575 | 0.54384 | 0.41069 | 0.2472 | 0.6463 | 0.15565 | 0.43074 | 0.33441 | 0.1441 | 0.18186 | 0.28422 | 0.41882 | 0.48748 | 0.57604 | 0.38955 | 0.27982 | 0.23968 | 0.42399 | 0.38182 | 0.33473 | 0.48628 | 0.27704 | 0.39756 | 0.34879 | 0.18897 | 0.24863 | 0.35292 | 0.24655 | 0
Dec | 1 | 1 | Weekday | Friday | 0.63727 | 0.75533 | 0.69142 | 0.50681 | 1 | 0.50681 | 0.50681 | 0.14639 | 0.50681 | 0.63727 | 0.63727 | 0.19968 | 0.63719 | 0.3065 | 0.24615 | 0.23538 | 0.54219 | 0.48503 | 0.24859 | 0.24494 | 0.15517 | 0.42145 | 0.33473 | 0.14639 | 0.18319 | 0.27077 | 0.46959 | 0.31966 | 0.57445 | 0.35581 | 0.27985 | 0.23959 | 0.41107 | 0.44204 | 0.33535 | 0.33674 | 0.27737 | 0.38607 | 0.34838 | 0.18954 | 0.24881 | 0.33102 | 0.25515 | 0
Dec | 1 | 2 | Weekday | Friday | 0.63823 | 0.74378 | 0.68917 | 0.49288 | 1 | 0.49288 | 0.49288 | 0.1487 | 0.49288 | 0.63823 | 0.63823 | 0.19958 | 0.63593 | 0.28433 | 0.24683 | 0.24271 | 0.54365 | 0.4213 | 0.25047 | 0.24617 | 0.15678 | 0.41199 | 0.33174 | 0.1487 | 0.18421 | 0.2733 | 0.43238 | 0.32017 | 0.57123 | 0.32694 | 0.28013 | 0.24663 | 0.40504 | 0.39194 | 0.33606 | 0.33762 | 0.27922 | 0.36929 | 0.34885 | 0.1901 | 0.24896 | 0.33198 | 0.24833 | 0
Dec | 1 | 3 | Weekday | Friday | 0.63886 | 0.74543 | 0.69237 | 0.48577 | 1 | 0.48577 | 0.48577 | 0.1512 | 0.48577 | 0.63886 | 0.63886 | 0.19973 | 0.63226 | 0.28126 | 0.24808 | 0.24358 | 0.55065 | 0.49283 | 0.24905 | 0.2457 | 0.15788 | 0.41549 | 0.33492 | 0.1512 | 0.1873 | 0.28476 | 0.48444 | 0.32042 | 0.56491 | 0.32483 | 0.28052 | 0.24784 | 0.40258 | 0.44794 | 0.33654 | 0.33806 | 0.27968 | 0.373 | 0.34838 | 0.19065 | 0.24939 | 0.3403 | 0.25705 | 0
Dec | 1 | 4 | Weekday | Friday | 0.64422 | 0.74735 | 0.70873 | 0.495 | 1 | 0.495 | 0.495 | 0.15354 | 0.495 | 0.64422 | 0.64422 | 0.20472 | 0.68409 | 0.31024 | 0.26067 | 0.25056 | 0.59993 | 0.58778 | 0.25764 | 0.25638 | 0.16031 | 0.43428 | 0.33503 | 0.15354 | 0.19065 | 0.33254 | 0.44511 | 0.32848 | 0.62667 | 0.34519 | 0.29336 | 0.25451 | 0.45531 | 0.54264 | 0.341 | 0.35121 | 0.28339 | 0.39293 | 0.34885 | 0.19122 | 0.24986 | 0.39617 | 0.24981 | 0
Dec | 1 | 5 | Weekday | Friday | 0.62578 | 0.7695 | 0.74973 | 0.56716 | 1 | 0.56716 | 0.56716 | 0.15558 | 0.56716 | 0.62578 | 0.62578 | 0.6218 | 0.75299 | 0.41597 | 0.30161 | 0.26341 | 0.70791 | 0.74556 | 0.25841 | 0.67168 | 0.16229 | 0.51291 | 0.35147 | 0.15558 | 0.19381 | 0.33245 | 0.49599 | 0.49462 | 0.62736 | 0.43657 | 0.3402 | 0.2676 | 0.56827 | 0.66136 | 0.34136 | 0.49229 | 0.28641 | 0.47078 | 0.36865 | 0.19175 | 0.2503 | 0.3955 | 0.25854 | 0
Dec | 1 | 6 | Weekday | Friday | 0.64218 | 0.81242 | 0.8075 | 0.64044 | 0.82686 | 0.64044 | 0.64044 | 0.96444 | 0.64044 | 0.64218 | 0.64218 | 0.85204 | 0.84411 | 0.70664 | 0.59363 | 0.97909 | 0.87053 | 0.89353 | 0.85029 | 1 | 0.92316 | 0.77366 | 0.78429 | 0.96444 | 1 | 0.81298 | 0.6418 | 0.8384 | 0.79217 | 0.76106 | 0.41645 | 1 | 0.69853 | 0.85405 | 0.39001 | 0.9994 | 0.43788 | 0.76461 | 0.51183 | 0.39428 | 0.37862 | 0.57307 | 0.34345 | 0
Dec | 1 | 7 | Weekday | Friday | 0.65512 | 0.82594 | 0.84408 | 0.66744 | 0.0044583 | 0.66744 | 0.66744 | 0.80825 | 0.66744 | 0.65512 | 0.65512 | 0.93969 | 0.90657 | 0.96486 | 0.67115 | 0.8934 | 0.83189 | 0.96917 | 0.93695 | 0.93312 | 0.99572 | 0.88721 | 0.73888 | 0.80825 | 0.80487 | 0.76007 | 0.728 | 0.91548 | 0.87116 | 0.94299 | 0.48397 | 0.85374 | 0.64998 | 0.9442 | 0.71077 | 0.91326 | 0.78703 | 0.89116 | 0.43808 | 0.38357 | 0.31378 | 0.5494 | 0.49766 | 0
Dec | 1 | 8 | Weekday | Friday | 0.68369 | 0.85419 | 0.85706 | 0.70741 | 0.0044583 | 0.70741 | 0.70741 | 0.87883 | 0.70741 | 0.68369 | 0.68369 | 0.94861 | 0.93424 | 0.83021 | 1 | 1 | 0.79756 | 0.96691 | 1 | 0.79527 | 1 | 0.81123 | 0.95384 | 0.87883 | 0.85575 | 0.93595 | 0.88064 | 0.90794 | 0.90882 | 0.80153 | 0.9882 | 0.96913 | 0.61729 | 0.94931 | 0.96396 | 0.72882 | 0.98454 | 0.78667 | 0.8397 | 0.57473 | 0.50224 | 0.82156 | 0.73351 | 0
Dec | 1 | 9 | Weekday | Friday | 0.77554 | 0.87751 | 0.85501 | 0.70665 | 0.0044583 | 0.70665 | 0.70665 | 0.97866 | 0.70665 | 0.77554 | 0.77554 | 0.80519 | 0.96335 | 0.72152 | 0.93424 | 0.88403 | 0.7114 | 1 | 0.95716 | 0.77965 | 0.96022 | 0.76564 | 0.90451 | 0.97866 | 0.94077 | 0.96507 | 0.96371 | 0.74507 | 0.94536 | 0.72094 | 0.95229 | 0.85801 | 0.54461 | 1 | 0.9636 | 0.72934 | 0.9843 | 0.75094 | 0.83974 | 0.82789 | 0.76299 | 0.90849 | 0.88575 | 0
Dec | 1 | 10 | Weekday | Friday | 0.82843 | 0.89431 | 0.85147 | 0.70737 | 0.0044583 | 0.70737 | 0.70737 | 0.96568 | 0.70737 | 0.82843 | 0.82843 | 0.95166 | 0.9785 | 0.59251 | 0.87411 | 0.8472 | 0.62705 | 0.98662 | 0.95107 | 0.8692 | 0.93658 | 0.59559 | 0.88351 | 0.96568 | 0.91797 | 0.92234 | 0.9282 | 0.90831 | 0.96565 | 0.57531 | 0.90492 | 0.82711 | 0.46951 | 0.99223 | 0.98674 | 0.90637 | 0.99745 | 0.56536 | 0.83987 | 0.87144 | 0.80971 | 0.87889 | 0.88546 | 0
Dec | 1 | 11 | Weekday | Friday | 0.85808 | 0.90488 | 0.84605 | 0.69711 | 0.0044583 | 0.69711 | 0.69711 | 0.91431 | 0.69711 | 0.85808 | 0.85808 | 0.92769 | 0.99035 | 0.55242 | 0.85925 | 0.82542 | 0.59453 | 0.97639 | 0.91965 | 0.86559 | 0.89835 | 0.58394 | 0.86837 | 0.91431 | 0.85712 | 1 | 0.90115 | 0.92477 | 0.98159 | 0.56788 | 0.90535 | 0.81025 | 0.47128 | 0.98542 | 0.99206 | 0.94704 | 1 | 0.56231 | 0.84062 | 0.87002 | 0.80971 | 1 | 0.88554 | 0
Dec | 1 | 12 | Weekday | Friday | 0.83786 | 0.89984 | 0.83643 | 0.69511 | 0.0044583 | 0.69511 | 0.69511 | 0.88863 | 0.69511 | 0.83786 | 0.83786 | 0.87855 | 0.96879 | 0.54356 | 0.82102 | 0.83948 | 0.5695 | 0.92962 | 0.9097 | 0.81345 | 0.88054 | 0.5786 | 0.84548 | 0.88863 | 0.827 | 0.93135 | 0.81677 | 0.90961 | 0.96263 | 0.56339 | 0.86142 | 0.8283 | 0.46276 | 0.93588 | 0.98887 | 0.91477 | 0.99964 | 0.56055 | 0.80302 | 0.86961 | 0.80971 | 0.92799 | 0.80249 | 0
Dec | 1 | 13 | Weekday | Friday | 0.80519 | 0.89627 | 0.83578 | 0.68232 | 0.0044583 | 0.68232 | 0.68232 | 0.87124 | 0.68232 | 0.80519 | 0.80519 | 0.75327 | 0.99645 | 0.52507 | 0.85205 | 0.80308 | 0.55128 | 0.94983 | 0.90658 | 0.80207 | 0.87442 | 0.57295 | 0.85779 | 0.87124 | 0.80754 | 0.91551 | 0.87607 | 0.74585 | 0.993 | 0.53424 | 0.91335 | 0.7939 | 0.45525 | 0.96444 | 0.96739 | 0.90782 | 0.99131 | 0.56032 | 0.8417 | 0.87006 | 0.80971 | 0.91689 | 0.88526 | 0
Dec | 1 | 14 | Weekday | Friday | 0.78839 | 0.89646 | 0.82845 | 0.68427 | 0.0044583 | 0.68427 | 0.68427 | 0.86185 | 0.68427 | 0.78839 | 0.78839 | 0.74071 | 0.99357 | 0.52324 | 0.84469 | 0.76743 | 0.54046 | 0.9464 | 0.89982 | 0.6947 | 0.87095 | 0.57057 | 0.84881 | 0.86185 | 0.79909 | 0.90099 | 0.87538 | 0.74579 | 0.99239 | 0.52613 | 0.91268 | 0.75994 | 0.45131 | 0.9621 | 0.96695 | 0.73069 | 0.99123 | 0.55821 | 0.84109 | 0.87033 | 0.80971 | 0.90149 | 0.88516 | 0
Dec | 1 | 15 | Weekday | Friday | 0.78572 | 0.89956 | 0.81962 | 0.73561 | 1 | 0.73561 | 0.73561 | 0.8573 | 0.73561 | 0.78572 | 0.78572 | 0.79075 | 0.9901 | 0.51253 | 0.84176 | 0.76342 | 0.57192 | 0.89856 | 0.89605 | 0.71202 | 0.84629 | 0.57019 | 0.84558 | 0.8573 | 0.79672 | 0.88846 | 0.88473 | 0.74543 | 0.98957 | 0.50552 | 0.90829 | 0.75616 | 0.4849 | 0.92223 | 0.95328 | 0.72995 | 0.96932 | 0.55207 | 0.84028 | 0.87075 | 0.80971 | 0.88742 | 0.88551 | 0
Dec | 1 | 16 | Weekday | Friday | 0.81338 | 0.93586 | 0.81974 | 0.87423 | 1 | 0.87423 | 0.87423 | 0.96643 | 0.87423 | 0.81338 | 0.81338 | 1 | 1 | 0.55273 | 0.93023 | 0.88114 | 0.83023 | 0.9497 | 0.90975 | 0.78472 | 0.82891 | 0.62668 | 1 | 0.96643 | 0.95354 | 0.93706 | 1 | 0.99933 | 1 | 0.59934 | 1 | 0.87493 | 0.80067 | 0.97893 | 1 | 0.81646 | 0.99483 | 0.66714 | 1 | 0.99336 | 0.99245 | 0.94023 | 1 | 0
Dec | 1 | 17 | Weekday | Friday | 0.81083 | 0.92652 | 0.8079 | 0.99867 | 1 | 0.99867 | 0.99867 | 1 | 0.99867 | 0.81083 | 0.81083 | 0.99962 | 0.98831 | 0.66169 | 0.8545 | 0.85834 | 0.95324 | 0.94416 | 0.76004 | 0.90496 | 0.77985 | 0.72751 | 0.78144 | 1 | 0.99552 | 0.94167 | 0.49703 | 0.99935 | 0.98903 | 0.71387 | 0.89892 | 0.85143 | 0.949 | 0.97183 | 0.75429 | 0.99354 | 0.82201 | 0.77604 | 0.70293 | 1 | 1 | 0.93383 | 0.41392 | 0
Dec | 1 | 18 | Weekday | Friday | 0.7822 | 0.90342 | 0.78867 | 0.99986 | 1 | 0.99986 | 0.99986 | 0.8758 | 0.99986 | 0.7822 | 0.7822 | 0.99981 | 0.80198 | 0.86724 | 0.71604 | 0.71493 | 1 | 0.63285 | 0.78466 | 0.91895 | 0.79913 | 0.81896 | 0.7134 | 0.8758 | 0.87934 | 0.95132 | 0.34892 | 0.99945 | 0.78629 | 0.89865 | 0.71381 | 0.69958 | 1 | 0.6325 | 0.75453 | 0.99352 | 0.8222 | 0.85016 | 0.58906 | 0.79111 | 0.78581 | 0.9306 | 0.23639 | 0
Dec | 1 | 19 | Weekday | Friday | 0.76173 | 0.89145 | 0.77358 | 0.96118 | 1 | 0.96118 | 0.96118 | 0.87936 | 0.96118 | 0.76173 | 0.76173 | 0.86307 | 0.79367 | 0.83853 | 0.70585 | 0.72074 | 0.98389 | 0.63869 | 0.80495 | 0.93388 | 0.80617 | 0.83399 | 0.72622 | 0.87936 | 0.88913 | 0.9017 | 0.42151 | 0.83781 | 0.77489 | 0.91759 | 0.68999 | 0.7027 | 0.97653 | 0.63384 | 0.75555 | 0.99629 | 0.82291 | 0.87528 | 0.58906 | 0.75595 | 0.74993 | 0.85448 | 0.24913 | 0
Dec | 1 | 20 | Weekday | Friday | 0.75239 | 0.86151 | 0.75884 | 0.88667 | 1 | 0.88667 | 0.88667 | 0.85228 | 0.88667 | 0.75239 | 0.75239 | 0.85727 | 0.71019 | 0.89036 | 0.60358 | 0.69003 | 0.9753 | 0.58133 | 0.8153 | 0.81446 | 0.81647 | 0.91657 | 0.70235 | 0.85228 | 0.8668 | 0.83371 | 0.37832 | 0.83743 | 0.67248 | 1 | 0.55115 | 0.66795 | 0.96644 | 0.54998 | 0.75568 | 0.81873 | 0.823 | 0.96671 | 0.55111 | 0.69861 | 0.69253 | 0.75857 | 0.24139 | 0
Dec | 1 | 21 | Weekday | Friday | 0.71221 | 0.81499 | 0.73996 | 0.81855 | 1 | 0.81855 | 0.81855 | 0.34518 | 0.81855 | 0.71221 | 0.71221 | 0.85842 | 0.68269 | 0.93484 | 0.59187 | 0.70609 | 0.86042 | 0.48719 | 0.24769 | 0.82526 | 0.15086 | 0.88799 | 0.71095 | 0.34518 | 0.37686 | 0.64148 | 0.44835 | 0.83611 | 0.64057 | 0.97318 | 0.52821 | 0.68286 | 0.83039 | 0.4597 | 0.33341 | 0.81678 | 0.2707 | 0.91248 | 0.55111 | 0.34176 | 0.38416 | 0.54364 | 0.25371 | 0
Dec | 1 | 22 | Weekday | Friday | 0.69636 | 0.79506 | 0.71964 | 0.71298 | 1 | 0.71298 | 0.71298 | 0.14232 | 0.71298 | 0.69636 | 0.69636 | 0.83536 | 0.64055 | 0.75352 | 0.29173 | 0.23518 | 0.73835 | 0.39477 | 0.24547 | 0.83527 | 0.14998 | 0.65985 | 0.34724 | 0.14232 | 0.18115 | 0.25631 | 0.39788 | 0.83462 | 0.58854 | 0.75691 | 0.33745 | 0.23937 | 0.65925 | 0.36563 | 0.33315 | 0.8146 | 0.27115 | 0.65174 | 0.3633 | 0.18847 | 0.24853 | 0.32072 | 0.24435 | 0
Dec | 1 | 23 | Weekday | Friday | 0.65882 | 0.80621 | 0.70276 | 0.60639 | 1 | 0.60639 | 0.60639 | 0.14003 | 0.60639 | 0.65882 | 0.65882 | 0.78993 | 0.64806 | 0.562 | 0.23381 | 0.21168 | 0.59606 | 0.47622 | 0.25426 | 0.85792 | 0.15728 | 0.48471 | 0.31085 | 0.14003 | 0.17879 | 0.36819 | 0.42926 | 0.85223 | 0.59453 | 0.54658 | 0.26915 | 0.21572 | 0.51123 | 0.42303 | 0.34051 | 0.8571 | 0.28261 | 0.45644 | 0.32629 | 0.18218 | 0.2431 | 0.46032 | 0.24839 | 0
Dec | 2 | 24 | Weekend | Saturday | 0.65413 | 0.79909 | 0.74223 | 0.5375 | 1 | 0.5375 | 0.5375 | 0.14454 | 0.5375 | 0.65413 | 0.65413 | 0.59186 | 0.63342 | 0.3695 | 0.2057 | 0.19985 | 0.52385 | 0.41473 | 0.25328 | 0.63567 | 0.15582 | 0.43909 | 0.2947 | 0.14454 | 0.18197 | 0.27424 | 0.43556 | 0.48761 | 0.5759 | 0.41746 | 0.23449 | 0.20267 | 0.42138 | 0.37731 | 0.33666 | 0.48645 | 0.27899 | 0.40817 | 0.30809 | 0.18547 | 0.24555 | 0.33916 | 0.24933 | 0
Dec | 2 | 1 | Weekend | Saturday | 0.64961 | 0.7682 | 0.73351 | 0.51123 | 1 | 0.51123 | 0.51123 | 0.1462 | 0.51123 | 0.64961 | 0.64961 | 0.19959 | 0.62858 | 0.33682 | 0.20638 | 0.19998 | 0.52542 | 0.4854 | 0.25371 | 0.24595 | 0.15744 | 0.43712 | 0.29733 | 0.1462 | 0.18383 | 0.25534 | 0.44452 | 0.31976 | 0.56825 | 0.40167 | 0.23434 | 0.20373 | 0.40883 | 0.43005 | 0.33682 | 0.33688 | 0.28004 | 0.41185 | 0.31157 | 0.18584 | 0.24581 | 0.31372 | 0.25069 | 0
Dec | 2 | 2 | Weekend | Saturday | 0.6536 | 0.75918 | 0.73055 | 0.50154 | 1 | 0.50154 | 0.50154 | 0.14772 | 0.50154 | 0.6536 | 0.6536 | 0.19988 | 0.62539 | 0.30221 | 0.20805 | 0.20879 | 0.52796 | 0.42319 | 0.25641 | 0.24534 | 0.15836 | 0.40546 | 0.30258 | 0.14772 | 0.18725 | 0.26732 | 0.45136 | 0.32026 | 0.56317 | 0.35356 | 0.2348 | 0.21159 | 0.40295 | 0.38586 | 0.33755 | 0.33776 | 0.28169 | 0.36673 | 0.31511 | 0.18614 | 0.24629 | 0.32236 | 0.25162 | 0
Dec | 2 | 3 | Weekend | Saturday | 0.65668 | 0.76328 | 0.73462 | 0.49506 | 1 | 0.49506 | 0.49506 | 0.14817 | 0.49506 | 0.65668 | 0.65668 | 0.20006 | 0.62476 | 0.29629 | 0.20832 | 0.20899 | 0.53307 | 0.4921 | 0.25651 | 0.24655 | 0.16048 | 0.41234 | 0.30163 | 0.14817 | 0.19265 | 0.27159 | 0.45764 | 0.32056 | 0.56067 | 0.34852 | 0.23454 | 0.21256 | 0.40028 | 0.43856 | 0.3379 | 0.33829 | 0.28419 | 0.36989 | 0.31438 | 0.18627 | 0.24705 | 0.32529 | 0.25253 | 0
Dec | 2 | 4 | Weekend | Saturday | 0.66609 | 0.77405 | 0.7588 | 0.51418 | 1 | 0.51418 | 0.51418 | 0.14939 | 0.51418 | 0.66609 | 0.66609 | 0.20179 | 0.62925 | 0.32309 | 0.22028 | 0.22311 | 0.58003 | 0.47515 | 0.26158 | 0.25046 | 0.16098 | 0.42814 | 0.30477 | 0.14939 | 0.19336 | 0.30121 | 0.46055 | 0.32389 | 0.56607 | 0.36642 | 0.24695 | 0.22621 | 0.45274 | 0.43198 | 0.3408 | 0.3437 | 0.28393 | 0.38943 | 0.31639 | 0.1865 | 0.24715 | 0.35789 | 0.25278 | 0
Dec | 2 | 5 | Weekend | Saturday | 0.64666 | 0.81249 | 0.82246 | 0.60827 | 1 | 0.60827 | 0.60827 | 0.14933 | 0.60827 | 0.64666 | 0.64666 | 0.60821 | 0.6294 | 0.36664 | 0.24182 | 0.21958 | 0.68704 | 0.59816 | 0.25922 | 0.649 | 0.16417 | 0.47097 | 0.30445 | 0.14933 | 0.19595 | 0.3052 | 0.46495 | 0.4901 | 0.56617 | 0.40898 | 0.27062 | 0.22291 | 0.56559 | 0.53056 | 0.33986 | 0.48496 | 0.28657 | 0.43519 | 0.31438 | 0.18661 | 0.24751 | 0.35974 | 0.25309 | 0
Dec | 2 | 6 | Weekend | Saturday | 0.68038 | 0.87172 | 0.91425 | 0.7077 | 0.87556 | 0.7077 | 0.7077 | 0.38902 | 0.7077 | 0.68038 | 0.68038 | 0.83502 | 0.66645 | 0.54634 | 0.42114 | 0.55754 | 0.84807 | 0.59902 | 0.26377 | 0.97773 | 0.16292 | 0.64596 | 0.53147 | 0.38902 | 0.42719 | 0.75446 | 0.46252 | 0.83545 | 0.61936 | 0.63407 | 0.36811 | 0.56831 | 0.69455 | 0.55955 | 0.34024 | 0.99539 | 0.28433 | 0.64068 | 0.42217 | 0.24787 | 0.28601 | 0.49475 | 0.25073 | 0
Dec | 2 | 7 | Weekend | Saturday | 0.71965 | 0.90937 | 0.97712 | 0.70543 | 0.0044583 | 0.70543 | 0.70543 | 0.28275 | 0.70543 | 0.71965 | 0.71965 | 0.86507 | 0.73491 | 0.79821 | 0.41719 | 0.45297 | 0.80345 | 0.61045 | 0.22191 | 0.88751 | 0.14003 | 0.74425 | 0.41211 | 0.28275 | 0.28491 | 0.71412 | 0.45122 | 0.91739 | 0.66315 | 0.80547 | 0.34748 | 0.43631 | 0.6427 | 0.5614 | 0.29268 | 0.91564 | 0.24482 | 0.74121 | 0.27276 | 0.16986 | 0.15116 | 0.49024 | 0.19113 | 0
Dec | 2 | 8 | Weekend | Saturday | 0.77554 | 0.95156 | 1 | 0.68116 | 0.0044583 | 0.68116 | 0.68116 | 0.81899 | 0.68116 | 0.77554 | 0.77554 | 0.86942 | 0.75957 | 1 | 0.47642 | 0.42351 | 0.72984 | 0.61632 | 0.2172 | 0.74226 | 0.13307 | 1 | 0.40587 | 0.81899 | 0.79343 | 0.82077 | 0.42726 | 0.90842 | 0.71475 | 0.97735 | 0.46425 | 0.41019 | 0.57227 | 0.59551 | 0.28647 | 0.72982 | 0.23628 | 1 | 0.31531 | 0.4017 | 0.32715 | 0.68068 | 0.1893 | 0
Dec | 2 | 9 | Weekend | Saturday | 0.89538 | 0.9739 | 0.99855 | 0.63682 | 0.0044583 | 0.63682 | 0.63682 | 0.74148 | 0.63682 | 0.89538 | 0.89538 | 0.7631 | 0.80768 | 0.80752 | 0.4273 | 0.3895 | 0.64511 | 0.66584 | 0.212 | 0.73326 | 0.13347 | 0.84995 | 0.38065 | 0.74148 | 0.71355 | 0.77916 | 0.40868 | 0.74565 | 0.77379 | 0.81209 | 0.42803 | 0.3789 | 0.49972 | 0.63764 | 0.28498 | 0.7305 | 0.23603 | 0.85207 | 0.31212 | 0.47545 | 0.40863 | 0.66813 | 0.24662 | 0
Dec | 2 | 10 | Weekend | Saturday | 0.96506 | 0.9911 | 0.9942 | 0.62212 | 0.0044583 | 0.62212 | 0.62212 | 0.8033 | 0.62212 | 0.96506 | 0.96506 | 0.92613 | 0.81967 | 0.63393 | 0.3834 | 0.38029 | 0.56546 | 0.61453 | 0.21181 | 0.84104 | 0.13672 | 0.62111 | 0.37715 | 0.8033 | 0.7629 | 0.84624 | 0.40093 | 0.90911 | 0.78925 | 0.62094 | 0.38121 | 0.37116 | 0.42478 | 0.60117 | 0.28479 | 0.90767 | 0.23509 | 0.59031 | 0.31514 | 0.63309 | 0.56685 | 0.78803 | 0.24875 | 0
Dec | 2 | 11 | Weekend | Saturday | 1 | 0.99565 | 0.98727 | 0.6156 | 0.0044583 | 0.6156 | 0.6156 | 0.76713 | 0.6156 | 1 | 1 | 0.9125 | 0.83028 | 0.57645 | 0.37755 | 0.37252 | 0.53622 | 0.65446 | 0.21158 | 0.8447 | 0.13391 | 0.5859 | 0.36567 | 0.76713 | 0.72131 | 0.92617 | 0.35601 | 0.92526 | 0.80354 | 0.5855 | 0.38089 | 0.36481 | 0.42649 | 0.62975 | 0.28804 | 0.94804 | 0.23686 | 0.56363 | 0.31314 | 0.63197 | 0.56685 | 0.90996 | 0.24364 | 0
Dec | 2 | 12 | Weekend | Saturday | 0.98507 | 0.98729 | 0.97459 | 0.62102 | 0.0044583 | 0.62102 | 0.62102 | 0.79674 | 0.62102 | 0.98507 | 0.98507 | 0.87919 | 0.82814 | 0.5392 | 0.37489 | 0.36419 | 0.51108 | 0.59059 | 0.20683 | 0.80014 | 0.13143 | 0.57916 | 0.31872 | 0.79674 | 0.74369 | 0.89388 | 0.29769 | 0.91028 | 0.80336 | 0.58297 | 0.38058 | 0.35743 | 0.42105 | 0.57773 | 0.28371 | 0.91622 | 0.23247 | 0.56382 | 0.25356 | 0.73679 | 0.67234 | 0.89211 | 0.17379 | 0
Dec | 2 | 13 | Weekend | Saturday | 0.95704 | 0.98431 | 0.97589 | 0.6083 | 0.0044583 | 0.6083 | 0.6083 | 0.77489 | 0.6083 | 0.95704 | 0.95704 | 0.74917 | 0.82828 | 0.51788 | 0.36956 | 0.34085 | 0.48556 | 0.64641 | 0.20638 | 0.79163 | 0.13047 | 0.57365 | 0.31022 | 0.77489 | 0.72075 | 0.87727 | 0.27099 | 0.74648 | 0.80568 | 0.55142 | 0.38096 | 0.33498 | 0.40905 | 0.62424 | 0.28315 | 0.90909 | 0.23241 | 0.56389 | 0.25106 | 0.73623 | 0.67234 | 0.8826 | 0.16991 | 0
Dec | 2 | 14 | Weekend | Saturday | 0.93993 | 0.98403 | 0.96376 | 0.61903 | 0.0044583 | 0.61903 | 0.61903 | 0.76559 | 0.61903 | 0.93993 | 0.93993 | 0.72342 | 0.82447 | 0.51616 | 0.27142 | 0.28165 | 0.4701 | 0.59722 | 0.2044 | 0.67034 | 0.12996 | 0.56809 | 0.30694 | 0.76559 | 0.71181 | 0.85965 | 0.28216 | 0.74646 | 0.80373 | 0.55246 | 0.2606 | 0.27505 | 0.40442 | 0.58625 | 0.28303 | 0.73194 | 0.23176 | 0.56158 | 0.25214 | 0.73619 | 0.67234 | 0.86556 | 0.17236 | 0
Dec | 2 | 15 | Weekend | Saturday | 0.92905 | 0.97897 | 0.94523 | 0.68206 | 1 | 0.68206 | 0.68206 | 0.76672 | 0.68206 | 0.92905 | 0.92905 | 0.76939 | 0.77389 | 0.50949 | 0.28095 | 0.29243 | 0.50736 | 0.64254 | 0.20609 | 0.68558 | 0.12949 | 0.56951 | 0.31496 | 0.76672 | 0.71426 | 0.85089 | 0.27797 | 0.74609 | 0.75885 | 0.53056 | 0.25879 | 0.28413 | 0.43887 | 0.62084 | 0.28293 | 0.73115 | 0.23193 | 0.55579 | 0.25162 | 0.73719 | 0.67234 | 0.84955 | 0.17016 | 0
Dec | 2 | 16 | Weekend | Saturday | 0.92356 | 1 | 0.9329 | 0.83802 | 1 | 0.83802 | 0.83802 | 0.87326 | 0.83802 | 0.92356 | 0.92356 | 0.98286 | 0.77193 | 0.55207 | 0.38079 | 0.41618 | 0.77323 | 0.60653 | 0.24011 | 0.76316 | 0.14993 | 0.62799 | 0.48388 | 0.87326 | 0.86606 | 0.89857 | 0.3453 | 0.99992 | 0.75076 | 0.6133 | 0.35646 | 0.40952 | 0.75659 | 0.59485 | 0.33217 | 0.81752 | 0.27203 | 0.6703 | 0.41588 | 0.85855 | 0.85311 | 0.89961 | 0.23237 | 0
Dec | 2 | 17 | Weekend | Saturday | 0.89137 | 0.98104 | 0.91142 | 0.98428 | 1 | 0.98428 | 0.98428 | 0.86122 | 0.98428 | 0.89137 | 0.89137 | 0.99681 | 0.74166 | 0.63071 | 0.39762 | 0.42719 | 0.92744 | 0.63797 | 0.24233 | 0.89804 | 0.15149 | 0.69798 | 0.4772 | 0.86122 | 0.86605 | 0.87544 | 0.34673 | 0.99988 | 0.71469 | 0.69581 | 0.35694 | 0.4193 | 0.94099 | 0.60786 | 0.33438 | 0.99455 | 0.27386 | 0.74639 | 0.39101 | 0.75639 | 0.75714 | 0.84154 | 0.23574 | 0
Dec | 2 | 18 | Weekend | Saturday | 0.85067 | 0.95618 | 0.88118 | 1 | 1 | 1 | 1 | 0.76847 | 1 | 0.85067 | 0.85067 | 0.98887 | 0.7246 | 0.77455 | 0.29996 | 0.20755 | 0.97771 | 0.48302 | 0.24544 | 0.89734 | 0.15258 | 0.8416 | 0.30219 | 0.76847 | 0.78067 | 0.87924 | 0.40954 | 1 | 0.6891 | 0.89059 | 0.34188 | 0.21109 | 0.99666 | 0.45594 | 0.33608 | 0.99471 | 0.27485 | 0.90113 | 0.31383 | 0.5932 | 0.59278 | 0.82325 | 0.24612 | 0
Dec | 2 | 19 | Weekend | Saturday | 0.8096 | 0.94371 | 0.86191 | 0.97618 | 1 | 0.97618 | 0.97618 | 0.36686 | 0.97618 | 0.8096 | 0.8096 | 0.82932 | 0.72002 | 0.83496 | 0.27975 | 0.20587 | 0.9586 | 0.53827 | 0.2472 | 0.90188 | 0.15487 | 0.85841 | 0.30053 | 0.36686 | 0.39673 | 0.78796 | 0.37654 | 0.83993 | 0.68192 | 0.94139 | 0.31793 | 0.2092 | 0.97284 | 0.4983 | 0.3374 | 1 | 0.27902 | 0.91048 | 0.31234 | 0.37016 | 0.41112 | 0.69936 | 0.23943 | 0
Dec | 2 | 20 | Weekend | Saturday | 0.78655 | 0.90569 | 0.84219 | 0.90714 | 1 | 0.90714 | 0.90714 | 0.3547 | 0.90714 | 0.78655 | 0.78655 | 0.82858 | 0.67722 | 0.86777 | 0.28098 | 0.21442 | 0.9487 | 0.47377 | 0.25038 | 0.78045 | 0.15812 | 0.91851 | 0.30245 | 0.3547 | 0.3859 | 0.76229 | 0.43034 | 0.83954 | 0.625 | 0.99616 | 0.31823 | 0.21771 | 0.96256 | 0.43823 | 0.33796 | 0.82247 | 0.28006 | 0.97707 | 0.31383 | 0.3475 | 0.38852 | 0.66194 | 0.24843 | 0
Dec | 2 | 21 | Weekend | Saturday | 0.73384 | 0.84531 | 0.81583 | 0.83744 | 1 | 0.83744 | 0.83744 | 0.16722 | 0.83744 | 0.73384 | 0.73384 | 0.82227 | 0.67566 | 0.84754 | 0.2611 | 0.21431 | 0.8327 | 0.49117 | 0.25462 | 0.79024 | 0.16984 | 0.9026 | 0.30071 | 0.16722 | 0.20513 | 0.6408 | 0.38906 | 0.83796 | 0.62147 | 0.96026 | 0.29416 | 0.21784 | 0.82635 | 0.44548 | 0.33803 | 0.82004 | 0.28187 | 0.95481 | 0.31234 | 0.22127 | 0.28125 | 0.54649 | 0.24066 | 0
Dec | 2 | 22 | Weekend | Saturday | 0.71432 | 0.81542 | 0.78714 | 0.72233 | 1 | 0.72233 | 0.72233 | 0.141 | 0.72233 | 0.71432 | 0.71432 | 0.78859 | 0.67325 | 0.81664 | 0.24098 | 0.22281 | 0.70344 | 0.42038 | 0.26194 | 0.78973 | 0.16242 | 0.70624 | 0.30398 | 0.141 | 0.17963 | 0.27031 | 0.44126 | 0.83558 | 0.61478 | 0.8147 | 0.2705 | 0.22618 | 0.65437 | 0.38398 | 0.33864 | 0.81636 | 0.28372 | 0.71439 | 0.31588 | 0.18466 | 0.24523 | 0.33793 | 0.2496 | 0
Dec | 2 | 23 | Weekend | Saturday | 0.67403 | 0.82061 | 0.75357 | 0.61166 | 1 | 0.61166 | 0.61166 | 0.14003 | 0.61166 | 0.67403 | 0.67403 | 0.78993 | 0.64806 | 0.562 | 0.23381 | 0.21168 | 0.59606 | 0.47622 | 0.25426 | 0.85792 | 0.15728 | 0.48471 | 0.31085 | 0.14003 | 0.17879 | 0.36819 | 0.42926 | 0.85223 | 0.59453 | 0.54658 | 0.26915 | 0.21572 | 0.51123 | 0.42303 | 0.34051 | 0.8571 | 0.28261 | 0.45644 | 0.32629 | 0.18218 | 0.2431 | 0.46032 | 0.24839 | 0
Dec | 3 | 24 | Weekend | Sunday | 0.65413 | 0.79909 | 0.74223 | 0.5375 | 1 | 0.5375 | 0.5375 | 0.14454 | 0.5375 | 0.65413 | 0.65413 | 0.59186 | 0.63342 | 0.3695 | 0.2057 | 0.19985 | 0.52385 | 0.41473 | 0.25328 | 0.63567 | 0.15582 | 0.43909 | 0.2947 | 0.14454 | 0.18197 | 0.27424 | 0.43556 | 0.48761 | 0.5759 | 0.41746 | 0.23449 | 0.20267 | 0.42138 | 0.37731 | 0.33666 | 0.48645 | 0.27899 | 0.40817 | 0.30809 | 0.18547 | 0.24555 | 0.33916 | 0.24933 | 0
Dec | 3 | 1 | Weekend | Sunday | 0.64961 | 0.7682 | 0.73351 | 0.51123 | 1 | 0.51123 | 0.51123 | 0.1462 | 0.51123 | 0.64961 | 0.64961 | 0.19959 | 0.62858 | 0.33682 | 0.20638 | 0.19998 | 0.52542 | 0.4854 | 0.25371 | 0.24595 | 0.15744 | 0.43712 | 0.29733 | 0.1462 | 0.18383 | 0.25534 | 0.44452 | 0.31976 | 0.56825 | 0.40167 | 0.23434 | 0.20373 | 0.40883 | 0.43005 | 0.33682 | 0.33688 | 0.28004 | 0.41185 | 0.31157 | 0.18584 | 0.24581 | 0.31372 | 0.25069 | 0
Dec | 3 | 2 | Weekend | Sunday | 0.6536 | 0.75918 | 0.73055 | 0.50154 | 1 | 0.50154 | 0.50154 | 0.14772 | 0.50154 | 0.6536 | 0.6536 | 0.19988 | 0.62539 | 0.30221 | 0.20805 | 0.20879 | 0.52796 | 0.42319 | 0.25641 | 0.24534 | 0.15836 | 0.40546 | 0.30258 | 0.14772 | 0.18725 | 0.26732 | 0.45136 | 0.32026 | 0.56317 | 0.35356 | 0.2348 | 0.21159 | 0.40295 | 0.38586 | 0.33755 | 0.33776 | 0.28169 | 0.36673 | 0.31511 | 0.18614 | 0.24629 | 0.32236 | 0.25162 | 0
Dec | 3 | 3 | Weekend | Sunday | 0.65668 | 0.76328 | 0.73462 | 0.49506 | 1 | 0.49506 | 0.49506 | 0.14817 | 0.49506 | 0.65668 | 0.65668 | 0.20006 | 0.62476 | 0.29629 | 0.20832 | 0.20899 | 0.53307 | 0.4921 | 0.25651 | 0.24655 | 0.16048 | 0.41234 | 0.30163 | 0.14817 | 0.19265 | 0.27159 | 0.45764 | 0.32056 | 0.56067 | 0.34852 | 0.23454 | 0.21256 | 0.40028 | 0.43856 | 0.3379 | 0.33829 | 0.28419 | 0.36989 | 0.31438 | 0.18627 | 0.24705 | 0.32529 | 0.25253 | 0
Dec | 3 | 4 | Weekend | Sunday | 0.66609 | 0.77405 | 0.7588 | 0.51418 | 1 | 0.51418 | 0.51418 | 0.14939 | 0.51418 | 0.66609 | 0.66609 | 0.20179 | 0.62925 | 0.32309 | 0.22028 | 0.22311 | 0.58003 | 0.47515 | 0.26158 | 0.25046 | 0.16098 | 0.42814 | 0.30477 | 0.14939 | 0.19336 | 0.30121 | 0.46055 | 0.32389 | 0.56607 | 0.36642 | 0.24695 | 0.22621 | 0.45274 | 0.43198 | 0.3408 | 0.3437 | 0.28393 | 0.38943 | 0.31639 | 0.1865 | 0.24715 | 0.35789 | 0.25278 | 0
Dec | 3 | 5 | Weekend | Sunday | 0.64666 | 0.81249 | 0.82246 | 0.60827 | 1 | 0.60827 | 0.60827 | 0.14933 | 0.60827 | 0.64666 | 0.64666 | 0.60821 | 0.6294 | 0.36664 | 0.24182 | 0.21958 | 0.68704 | 0.59816 | 0.25922 | 0.649 | 0.16417 | 0.47097 | 0.30445 | 0.14933 | 0.19595 | 0.3052 | 0.46495 | 0.4901 | 0.56617 | 0.40898 | 0.27062 | 0.22291 | 0.56559 | 0.53056 | 0.33986 | 0.48496 | 0.28657 | 0.43519 | 0.31438 | 0.18661 | 0.24751 | 0.35974 | 0.25309 | 0
Dec | 3 | 6 | Weekend | Sunday | 0.68038 | 0.87172 | 0.91425 | 0.7077 | 0.87556 | 0.7077 | 0.7077 | 0.38902 | 0.7077 | 0.68038 | 0.68038 | 0.83502 | 0.66645 | 0.54634 | 0.42114 | 0.55754 | 0.84807 | 0.59902 | 0.26377 | 0.97773 | 0.16292 | 0.64596 | 0.53147 | 0.38902 | 0.42719 | 0.75446 | 0.46252 | 0.83545 | 0.61936 | 0.63407 | 0.36811 | 0.56831 | 0.69455 | 0.55955 | 0.34024 | 0.99539 | 0.28433 | 0.64068 | 0.42217 | 0.24787 | 0.28601 | 0.49475 | 0.25073 | 0
Dec | 3 | 7 | Weekend | Sunday | 0.71965 | 0.90937 | 0.97712 | 0.70543 | 0.0044583 | 0.70543 | 0.70543 | 0.28275 | 0.70543 | 0.71965 | 0.71965 | 0.86507 | 0.73491 | 0.79821 | 0.41719 | 0.45297 | 0.80345 | 0.61045 | 0.22191 | 0.88751 | 0.14003 | 0.74425 | 0.41211 | 0.28275 | 0.28491 | 0.71412 | 0.45122 | 0.91739 | 0.66315 | 0.80547 | 0.34748 | 0.43631 | 0.6427 | 0.5614 | 0.29268 | 0.91564 | 0.24482 | 0.74121 | 0.27276 | 0.16986 | 0.15116 | 0.49024 | 0.19113 | 0
Dec | 3 | 8 | Weekend | Sunday | 0.77554 | 0.95156 | 1 | 0.68116 | 0.0044583 | 0.68116 | 0.68116 | 0.81899 | 0.68116 | 0.77554 | 0.77554 | 0.86942 | 0.75957 | 1 | 0.47642 | 0.42351 | 0.72984 | 0.61632 | 0.2172 | 0.74226 | 0.13307 | 1 | 0.40587 | 0.81899 | 0.79343 | 0.82077 | 0.42726 | 0.90842 | 0.71475 | 0.97735 | 0.46425 | 0.41019 | 0.57227 | 0.59551 | 0.28647 | 0.72982 | 0.23628 | 1 | 0.31531 | 0.4017 | 0.32715 | 0.68068 | 0.1893 | 0
Dec | 3 | 9 | Weekend | Sunday | 0.89538 | 0.9739 | 0.99855 | 0.63682 | 0.0044583 | 0.63682 | 0.63682 | 0.74148 | 0.63682 | 0.89538 | 0.89538 | 0.7631 | 0.80768 | 0.80752 | 0.4273 | 0.3895 | 0.64511 | 0.66584 | 0.212 | 0.73326 | 0.13347 | 0.84995 | 0.38065 | 0.74148 | 0.71355 | 0.77916 | 0.40868 | 0.74565 | 0.77379 | 0.81209 | 0.42803 | 0.3789 | 0.49972 | 0.63764 | 0.28498 | 0.7305 | 0.23603 | 0.85207 | 0.31212 | 0.47545 | 0.40863 | 0.66813 | 0.24662 | 0
Dec | 3 | 10 | Weekend | Sunday | 0.96506 | 0.9911 | 0.9942 | 0.62212 | 0.0044583 | 0.62212 | 0.62212 | 0.8033 | 0.62212 | 0.96506 | 0.96506 | 0.92613 | 0.81967 | 0.63393 | 0.3834 | 0.38029 | 0.56546 | 0.61453 | 0.21181 | 0.84104 | 0.13672 | 0.62111 | 0.37715 | 0.8033 | 0.7629 | 0.84624 | 0.40093 | 0.90911 | 0.78925 | 0.62094 | 0.38121 | 0.37116 | 0.42478 | 0.60117 | 0.28479 | 0.90767 | 0.23509 | 0.59031 | 0.31514 | 0.63309 | 0.56685 | 0.78803 | 0.24875 | 0
Dec | 3 | 11 | Weekend | Sunday | 1 | 0.99565 | 0.98727 | 0.6156 | 0.0044583 | 0.6156 | 0.6156 | 0.76713 | 0.6156 | 1 | 1 | 0.9125 | 0.83028 | 0.57645 | 0.37755 | 0.37252 | 0.53622 | 0.65446 | 0.21158 | 0.8447 | 0.13391 | 0.5859 | 0.36567 | 0.76713 | 0.72131 | 0.92617 | 0.35601 | 0.92526 | 0.80354 | 0.5855 | 0.38089 | 0.36481 | 0.42649 | 0.62975 | 0.28804 | 0.94804 | 0.23686 | 0.56363 | 0.31314 | 0.63197 | 0.56685 | 0.90996 | 0.24364 | 0
Dec | 3 | 12 | Weekend | Sunday | 0.98507 | 0.98729 | 0.97459 | 0.62102 | 0.0044583 | 0.62102 | 0.62102 | 0.79674 | 0.62102 | 0.98507 | 0.98507 | 0.87919 | 0.82814 | 0.5392 | 0.37489 | 0.36419 | 0.51108 | 0.59059 | 0.20683 | 0.80014 | 0.13143 | 0.57916 | 0.31872 | 0.79674 | 0.74369 | 0.89388 | 0.29769 | 0.91028 | 0.80336 | 0.58297 | 0.38058 | 0.35743 | 0.42105 | 0.57773 | 0.28371 | 0.91622 | 0.23247 | 0.56382 | 0.25356 | 0.73679 | 0.67234 | 0.89211 | 0.17379 | 0
Dec | 3 | 13 | Weekend | Sunday | 0.95704 | 0.98431 | 0.97589 | 0.6083 | 0.0044583 | 0.6083 | 0.6083 | 0.77489 | 0.6083 | 0.95704 | 0.95704 | 0.74917 | 0.82828 | 0.51788 | 0.36956 | 0.34085 | 0.48556 | 0.64641 | 0.20638 | 0.79163 | 0.13047 | 0.57365 | 0.31022 | 0.77489 | 0.72075 | 0.87727 | 0.27099 | 0.74648 | 0.80568 | 0.55142 | 0.38096 | 0.33498 | 0.40905 | 0.62424 | 0.28315 | 0.90909 | 0.23241 | 0.56389 | 0.25106 | 0.73623 | 0.67234 | 0.8826 | 0.16991 | 0
Dec | 3 | 14 | Weekend | Sunday | 0.93993 | 0.98403 | 0.96376 | 0.61903 | 0.0044583 | 0.61903 | 0.61903 | 0.76559 | 0.61903 | 0.93993 | 0.93993 | 0.72342 | 0.82447 | 0.51616 | 0.27142 | 0.28165 | 0.4701 | 0.59722 | 0.2044 | 0.67034 | 0.12996 | 0.56809 | 0.30694 | 0.76559 | 0.71181 | 0.85965 | 0.28216 | 0.74646 | 0.80373 | 0.55246 | 0.2606 | 0.27505 | 0.40442 | 0.58625 | 0.28303 | 0.73194 | 0.23176 | 0.56158 | 0.25214 | 0.73619 | 0.67234 | 0.86556 | 0.17236 | 0
Dec | 3 | 15 | Weekend | Sunday | 0.92905 | 0.97897 | 0.94523 | 0.68206 | 1 | 0.68206 | 0.68206 | 0.76672 | 0.68206 | 0.92905 | 0.92905 | 0.76939 | 0.77389 | 0.50949 | 0.28095 | 0.29243 | 0.50736 | 0.64254 | 0.20609 | 0.68558 | 0.12949 | 0.56951 | 0.31496 | 0.76672 | 0.71426 | 0.85089 | 0.27797 | 0.74609 | 0.75885 | 0.53056 | 0.25879 | 0.28413 | 0.43887 | 0.62084 | 0.28293 | 0.73115 | 0.23193 | 0.55579 | 0.25162 | 0.73719 | 0.67234 | 0.84955 | 0.17016 | 0
Dec | 3 | 16 | Weekend | Sunday | 0.92356 | 1 | 0.9329 | 0.83802 | 1 | 0.83802 | 0.83802 | 0.87326 | 0.83802 | 0.92356 | 0.92356 | 0.98286 | 0.77193 | 0.55207 | 0.38079 | 0.41618 | 0.77323 | 0.60653 | 0.24011 | 0.76316 | 0.14993 | 0.62799 | 0.48388 | 0.87326 | 0.86606 | 0.89857 | 0.3453 | 0.99992 | 0.75076 | 0.6133 | 0.35646 | 0.40952 | 0.75659 | 0.59485 | 0.33217 | 0.81752 | 0.27203 | 0.6703 | 0.41588 | 0.85855 | 0.85311 | 0.89961 | 0.23237 | 0
Dec | 3 | 17 | Weekend | Sunday | 0.89137 | 0.98104 | 0.91142 | 0.98428 | 1 | 0.98428 | 0.98428 | 0.86122 | 0.98428 | 0.89137 | 0.89137 | 0.99681 | 0.74166 | 0.63071 | 0.39762 | 0.42719 | 0.92744 | 0.63797 | 0.24233 | 0.89804 | 0.15149 | 0.69798 | 0.4772 | 0.86122 | 0.86605 | 0.87544 | 0.34673 | 0.99988 | 0.71469 | 0.69581 | 0.35694 | 0.4193 | 0.94099 | 0.60786 | 0.33438 | 0.99455 | 0.27386 | 0.74639 | 0.39101 | 0.75639 | 0.75714 | 0.84154 | 0.23574 | 0
Dec | 3 | 18 | Weekend | Sunday | 0.85067 | 0.95618 | 0.88118 | 1 | 1 | 1 | 1 | 0.76847 | 1 | 0.85067 | 0.85067 | 0.98887 | 0.7246 | 0.77455 | 0.29996 | 0.20755 | 0.97771 | 0.48302 | 0.24544 | 0.89734 | 0.15258 | 0.8416 | 0.30219 | 0.76847 | 0.78067 | 0.87924 | 0.40954 | 1 | 0.6891 | 0.89059 | 0.34188 | 0.21109 | 0.99666 | 0.45594 | 0.33608 | 0.99471 | 0.27485 | 0.90113 | 0.31383 | 0.5932 | 0.59278 | 0.82325 | 0.24612 | 0
Dec | 3 | 19 | Weekend | Sunday | 0.8096 | 0.94371 | 0.86191 | 0.97618 | 1 | 0.97618 | 0.97618 | 0.36686 | 0.97618 | 0.8096 | 0.8096 | 0.82932 | 0.72002 | 0.83496 | 0.27975 | 0.20587 | 0.9586 | 0.53827 | 0.2472 | 0.90188 | 0.15487 | 0.85841 | 0.30053 | 0.36686 | 0.39673 | 0.78796 | 0.37654 | 0.83993 | 0.68192 | 0.94139 | 0.31793 | 0.2092 | 0.97284 | 0.4983 | 0.3374 | 1 | 0.27902 | 0.91048 | 0.31234 | 0.37016 | 0.41112 | 0.69936 | 0.23943 | 0
Dec | 3 | 20 | Weekend | Sunday | 0.78655 | 0.90569 | 0.84219 | 0.90714 | 1 | 0.90714 | 0.90714 | 0.3547 | 0.90714 | 0.78655 | 0.78655 | 0.82858 | 0.67722 | 0.86777 | 0.28098 | 0.21442 | 0.9487 | 0.47377 | 0.25038 | 0.78045 | 0.15812 | 0.91851 | 0.30245 | 0.3547 | 0.3859 | 0.76229 | 0.43034 | 0.83954 | 0.625 | 0.99616 | 0.31823 | 0.21771 | 0.96256 | 0.43823 | 0.33796 | 0.82247 | 0.28006 | 0.97707 | 0.31383 | 0.3475 | 0.38852 | 0.66194 | 0.24843 | 0
Dec | 3 | 21 | Weekend | Sunday | 0.73384 | 0.84531 | 0.81583 | 0.83744 | 1 | 0.83744 | 0.83744 | 0.16722 | 0.83744 | 0.73384 | 0.73384 | 0.82227 | 0.67566 | 0.84754 | 0.2611 | 0.21431 | 0.8327 | 0.49117 | 0.25462 | 0.79024 | 0.16984 | 0.9026 | 0.30071 | 0.16722 | 0.20513 | 0.6408 | 0.38906 | 0.83796 | 0.62147 | 0.96026 | 0.29416 | 0.21784 | 0.82635 | 0.44548 | 0.33803 | 0.82004 | 0.28187 | 0.95481 | 0.31234 | 0.22127 | 0.28125 | 0.54649 | 0.24066 | 0
Dec | 3 | 22 | Weekend | Sunday | 0.71432 | 0.81542 | 0.78714 | 0.72233 | 1 | 0.72233 | 0.72233 | 0.141 | 0.72233 | 0.71432 | 0.71432 | 0.78859 | 0.67325 | 0.81664 | 0.24098 | 0.22281 | 0.70344 | 0.42038 | 0.26194 | 0.78973 | 0.16242 | 0.70624 | 0.30398 | 0.141 | 0.17963 | 0.27031 | 0.44126 | 0.83558 | 0.61478 | 0.8147 | 0.2705 | 0.22618 | 0.65437 | 0.38398 | 0.33864 | 0.81636 | 0.28372 | 0.71439 | 0.31588 | 0.18466 | 0.24523 | 0.33793 | 0.2496 | 0
Dec | 3 | 23 | Weekend | Sunday | 0.67403 | 0.82061 | 0.75357 | 0.61166 | 1 | 0.61166 | 0.61166 | 0.14389 | 0.61166 | 0.67403 | 0.67403 | 0.80028 | 0.64608 | 0.54606 | 0.24735 | 0.22602 | 0.61425 | 0.47126 | 0.2503 | 0.86584 | 0.15436 | 0.48008 | 0.32468 | 0.14389 | 0.18231 | 0.37418 | 0.452 | 0.85218 | 0.58814 | 0.53048 | 0.28216 | 0.23012 | 0.51358 | 0.42797 | 0.33888 | 0.85711 | 0.27733 | 0.45117 | 0.34055 | 0.19028 | 0.24996 | 0.46884 | 0.25284 | 0
Dec | 4 | 24 | Weekday | Monday | 0.64349 | 0.78892 | 0.69797 | 0.53855 | 1 | 0.53855 | 0.53855 | 0.1441 | 0.53855 | 0.64349 | 0.64349 | 0.59955 | 0.63725 | 0.35036 | 0.24561 | 0.23575 | 0.54384 | 0.41069 | 0.2472 | 0.6463 | 0.15565 | 0.43074 | 0.33441 | 0.1441 | 0.18186 | 0.28422 | 0.41882 | 0.48748 | 0.57604 | 0.38955 | 0.27982 | 0.23968 | 0.42399 | 0.38182 | 0.33473 | 0.48628 | 0.27704 | 0.39756 | 0.34879 | 0.18897 | 0.24863 | 0.35292 | 0.24655 | 0
Dec | 4 | 1 | Weekday | Monday | 0.63727 | 0.75533 | 0.69142 | 0.50681 | 1 | 0.50681 | 0.50681 | 0.14639 | 0.50681 | 0.63727 | 0.63727 | 0.19968 | 0.63719 | 0.3065 | 0.24615 | 0.23538 | 0.54219 | 0.48503 | 0.24859 | 0.24494 | 0.15517 | 0.42145 | 0.33473 | 0.14639 | 0.18319 | 0.27077 | 0.46959 | 0.31966 | 0.57445 | 0.35581 | 0.27985 | 0.23959 | 0.41107 | 0.44204 | 0.33535 | 0.33674 | 0.27737 | 0.38607 | 0.34838 | 0.18954 | 0.24881 | 0.33102 | 0.25515 | 0
Dec | 4 | 2 | Weekday | Monday | 0.63823 | 0.74378 | 0.68917 | 0.49288 | 1 | 0.49288 | 0.49288 | 0.1487 | 0.49288 | 0.63823 | 0.63823 | 0.19958 | 0.63593 | 0.28433 | 0.24683 | 0.24271 | 0.54365 | 0.4213 | 0.25047 | 0.24617 | 0.15678 | 0.41199 | 0.33174 | 0.1487 | 0.18421 | 0.2733 | 0.43238 | 0.32017 | 0.57123 | 0.32694 | 0.28013 | 0.24663 | 0.40504 | 0.39194 | 0.33606 | 0.33762 | 0.27922 | 0.36929 | 0.34885 | 0.1901 | 0.24896 | 0.33198 | 0.24833 | 0
Dec | 4 | 3 | Weekday | Monday | 0.63886 | 0.74543 | 0.69237 | 0.48577 | 1 | 0.48577 | 0.48577 | 0.1512 | 0.48577 | 0.63886 | 0.63886 | 0.19973 | 0.63226 | 0.28126 | 0.24808 | 0.24358 | 0.55065 | 0.49283 | 0.24905 | 0.2457 | 0.15788 | 0.41549 | 0.33492 | 0.1512 | 0.1873 | 0.28476 | 0.48444 | 0.32042 | 0.56491 | 0.32483 | 0.28052 | 0.24784 | 0.40258 | 0.44794 | 0.33654 | 0.33806 | 0.27968 | 0.373 | 0.34838 | 0.19065 | 0.24939 | 0.3403 | 0.25705 | 0
Dec | 4 | 4 | Weekday | Monday | 0.64422 | 0.74735 | 0.70873 | 0.495 | 1 | 0.495 | 0.495 | 0.15354 | 0.495 | 0.64422 | 0.64422 | 0.20472 | 0.68409 | 0.31024 | 0.26067 | 0.25056 | 0.59993 | 0.58778 | 0.25764 | 0.25638 | 0.16031 | 0.43428 | 0.33503 | 0.15354 | 0.19065 | 0.33254 | 0.44511 | 0.32848 | 0.62667 | 0.34519 | 0.29336 | 0.25451 | 0.45531 | 0.54264 | 0.341 | 0.35121 | 0.28339 | 0.39293 | 0.34885 | 0.19122 | 0.24986 | 0.39617 | 0.24981 | 0
Dec | 4 | 5 | Weekday | Monday | 0.62578 | 0.7695 | 0.74973 | 0.56716 | 1 | 0.56716 | 0.56716 | 0.15558 | 0.56716 | 0.62578 | 0.62578 | 0.6218 | 0.75299 | 0.41597 | 0.30161 | 0.26341 | 0.70791 | 0.74556 | 0.25841 | 0.67168 | 0.16229 | 0.51291 | 0.35147 | 0.15558 | 0.19381 | 0.33245 | 0.49599 | 0.49462 | 0.62736 | 0.43657 | 0.3402 | 0.2676 | 0.56827 | 0.66136 | 0.34136 | 0.49229 | 0.28641 | 0.47078 | 0.36865 | 0.19175 | 0.2503 | 0.3955 | 0.25854 | 0
Dec | 4 | 6 | Weekday | Monday | 0.64218 | 0.81242 | 0.8075 | 0.64044 | 0.82686 | 0.64044 | 0.64044 | 0.96444 | 0.64044 | 0.64218 | 0.64218 | 0.85204 | 0.84411 | 0.70664 | 0.59363 | 0.97909 | 0.87053 | 0.89353 | 0.85029 | 1 | 0.92316 | 0.77366 | 0.78429 | 0.96444 | 1 | 0.81298 | 0.6418 | 0.8384 | 0.79217 | 0.76106 | 0.41645 | 1 | 0.69853 | 0.85405 | 0.39001 | 0.9994 | 0.43788 | 0.76461 | 0.51183 | 0.39428 | 0.37862 | 0.57307 | 0.34345 | 0
Dec | 4 | 7 | Weekday | Monday | 0.65512 | 0.82594 | 0.84408 | 0.66744 | 0.0044583 | 0.66744 | 0.66744 | 0.80825 | 0.66744 | 0.65512 | 0.65512 | 0.93969 | 0.90657 | 0.96486 | 0.67115 | 0.8934 | 0.83189 | 0.96917 | 0.93695 | 0.93312 | 0.99572 | 0.88721 | 0.73888 | 0.80825 | 0.80487 | 0.76007 | 0.728 | 0.91548 | 0.87116 | 0.94299 | 0.48397 | 0.85374 | 0.64998 | 0.9442 | 0.71077 | 0.91326 | 0.78703 | 0.89116 | 0.43808 | 0.38357 | 0.31378 | 0.5494 | 0.49766 | 0
Dec | 4 | 8 | Weekday | Monday | 0.68369 | 0.85419 | 0.85706 | 0.70741 | 0.0044583 | 0.70741 | 0.70741 | 0.87883 | 0.70741 | 0.68369 | 0.68369 | 0.94861 | 0.93424 | 0.83021 | 1 | 1 | 0.79756 | 0.96691 | 1 | 0.79527 | 1 | 0.81123 | 0.95384 | 0.87883 | 0.85575 | 0.93595 | 0.88064 | 0.90794 | 0.90882 | 0.80153 | 0.9882 | 0.96913 | 0.61729 | 0.94931 | 0.96396 | 0.72882 | 0.98454 | 0.78667 | 0.8397 | 0.57473 | 0.50224 | 0.82156 | 0.73351 | 0
Dec | 4 | 9 | Weekday | Monday | 0.77554 | 0.87751 | 0.85501 | 0.70665 | 0.0044583 | 0.70665 | 0.70665 | 0.97866 | 0.70665 | 0.77554 | 0.77554 | 0.80519 | 0.96335 | 0.72152 | 0.93424 | 0.88403 | 0.7114 | 1 | 0.95716 | 0.77965 | 0.96022 | 0.76564 | 0.90451 | 0.97866 | 0.94077 | 0.96507 | 0.96371 | 0.74507 | 0.94536 | 0.72094 | 0.95229 | 0.85801 | 0.54461 | 1 | 0.9636 | 0.72934 | 0.9843 | 0.75094 | 0.83974 | 0.82789 | 0.76299 | 0.90849 | 0.88575 | 0
Dec | 4 | 10 | Weekday | Monday | 0.82843 | 0.89431 | 0.85147 | 0.70737 | 0.0044583 | 0.70737 | 0.70737 | 0.96568 | 0.70737 | 0.82843 | 0.82843 | 0.95166 | 0.9785 | 0.59251 | 0.87411 | 0.8472 | 0.62705 | 0.98662 | 0.95107 | 0.8692 | 0.93658 | 0.59559 | 0.88351 | 0.96568 | 0.91797 | 0.92234 | 0.9282 | 0.90831 | 0.96565 | 0.57531 | 0.90492 | 0.82711 | 0.46951 | 0.99223 | 0.98674 | 0.90637 | 0.99745 | 0.56536 | 0.83987 | 0.87144 | 0.80971 | 0.87889 | 0.88546 | 0
Dec | 4 | 11 | Weekday | Monday | 0.85808 | 0.90488 | 0.84605 | 0.69711 | 0.0044583 | 0.69711 | 0.69711 | 0.91431 | 0.69711 | 0.85808 | 0.85808 | 0.92769 | 0.99035 | 0.55242 | 0.85925 | 0.82542 | 0.59453 | 0.97639 | 0.91965 | 0.86559 | 0.89835 | 0.58394 | 0.86837 | 0.91431 | 0.85712 | 1 | 0.90115 | 0.92477 | 0.98159 | 0.56788 | 0.90535 | 0.81025 | 0.47128 | 0.98542 | 0.99206 | 0.94704 | 1 | 0.56231 | 0.84062 | 0.87002 | 0.80971 | 1 | 0.88554 | 0
Dec | 4 | 12 | Weekday | Monday | 0.83786 | 0.89984 | 0.83643 | 0.69511 | 0.0044583 | 0.69511 | 0.69511 | 0.88863 | 0.69511 | 0.83786 | 0.83786 | 0.87855 | 0.96879 | 0.54356 | 0.82102 | 0.83948 | 0.5695 | 0.92962 | 0.9097 | 0.81345 | 0.88054 | 0.5786 | 0.84548 | 0.88863 | 0.827 | 0.93135 | 0.81677 | 0.90961 | 0.96263 | 0.56339 | 0.86142 | 0.8283 | 0.46276 | 0.93588 | 0.98887 | 0.91477 | 0.99964 | 0.56055 | 0.80302 | 0.86961 | 0.80971 | 0.92799 | 0.80249 | 0
Dec | 4 | 13 | Weekday | Monday | 0.80519 | 0.89627 | 0.83578 | 0.68232 | 0.0044583 | 0.68232 | 0.68232 | 0.87124 | 0.68232 | 0.80519 | 0.80519 | 0.75327 | 0.99645 | 0.52507 | 0.85205 | 0.80308 | 0.55128 | 0.94983 | 0.90658 | 0.80207 | 0.87442 | 0.57295 | 0.85779 | 0.87124 | 0.80754 | 0.91551 | 0.87607 | 0.74585 | 0.993 | 0.53424 | 0.91335 | 0.7939 | 0.45525 | 0.96444 | 0.96739 | 0.90782 | 0.99131 | 0.56032 | 0.8417 | 0.87006 | 0.80971 | 0.91689 | 0.88526 | 0
Dec | 4 | 14 | Weekday | Monday | 0.78839 | 0.89646 | 0.82845 | 0.68427 | 0.0044583 | 0.68427 | 0.68427 | 0.86185 | 0.68427 | 0.78839 | 0.78839 | 0.74071 | 0.99357 | 0.52324 | 0.84469 | 0.76743 | 0.54046 | 0.9464 | 0.89982 | 0.6947 | 0.87095 | 0.57057 | 0.84881 | 0.86185 | 0.79909 | 0.90099 | 0.87538 | 0.74579 | 0.99239 | 0.52613 | 0.91268 | 0.75994 | 0.45131 | 0.9621 | 0.96695 | 0.73069 | 0.99123 | 0.55821 | 0.84109 | 0.87033 | 0.80971 | 0.90149 | 0.88516 | 0
Dec | 4 | 15 | Weekday | Monday | 0.78572 | 0.89956 | 0.81962 | 0.73561 | 1 | 0.73561 | 0.73561 | 0.8573 | 0.73561 | 0.78572 | 0.78572 | 0.79075 | 0.9901 | 0.51253 | 0.84176 | 0.76342 | 0.57192 | 0.89856 | 0.89605 | 0.71202 | 0.84629 | 0.57019 | 0.84558 | 0.8573 | 0.79672 | 0.88846 | 0.88473 | 0.74543 | 0.98957 | 0.50552 | 0.90829 | 0.75616 | 0.4849 | 0.92223 | 0.95328 | 0.72995 | 0.96932 | 0.55207 | 0.84028 | 0.87075 | 0.80971 | 0.88742 | 0.88551 | 0
Dec | 4 | 16 | Weekday | Monday | 0.81338 | 0.93586 | 0.81974 | 0.87423 | 1 | 0.87423 | 0.87423 | 0.96643 | 0.87423 | 0.81338 | 0.81338 | 1 | 1 | 0.55273 | 0.93023 | 0.88114 | 0.83023 | 0.9497 | 0.90975 | 0.78472 | 0.82891 | 0.62668 | 1 | 0.96643 | 0.95354 | 0.93706 | 1 | 0.99933 | 1 | 0.59934 | 1 | 0.87493 | 0.80067 | 0.97893 | 1 | 0.81646 | 0.99483 | 0.66714 | 1 | 0.99336 | 0.99245 | 0.94023 | 1 | 0
Dec | 4 | 17 | Weekday | Monday | 0.81083 | 0.92652 | 0.8079 | 0.99867 | 1 | 0.99867 | 0.99867 | 1 | 0.99867 | 0.81083 | 0.81083 | 0.99962 | 0.98831 | 0.66169 | 0.8545 | 0.85834 | 0.95324 | 0.94416 | 0.76004 | 0.90496 | 0.77985 | 0.72751 | 0.78144 | 1 | 0.99552 | 0.94167 | 0.49703 | 0.99935 | 0.98903 | 0.71387 | 0.89892 | 0.85143 | 0.949 | 0.97183 | 0.75429 | 0.99354 | 0.82201 | 0.77604 | 0.70293 | 1 | 1 | 0.93383 | 0.41392 | 0
Dec | 4 | 18 | Weekday | Monday | 0.7822 | 0.90342 | 0.78867 | 0.99986 | 1 | 0.99986 | 0.99986 | 0.8758 | 0.99986 | 0.7822 | 0.7822 | 0.99981 | 0.80198 | 0.86724 | 0.71604 | 0.71493 | 1 | 0.63285 | 0.78466 | 0.91895 | 0.79913 | 0.81896 | 0.7134 | 0.8758 | 0.87934 | 0.95132 | 0.34892 | 0.99945 | 0.78629 | 0.89865 | 0.71381 | 0.69958 | 1 | 0.6325 | 0.75453 | 0.99352 | 0.8222 | 0.85016 | 0.58906 | 0.79111 | 0.78581 | 0.9306 | 0.23639 | 0
Dec | 4 | 19 | Weekday | Monday | 0.76173 | 0.89145 | 0.77358 | 0.96118 | 1 | 0.96118 | 0.96118 | 0.87936 | 0.96118 | 0.76173 | 0.76173 | 0.86307 | 0.79367 | 0.83853 | 0.70585 | 0.72074 | 0.98389 | 0.63869 | 0.80495 | 0.93388 | 0.80617 | 0.83399 | 0.72622 | 0.87936 | 0.88913 | 0.9017 | 0.42151 | 0.83781 | 0.77489 | 0.91759 | 0.68999 | 0.7027 | 0.97653 | 0.63384 | 0.75555 | 0.99629 | 0.82291 | 0.87528 | 0.58906 | 0.75595 | 0.74993 | 0.85448 | 0.24913 | 0
Dec | 4 | 20 | Weekday | Monday | 0.75239 | 0.86151 | 0.75884 | 0.88667 | 1 | 0.88667 | 0.88667 | 0.85228 | 0.88667 | 0.75239 | 0.75239 | 0.85727 | 0.71019 | 0.89036 | 0.60358 | 0.69003 | 0.9753 | 0.58133 | 0.8153 | 0.81446 | 0.81647 | 0.91657 | 0.70235 | 0.85228 | 0.8668 | 0.83371 | 0.37832 | 0.83743 | 0.67248 | 1 | 0.55115 | 0.66795 | 0.96644 | 0.54998 | 0.75568 | 0.81873 | 0.823 | 0.96671 | 0.55111 | 0.69861 | 0.69253 | 0.75857 | 0.24139 | 0
Dec | 4 | 21 | Weekday | Monday | 0.71221 | 0.81499 | 0.73996 | 0.81855 | 1 | 0.81855 | 0.81855 | 0.34518 | 0.81855 | 0.71221 | 0.71221 | 0.85842 | 0.68269 | 0.93484 | 0.59187 | 0.70609 | 0.86042 | 0.48719 | 0.24769 | 0.82526 | 0.15086 | 0.88799 | 0.71095 | 0.34518 | 0.37686 | 0.64148 | 0.44835 | 0.83611 | 0.64057 | 0.97318 | 0.52821 | 0.68286 | 0.83039 | 0.4597 | 0.33341 | 0.81678 | 0.2707 | 0.91248 | 0.55111 | 0.34176 | 0.38416 | 0.54364 | 0.25371 | 0
Dec | 4 | 22 | Weekday | Monday | 0.69636 | 0.79506 | 0.71964 | 0.71298 | 1 | 0.71298 | 0.71298 | 0.14232 | 0.71298 | 0.69636 | 0.69636 | 0.83536 | 0.64055 | 0.75352 | 0.29173 | 0.23518 | 0.73835 | 0.39477 | 0.24547 | 0.83527 | 0.14998 | 0.65985 | 0.34724 | 0.14232 | 0.18115 | 0.25631 | 0.39788 | 0.83462 | 0.58854 | 0.75691 | 0.33745 | 0.23937 | 0.65925 | 0.36563 | 0.33315 | 0.8146 | 0.27115 | 0.65174 | 0.3633 | 0.18847 | 0.24853 | 0.32072 | 0.24435 | 0
Dec | 4 | 23 | Weekday | Monday | 0.65882 | 0.80621 | 0.70276 | 0.60639 | 1 | 0.60639 | 0.60639 | 0.14389 | 0.60639 | 0.65882 | 0.65882 | 0.80028 | 0.64608 | 0.54606 | 0.24735 | 0.22602 | 0.61425 | 0.47126 | 0.2503 | 0.86584 | 0.15436 | 0.48008 | 0.32468 | 0.14389 | 0.18231 | 0.37418 | 0.452 | 0.85218 | 0.58814 | 0.53048 | 0.28216 | 0.23012 | 0.51358 | 0.42797 | 0.33888 | 0.85711 | 0.27733 | 0.45117 | 0.34055 | 0.19028 | 0.24996 | 0.46884 | 0.25284 | 0
Dec | 5 | 24 | Weekday | Tuesday | 0.64349 | 0.78892 | 0.69797 | 0.53855 | 1 | 0.53855 | 0.53855 | 0.1441 | 0.53855 | 0.64349 | 0.64349 | 0.59955 | 0.63725 | 0.35036 | 0.24561 | 0.23575 | 0.54384 | 0.41069 | 0.2472 | 0.6463 | 0.15565 | 0.43074 | 0.33441 | 0.1441 | 0.18186 | 0.28422 | 0.41882 | 0.48748 | 0.57604 | 0.38955 | 0.27982 | 0.23968 | 0.42399 | 0.38182 | 0.33473 | 0.48628 | 0.27704 | 0.39756 | 0.34879 | 0.18897 | 0.24863 | 0.35292 | 0.24655 | 0
Dec | 5 | 1 | Weekday | Tuesday | 0.63727 | 0.75533 | 0.69142 | 0.50681 | 1 | 0.50681 | 0.50681 | 0.14639 | 0.50681 | 0.63727 | 0.63727 | 0.19968 | 0.63719 | 0.3065 | 0.24615 | 0.23538 | 0.54219 | 0.48503 | 0.24859 | 0.24494 | 0.15517 | 0.42145 | 0.33473 | 0.14639 | 0.18319 | 0.27077 | 0.46959 | 0.31966 | 0.57445 | 0.35581 | 0.27985 | 0.23959 | 0.41107 | 0.44204 | 0.33535 | 0.33674 | 0.27737 | 0.38607 | 0.34838 | 0.18954 | 0.24881 | 0.33102 | 0.25515 | 0
Dec | 5 | 2 | Weekday | Tuesday | 0.63823 | 0.74378 | 0.68917 | 0.49288 | 1 | 0.49288 | 0.49288 | 0.1487 | 0.49288 | 0.63823 | 0.63823 | 0.19958 | 0.63593 | 0.28433 | 0.24683 | 0.24271 | 0.54365 | 0.4213 | 0.25047 | 0.24617 | 0.15678 | 0.41199 | 0.33174 | 0.1487 | 0.18421 | 0.2733 | 0.43238 | 0.32017 | 0.57123 | 0.32694 | 0.28013 | 0.24663 | 0.40504 | 0.39194 | 0.33606 | 0.33762 | 0.27922 | 0.36929 | 0.34885 | 0.1901 | 0.24896 | 0.33198 | 0.24833 | 0
Dec | 5 | 3 | Weekday | Tuesday | 0.63886 | 0.74543 | 0.69237 | 0.48577 | 1 | 0.48577 | 0.48577 | 0.1512 | 0.48577 | 0.63886 | 0.63886 | 0.19973 | 0.63226 | 0.28126 | 0.24808 | 0.24358 | 0.55065 | 0.49283 | 0.24905 | 0.2457 | 0.15788 | 0.41549 | 0.33492 | 0.1512 | 0.1873 | 0.28476 | 0.48444 | 0.32042 | 0.56491 | 0.32483 | 0.28052 | 0.24784 | 0.40258 | 0.44794 | 0.33654 | 0.33806 | 0.27968 | 0.373 | 0.34838 | 0.19065 | 0.24939 | 0.3403 | 0.25705 | 0
Dec | 5 | 4 | Weekday | Tuesday | 0.64422 | 0.74735 | 0.70873 | 0.495 | 1 | 0.495 | 0.495 | 0.15354 | 0.495 | 0.64422 | 0.64422 | 0.20472 | 0.68409 | 0.31024 | 0.26067 | 0.25056 | 0.59993 | 0.58778 | 0.25764 | 0.25638 | 0.16031 | 0.43428 | 0.33503 | 0.15354 | 0.19065 | 0.33254 | 0.44511 | 0.32848 | 0.62667 | 0.34519 | 0.29336 | 0.25451 | 0.45531 | 0.54264 | 0.341 | 0.35121 | 0.28339 | 0.39293 | 0.34885 | 0.19122 | 0.24986 | 0.39617 | 0.24981 | 0
Dec | 5 | 5 | Weekday | Tuesday | 0.62578 | 0.7695 | 0.74973 | 0.56716 | 1 | 0.56716 | 0.56716 | 0.15558 | 0.56716 | 0.62578 | 0.62578 | 0.6218 | 0.75299 | 0.41597 | 0.30161 | 0.26341 | 0.70791 | 0.74556 | 0.25841 | 0.67168 | 0.16229 | 0.51291 | 0.35147 | 0.15558 | 0.19381 | 0.33245 | 0.49599 | 0.49462 | 0.62736 | 0.43657 | 0.3402 | 0.2676 | 0.56827 | 0.66136 | 0.34136 | 0.49229 | 0.28641 | 0.47078 | 0.36865 | 0.19175 | 0.2503 | 0.3955 | 0.25854 | 0
Dec | 5 | 6 | Weekday | Tuesday | 0.64218 | 0.81242 | 0.8075 | 0.64044 | 0.82686 | 0.64044 | 0.64044 | 0.96444 | 0.64044 | 0.64218 | 0.64218 | 0.85204 | 0.84411 | 0.70664 | 0.59363 | 0.97909 | 0.87053 | 0.89353 | 0.85029 | 1 | 0.92316 | 0.77366 | 0.78429 | 0.96444 | 1 | 0.81298 | 0.6418 | 0.8384 | 0.79217 | 0.76106 | 0.41645 | 1 | 0.69853 | 0.85405 | 0.39001 | 0.9994 | 0.43788 | 0.76461 | 0.51183 | 0.39428 | 0.37862 | 0.57307 | 0.34345 | 0
Dec | 5 | 7 | Weekday | Tuesday | 0.65512 | 0.82594 | 0.84408 | 0.66744 | 0.0044583 | 0.66744 | 0.66744 | 0.80825 | 0.66744 | 0.65512 | 0.65512 | 0.93969 | 0.90657 | 0.96486 | 0.67115 | 0.8934 | 0.83189 | 0.96917 | 0.93695 | 0.93312 | 0.99572 | 0.88721 | 0.73888 | 0.80825 | 0.80487 | 0.76007 | 0.728 | 0.91548 | 0.87116 | 0.94299 | 0.48397 | 0.85374 | 0.64998 | 0.9442 | 0.71077 | 0.91326 | 0.78703 | 0.89116 | 0.43808 | 0.38357 | 0.31378 | 0.5494 | 0.49766 | 0
Dec | 5 | 8 | Weekday | Tuesday | 0.68369 | 0.85419 | 0.85706 | 0.70741 | 0.0044583 | 0.70741 | 0.70741 | 0.87883 | 0.70741 | 0.68369 | 0.68369 | 0.94861 | 0.93424 | 0.83021 | 1 | 1 | 0.79756 | 0.96691 | 1 | 0.79527 | 1 | 0.81123 | 0.95384 | 0.87883 | 0.85575 | 0.93595 | 0.88064 | 0.90794 | 0.90882 | 0.80153 | 0.9882 | 0.96913 | 0.61729 | 0.94931 | 0.96396 | 0.72882 | 0.98454 | 0.78667 | 0.8397 | 0.57473 | 0.50224 | 0.82156 | 0.73351 | 0
Dec | 5 | 9 | Weekday | Tuesday | 0.77554 | 0.87751 | 0.85501 | 0.70665 | 0.0044583 | 0.70665 | 0.70665 | 0.97866 | 0.70665 | 0.77554 | 0.77554 | 0.80519 | 0.96335 | 0.72152 | 0.93424 | 0.88403 | 0.7114 | 1 | 0.95716 | 0.77965 | 0.96022 | 0.76564 | 0.90451 | 0.97866 | 0.94077 | 0.96507 | 0.96371 | 0.74507 | 0.94536 | 0.72094 | 0.95229 | 0.85801 | 0.54461 | 1 | 0.9636 | 0.72934 | 0.9843 | 0.75094 | 0.83974 | 0.82789 | 0.76299 | 0.90849 | 0.88575 | 0
Dec | 5 | 10 | Weekday | Tuesday | 0.82843 | 0.89431 | 0.85147 | 0.70737 | 0.0044583 | 0.70737 | 0.70737 | 0.96568 | 0.70737 | 0.82843 | 0.82843 | 0.95166 | 0.9785 | 0.59251 | 0.87411 | 0.8472 | 0.62705 | 0.98662 | 0.95107 | 0.8692 | 0.93658 | 0.59559 | 0.88351 | 0.96568 | 0.91797 | 0.92234 | 0.9282 | 0.90831 | 0.96565 | 0.57531 | 0.90492 | 0.82711 | 0.46951 | 0.99223 | 0.98674 | 0.90637 | 0.99745 | 0.56536 | 0.83987 | 0.87144 | 0.80971 | 0.87889 | 0.88546 | 0
Dec | 5 | 11 | Weekday | Tuesday | 0.85808 | 0.90488 | 0.84605 | 0.69711 | 0.0044583 | 0.69711 | 0.69711 | 0.91431 | 0.69711 | 0.85808 | 0.85808 | 0.92769 | 0.99035 | 0.55242 | 0.85925 | 0.82542 | 0.59453 | 0.97639 | 0.91965 | 0.86559 | 0.89835 | 0.58394 | 0.86837 | 0.91431 | 0.85712 | 1 | 0.90115 | 0.92477 | 0.98159 | 0.56788 | 0.90535 | 0.81025 | 0.47128 | 0.98542 | 0.99206 | 0.94704 | 1 | 0.56231 | 0.84062 | 0.87002 | 0.80971 | 1 | 0.88554 | 0
Dec | 5 | 12 | Weekday | Tuesday | 0.83786 | 0.89984 | 0.83643 | 0.69511 | 0.0044583 | 0.69511 | 0.69511 | 0.88863 | 0.69511 | 0.83786 | 0.83786 | 0.87855 | 0.96879 | 0.54356 | 0.82102 | 0.83948 | 0.5695 | 0.92962 | 0.9097 | 0.81345 | 0.88054 | 0.5786 | 0.84548 | 0.88863 | 0.827 | 0.93135 | 0.81677 | 0.90961 | 0.96263 | 0.56339 | 0.86142 | 0.8283 | 0.46276 | 0.93588 | 0.98887 | 0.91477 | 0.99964 | 0.56055 | 0.80302 | 0.86961 | 0.80971 | 0.92799 | 0.80249 | 0
Dec | 5 | 13 | Weekday | Tuesday | 0.80519 | 0.89627 | 0.83578 | 0.68232 | 0.0044583 | 0.68232 | 0.68232 | 0.87124 | 0.68232 | 0.80519 | 0.80519 | 0.75327 | 0.99645 | 0.52507 | 0.85205 | 0.80308 | 0.55128 | 0.94983 | 0.90658 | 0.80207 | 0.87442 | 0.57295 | 0.85779 | 0.87124 | 0.80754 | 0.91551 | 0.87607 | 0.74585 | 0.993 | 0.53424 | 0.91335 | 0.7939 | 0.45525 | 0.96444 | 0.96739 | 0.90782 | 0.99131 | 0.56032 | 0.8417 | 0.87006 | 0.80971 | 0.91689 | 0.88526 | 0
Dec | 5 | 14 | Weekday | Tuesday | 0.78839 | 0.89646 | 0.82845 | 0.68427 | 0.0044583 | 0.68427 | 0.68427 | 0.86185 | 0.68427 | 0.78839 | 0.78839 | 0.74071 | 0.99357 | 0.52324 | 0.84469 | 0.76743 | 0.54046 | 0.9464 | 0.89982 | 0.6947 | 0.87095 | 0.57057 | 0.84881 | 0.86185 | 0.79909 | 0.90099 | 0.87538 | 0.74579 | 0.99239 | 0.52613 | 0.91268 | 0.75994 | 0.45131 | 0.9621 | 0.96695 | 0.73069 | 0.99123 | 0.55821 | 0.84109 | 0.87033 | 0.80971 | 0.90149 | 0.88516 | 0
Dec | 5 | 15 | Weekday | Tuesday | 0.78572 | 0.89956 | 0.81962 | 0.73561 | 1 | 0.73561 | 0.73561 | 0.8573 | 0.73561 | 0.78572 | 0.78572 | 0.79075 | 0.9901 | 0.51253 | 0.84176 | 0.76342 | 0.57192 | 0.89856 | 0.89605 | 0.71202 | 0.84629 | 0.57019 | 0.84558 | 0.8573 | 0.79672 | 0.88846 | 0.88473 | 0.74543 | 0.98957 | 0.50552 | 0.90829 | 0.75616 | 0.4849 | 0.92223 | 0.95328 | 0.72995 | 0.96932 | 0.55207 | 0.84028 | 0.87075 | 0.80971 | 0.88742 | 0.88551 | 0
Dec | 5 | 16 | Weekday | Tuesday | 0.81338 | 0.93586 | 0.81974 | 0.87423 | 1 | 0.87423 | 0.87423 | 0.96643 | 0.87423 | 0.81338 | 0.81338 | 1 | 1 | 0.55273 | 0.93023 | 0.88114 | 0.83023 | 0.9497 | 0.90975 | 0.78472 | 0.82891 | 0.62668 | 1 | 0.96643 | 0.95354 | 0.93706 | 1 | 0.99933 | 1 | 0.59934 | 1 | 0.87493 | 0.80067 | 0.97893 | 1 | 0.81646 | 0.99483 | 0.66714 | 1 | 0.99336 | 0.99245 | 0.94023 | 1 | 0
Dec | 5 | 17 | Weekday | Tuesday | 0.81083 | 0.92652 | 0.8079 | 0.99867 | 1 | 0.99867 | 0.99867 | 1 | 0.99867 | 0.81083 | 0.81083 | 0.99962 | 0.98831 | 0.66169 | 0.8545 | 0.85834 | 0.95324 | 0.94416 | 0.76004 | 0.90496 | 0.77985 | 0.72751 | 0.78144 | 1 | 0.99552 | 0.94167 | 0.49703 | 0.99935 | 0.98903 | 0.71387 | 0.89892 | 0.85143 | 0.949 | 0.97183 | 0.75429 | 0.99354 | 0.82201 | 0.77604 | 0.70293 | 1 | 1 | 0.93383 | 0.41392 | 0
Dec | 5 | 18 | Weekday | Tuesday | 0.7822 | 0.90342 | 0.78867 | 0.99986 | 1 | 0.99986 | 0.99986 | 0.8758 | 0.99986 | 0.7822 | 0.7822 | 0.99981 | 0.80198 | 0.86724 | 0.71604 | 0.71493 | 1 | 0.63285 | 0.78466 | 0.91895 | 0.79913 | 0.81896 | 0.7134 | 0.8758 | 0.87934 | 0.95132 | 0.34892 | 0.99945 | 0.78629 | 0.89865 | 0.71381 | 0.69958 | 1 | 0.6325 | 0.75453 | 0.99352 | 0.8222 | 0.85016 | 0.58906 | 0.79111 | 0.78581 | 0.9306 | 0.23639 | 0
Dec | 5 | 19 | Weekday | Tuesday | 0.76173 | 0.89145 | 0.77358 | 0.96118 | 1 | 0.96118 | 0.96118 | 0.87936 | 0.96118 | 0.76173 | 0.76173 | 0.86307 | 0.79367 | 0.83853 | 0.70585 | 0.72074 | 0.98389 | 0.63869 | 0.80495 | 0.93388 | 0.80617 | 0.83399 | 0.72622 | 0.87936 | 0.88913 | 0.9017 | 0.42151 | 0.83781 | 0.77489 | 0.91759 | 0.68999 | 0.7027 | 0.97653 | 0.63384 | 0.75555 | 0.99629 | 0.82291 | 0.87528 | 0.58906 | 0.75595 | 0.74993 | 0.85448 | 0.24913 | 0
Dec | 5 | 20 | Weekday | Tuesday | 0.75239 | 0.86151 | 0.75884 | 0.88667 | 1 | 0.88667 | 0.88667 | 0.85228 | 0.88667 | 0.75239 | 0.75239 | 0.85727 | 0.71019 | 0.89036 | 0.60358 | 0.69003 | 0.9753 | 0.58133 | 0.8153 | 0.81446 | 0.81647 | 0.91657 | 0.70235 | 0.85228 | 0.8668 | 0.83371 | 0.37832 | 0.83743 | 0.67248 | 1 | 0.55115 | 0.66795 | 0.96644 | 0.54998 | 0.75568 | 0.81873 | 0.823 | 0.96671 | 0.55111 | 0.69861 | 0.69253 | 0.75857 | 0.24139 | 0
Dec | 5 | 21 | Weekday | Tuesday | 0.71221 | 0.81499 | 0.73996 | 0.81855 | 1 | 0.81855 | 0.81855 | 0.34518 | 0.81855 | 0.71221 | 0.71221 | 0.85842 | 0.68269 | 0.93484 | 0.59187 | 0.70609 | 0.86042 | 0.48719 | 0.24769 | 0.82526 | 0.15086 | 0.88799 | 0.71095 | 0.34518 | 0.37686 | 0.64148 | 0.44835 | 0.83611 | 0.64057 | 0.97318 | 0.52821 | 0.68286 | 0.83039 | 0.4597 | 0.33341 | 0.81678 | 0.2707 | 0.91248 | 0.55111 | 0.34176 | 0.38416 | 0.54364 | 0.25371 | 0
Dec | 5 | 22 | Weekday | Tuesday | 0.69636 | 0.79506 | 0.71964 | 0.71298 | 1 | 0.71298 | 0.71298 | 0.14232 | 0.71298 | 0.69636 | 0.69636 | 0.83536 | 0.64055 | 0.75352 | 0.29173 | 0.23518 | 0.73835 | 0.39477 | 0.24547 | 0.83527 | 0.14998 | 0.65985 | 0.34724 | 0.14232 | 0.18115 | 0.25631 | 0.39788 | 0.83462 | 0.58854 | 0.75691 | 0.33745 | 0.23937 | 0.65925 | 0.36563 | 0.33315 | 0.8146 | 0.27115 | 0.65174 | 0.3633 | 0.18847 | 0.24853 | 0.32072 | 0.24435 | 0
Dec | 5 | 23 | Weekday | Tuesday | 0.65882 | 0.80621 | 0.70276 | 0.60639 | 1 | 0.60639 | 0.60639 | 0.14389 | 0.60639 | 0.65882 | 0.65882 | 0.80028 | 0.64608 | 0.54606 | 0.24735 | 0.22602 | 0.61425 | 0.47126 | 0.2503 | 0.86584 | 0.15436 | 0.48008 | 0.32468 | 0.14389 | 0.18231 | 0.37418 | 0.452 | 0.85218 | 0.58814 | 0.53048 | 0.28216 | 0.23012 | 0.51358 | 0.42797 | 0.33888 | 0.85711 | 0.27733 | 0.45117 | 0.34055 | 0.19028 | 0.24996 | 0.46884 | 0.25284 | 0
Dec | 6 | 24 | Weekday | Wednesday | 0.64349 | 0.78892 | 0.69797 | 0.53855 | 1 | 0.53855 | 0.53855 | 0.1441 | 0.53855 | 0.64349 | 0.64349 | 0.59955 | 0.63725 | 0.35036 | 0.24561 | 0.23575 | 0.54384 | 0.41069 | 0.2472 | 0.6463 | 0.15565 | 0.43074 | 0.33441 | 0.1441 | 0.18186 | 0.28422 | 0.41882 | 0.48748 | 0.57604 | 0.38955 | 0.27982 | 0.23968 | 0.42399 | 0.38182 | 0.33473 | 0.48628 | 0.27704 | 0.39756 | 0.34879 | 0.18897 | 0.24863 | 0.35292 | 0.24655 | 0
Dec | 6 | 1 | Weekday | Wednesday | 0.63727 | 0.75533 | 0.69142 | 0.50681 | 1 | 0.50681 | 0.50681 | 0.14639 | 0.50681 | 0.63727 | 0.63727 | 0.19968 | 0.63719 | 0.3065 | 0.24615 | 0.23538 | 0.54219 | 0.48503 | 0.24859 | 0.24494 | 0.15517 | 0.42145 | 0.33473 | 0.14639 | 0.18319 | 0.27077 | 0.46959 | 0.31966 | 0.57445 | 0.35581 | 0.27985 | 0.23959 | 0.41107 | 0.44204 | 0.33535 | 0.33674 | 0.27737 | 0.38607 | 0.34838 | 0.18954 | 0.24881 | 0.33102 | 0.25515 | 0
Dec | 6 | 2 | Weekday | Wednesday | 0.63823 | 0.74378 | 0.68917 | 0.49288 | 1 | 0.49288 | 0.49288 | 0.1487 | 0.49288 | 0.63823 | 0.63823 | 0.19958 | 0.63593 | 0.28433 | 0.24683 | 0.24271 | 0.54365 | 0.4213 | 0.25047 | 0.24617 | 0.15678 | 0.41199 | 0.33174 | 0.1487 | 0.18421 | 0.2733 | 0.43238 | 0.32017 | 0.57123 | 0.32694 | 0.28013 | 0.24663 | 0.40504 | 0.39194 | 0.33606 | 0.33762 | 0.27922 | 0.36929 | 0.34885 | 0.1901 | 0.24896 | 0.33198 | 0.24833 | 0
Dec | 6 | 3 | Weekday | Wednesday | 0.63886 | 0.74543 | 0.69237 | 0.48577 | 1 | 0.48577 | 0.48577 | 0.1512 | 0.48577 | 0.63886 | 0.63886 | 0.19973 | 0.63226 | 0.28126 | 0.24808 | 0.24358 | 0.55065 | 0.49283 | 0.24905 | 0.2457 | 0.15788 | 0.41549 | 0.33492 | 0.1512 | 0.1873 | 0.28476 | 0.48444 | 0.32042 | 0.56491 | 0.32483 | 0.28052 | 0.24784 | 0.40258 | 0.44794 | 0.33654 | 0.33806 | 0.27968 | 0.373 | 0.34838 | 0.19065 | 0.24939 | 0.3403 | 0.25705 | 0
Dec | 6 | 4 | Weekday | Wednesday | 0.64422 | 0.74735 | 0.70873 | 0.495 | 1 | 0.495 | 0.495 | 0.15354 | 0.495 | 0.64422 | 0.64422 | 0.20472 | 0.68409 | 0.31024 | 0.26067 | 0.25056 | 0.59993 | 0.58778 | 0.25764 | 0.25638 | 0.16031 | 0.43428 | 0.33503 | 0.15354 | 0.19065 | 0.33254 | 0.44511 | 0.32848 | 0.62667 | 0.34519 | 0.29336 | 0.25451 | 0.45531 | 0.54264 | 0.341 | 0.35121 | 0.28339 | 0.39293 | 0.34885 | 0.19122 | 0.24986 | 0.39617 | 0.24981 | 0
Dec | 6 | 5 | Weekday | Wednesday | 0.62578 | 0.7695 | 0.74973 | 0.56716 | 1 | 0.56716 | 0.56716 | 0.15558 | 0.56716 | 0.62578 | 0.62578 | 0.6218 | 0.75299 | 0.41597 | 0.30161 | 0.26341 | 0.70791 | 0.74556 | 0.25841 | 0.67168 | 0.16229 | 0.51291 | 0.35147 | 0.15558 | 0.19381 | 0.33245 | 0.49599 | 0.49462 | 0.62736 | 0.43657 | 0.3402 | 0.2676 | 0.56827 | 0.66136 | 0.34136 | 0.49229 | 0.28641 | 0.47078 | 0.36865 | 0.19175 | 0.2503 | 0.3955 | 0.25854 | 0
Dec | 6 | 6 | Weekday | Wednesday | 0.64218 | 0.81242 | 0.8075 | 0.64044 | 0.82686 | 0.64044 | 0.64044 | 0.96444 | 0.64044 | 0.64218 | 0.64218 | 0.85204 | 0.84411 | 0.70664 | 0.59363 | 0.97909 | 0.87053 | 0.89353 | 0.85029 | 1 | 0.92316 | 0.77366 | 0.78429 | 0.96444 | 1 | 0.81298 | 0.6418 | 0.8384 | 0.79217 | 0.76106 | 0.41645 | 1 | 0.69853 | 0.85405 | 0.39001 | 0.9994 | 0.43788 | 0.76461 | 0.51183 | 0.39428 | 0.37862 | 0.57307 | 0.34345 | 0
Dec | 6 | 7 | Weekday | Wednesday | 0.65512 | 0.82594 | 0.84408 | 0.66744 | 0.0044583 | 0.66744 | 0.66744 | 0.80825 | 0.66744 | 0.65512 | 0.65512 | 0.93969 | 0.90657 | 0.96486 | 0.67115 | 0.8934 | 0.83189 | 0.96917 | 0.93695 | 0.93312 | 0.99572 | 0.88721 | 0.73888 | 0.80825 | 0.80487 | 0.76007 | 0.728 | 0.91548 | 0.87116 | 0.94299 | 0.48397 | 0.85374 | 0.64998 | 0.9442 | 0.71077 | 0.91326 | 0.78703 | 0.89116 | 0.43808 | 0.38357 | 0.31378 | 0.5494 | 0.49766 | 0
Dec | 6 | 8 | Weekday | Wednesday | 0.68369 | 0.85419 | 0.85706 | 0.70741 | 0.0044583 | 0.70741 | 0.70741 | 0.87883 | 0.70741 | 0.68369 | 0.68369 | 0.94861 | 0.93424 | 0.83021 | 1 | 1 | 0.79756 | 0.96691 | 1 | 0.79527 | 1 | 0.81123 | 0.95384 | 0.87883 | 0.85575 | 0.93595 | 0.88064 | 0.90794 | 0.90882 | 0.80153 | 0.9882 | 0.96913 | 0.61729 | 0.94931 | 0.96396 | 0.72882 | 0.98454 | 0.78667 | 0.8397 | 0.57473 | 0.50224 | 0.82156 | 0.73351 | 0
Dec | 6 | 9 | Weekday | Wednesday | 0.77554 | 0.87751 | 0.85501 | 0.70665 | 0.0044583 | 0.70665 | 0.70665 | 0.97866 | 0.70665 | 0.77554 | 0.77554 | 0.80519 | 0.96335 | 0.72152 | 0.93424 | 0.88403 | 0.7114 | 1 | 0.95716 | 0.77965 | 0.96022 | 0.76564 | 0.90451 | 0.97866 | 0.94077 | 0.96507 | 0.96371 | 0.74507 | 0.94536 | 0.72094 | 0.95229 | 0.85801 | 0.54461 | 1 | 0.9636 | 0.72934 | 0.9843 | 0.75094 | 0.83974 | 0.82789 | 0.76299 | 0.90849 | 0.88575 | 0
Dec | 6 | 10 | Weekday | Wednesday | 0.82843 | 0.89431 | 0.85147 | 0.70737 | 0.0044583 | 0.70737 | 0.70737 | 0.96568 | 0.70737 | 0.82843 | 0.82843 | 0.95166 | 0.9785 | 0.59251 | 0.87411 | 0.8472 | 0.62705 | 0.98662 | 0.95107 | 0.8692 | 0.93658 | 0.59559 | 0.88351 | 0.96568 | 0.91797 | 0.92234 | 0.9282 | 0.90831 | 0.96565 | 0.57531 | 0.90492 | 0.82711 | 0.46951 | 0.99223 | 0.98674 | 0.90637 | 0.99745 | 0.56536 | 0.83987 | 0.87144 | 0.80971 | 0.87889 | 0.88546 | 0
Dec | 6 | 11 | Weekday | Wednesday | 0.85808 | 0.90488 | 0.84605 | 0.69711 | 0.0044583 | 0.69711 | 0.69711 | 0.91431 | 0.69711 | 0.85808 | 0.85808 | 0.92769 | 0.99035 | 0.55242 | 0.85925 | 0.82542 | 0.59453 | 0.97639 | 0.91965 | 0.86559 | 0.89835 | 0.58394 | 0.86837 | 0.91431 | 0.85712 | 1 | 0.90115 | 0.92477 | 0.98159 | 0.56788 | 0.90535 | 0.81025 | 0.47128 | 0.98542 | 0.99206 | 0.94704 | 1 | 0.56231 | 0.84062 | 0.87002 | 0.80971 | 1 | 0.88554 | 0
Dec | 6 | 12 | Weekday | Wednesday | 0.83786 | 0.89984 | 0.83643 | 0.69511 | 0.0044583 | 0.69511 | 0.69511 | 0.88863 | 0.69511 | 0.83786 | 0.83786 | 0.87855 | 0.96879 | 0.54356 | 0.82102 | 0.83948 | 0.5695 | 0.92962 | 0.9097 | 0.81345 | 0.88054 | 0.5786 | 0.84548 | 0.88863 | 0.827 | 0.93135 | 0.81677 | 0.90961 | 0.96263 | 0.56339 | 0.86142 | 0.8283 | 0.46276 | 0.93588 | 0.98887 | 0.91477 | 0.99964 | 0.56055 | 0.80302 | 0.86961 | 0.80971 | 0.92799 | 0.80249 | 0
Dec | 6 | 13 | Weekday | Wednesday | 0.80519 | 0.89627 | 0.83578 | 0.68232 | 0.0044583 | 0.68232 | 0.68232 | 0.87124 | 0.68232 | 0.80519 | 0.80519 | 0.75327 | 0.99645 | 0.52507 | 0.85205 | 0.80308 | 0.55128 | 0.94983 | 0.90658 | 0.80207 | 0.87442 | 0.57295 | 0.85779 | 0.87124 | 0.80754 | 0.91551 | 0.87607 | 0.74585 | 0.993 | 0.53424 | 0.91335 | 0.7939 | 0.45525 | 0.96444 | 0.96739 | 0.90782 | 0.99131 | 0.56032 | 0.8417 | 0.87006 | 0.80971 | 0.91689 | 0.88526 | 0
Dec | 6 | 14 | Weekday | Wednesday | 0.78839 | 0.89646 | 0.82845 | 0.68427 | 0.0044583 | 0.68427 | 0.68427 | 0.86185 | 0.68427 | 0.78839 | 0.78839 | 0.74071 | 0.99357 | 0.52324 | 0.84469 | 0.76743 | 0.54046 | 0.9464 | 0.89982 | 0.6947 | 0.87095 | 0.57057 | 0.84881 | 0.86185 | 0.79909 | 0.90099 | 0.87538 | 0.74579 | 0.99239 | 0.52613 | 0.91268 | 0.75994 | 0.45131 | 0.9621 | 0.96695 | 0.73069 | 0.99123 | 0.55821 | 0.84109 | 0.87033 | 0.80971 | 0.90149 | 0.88516 | 0
Dec | 6 | 15 | Weekday | Wednesday | 0.78572 | 0.89956 | 0.81962 | 0.73561 | 1 | 0.73561 | 0.73561 | 0.8573 | 0.73561 | 0.78572 | 0.78572 | 0.79075 | 0.9901 | 0.51253 | 0.84176 | 0.76342 | 0.57192 | 0.89856 | 0.89605 | 0.71202 | 0.84629 | 0.57019 | 0.84558 | 0.8573 | 0.79672 | 0.88846 | 0.88473 | 0.74543 | 0.98957 | 0.50552 | 0.90829 | 0.75616 | 0.4849 | 0.92223 | 0.95328 | 0.72995 | 0.96932 | 0.55207 | 0.84028 | 0.87075 | 0.80971 | 0.88742 | 0.88551 | 0
Dec | 6 | 16 | Weekday | Wednesday | 0.81338 | 0.93586 | 0.81974 | 0.87423 | 1 | 0.87423 | 0.87423 | 0.96643 | 0.87423 | 0.81338 | 0.81338 | 1 | 1 | 0.55273 | 0.93023 | 0.88114 | 0.83023 | 0.9497 | 0.90975 | 0.78472 | 0.82891 | 0.62668 | 1 | 0.96643 | 0.95354 | 0.93706 | 1 | 0.99933 | 1 | 0.59934 | 1 | 0.87493 | 0.80067 | 0.97893 | 1 | 0.81646 | 0.99483 | 0.66714 | 1 | 0.99336 | 0.99245 | 0.94023 | 1 | 0
Dec | 6 | 17 | Weekday | Wednesday | 0.81083 | 0.92652 | 0.8079 | 0.99867 | 1 | 0.99867 | 0.99867 | 1 | 0.99867 | 0.81083 | 0.81083 | 0.99962 | 0.98831 | 0.66169 | 0.8545 | 0.85834 | 0.95324 | 0.94416 | 0.76004 | 0.90496 | 0.77985 | 0.72751 | 0.78144 | 1 | 0.99552 | 0.94167 | 0.49703 | 0.99935 | 0.98903 | 0.71387 | 0.89892 | 0.85143 | 0.949 | 0.97183 | 0.75429 | 0.99354 | 0.82201 | 0.77604 | 0.70293 | 1 | 1 | 0.93383 | 0.41392 | 0
Dec | 6 | 18 | Weekday | Wednesday | 0.7822 | 0.90342 | 0.78867 | 0.99986 | 1 | 0.99986 | 0.99986 | 0.8758 | 0.99986 | 0.7822 | 0.7822 | 0.99981 | 0.80198 | 0.86724 | 0.71604 | 0.71493 | 1 | 0.63285 | 0.78466 | 0.91895 | 0.79913 | 0.81896 | 0.7134 | 0.8758 | 0.87934 | 0.95132 | 0.34892 | 0.99945 | 0.78629 | 0.89865 | 0.71381 | 0.69958 | 1 | 0.6325 | 0.75453 | 0.99352 | 0.8222 | 0.85016 | 0.58906 | 0.79111 | 0.78581 | 0.9306 | 0.23639 | 0
Dec | 6 | 19 | Weekday | Wednesday | 0.76173 | 0.89145 | 0.77358 | 0.96118 | 1 | 0.96118 | 0.96118 | 0.87936 | 0.96118 | 0.76173 | 0.76173 | 0.86307 | 0.79367 | 0.83853 | 0.70585 | 0.72074 | 0.98389 | 0.63869 | 0.80495 | 0.93388 | 0.80617 | 0.83399 | 0.72622 | 0.87936 | 0.88913 | 0.9017 | 0.42151 | 0.83781 | 0.77489 | 0.91759 | 0.68999 | 0.7027 | 0.97653 | 0.63384 | 0.75555 | 0.99629 | 0.82291 | 0.87528 | 0.58906 | 0.75595 | 0.74993 | 0.85448 | 0.24913 | 0
Dec | 6 | 20 | Weekday | Wednesday | 0.75239 | 0.86151 | 0.75884 | 0.88667 | 1 | 0.88667 | 0.88667 | 0.85228 | 0.88667 | 0.75239 | 0.75239 | 0.85727 | 0.71019 | 0.89036 | 0.60358 | 0.69003 | 0.9753 | 0.58133 | 0.8153 | 0.81446 | 0.81647 | 0.91657 | 0.70235 | 0.85228 | 0.8668 | 0.83371 | 0.37832 | 0.83743 | 0.67248 | 1 | 0.55115 | 0.66795 | 0.96644 | 0.54998 | 0.75568 | 0.81873 | 0.823 | 0.96671 | 0.55111 | 0.69861 | 0.69253 | 0.75857 | 0.24139 | 0
Dec | 6 | 21 | Weekday | Wednesday | 0.71221 | 0.81499 | 0.73996 | 0.81855 | 1 | 0.81855 | 0.81855 | 0.34518 | 0.81855 | 0.71221 | 0.71221 | 0.85842 | 0.68269 | 0.93484 | 0.59187 | 0.70609 | 0.86042 | 0.48719 | 0.24769 | 0.82526 | 0.15086 | 0.88799 | 0.71095 | 0.34518 | 0.37686 | 0.64148 | 0.44835 | 0.83611 | 0.64057 | 0.97318 | 0.52821 | 0.68286 | 0.83039 | 0.4597 | 0.33341 | 0.81678 | 0.2707 | 0.91248 | 0.55111 | 0.34176 | 0.38416 | 0.54364 | 0.25371 | 0
Dec | 6 | 22 | Weekday | Wednesday | 0.69636 | 0.79506 | 0.71964 | 0.71298 | 1 | 0.71298 | 0.71298 | 0.14232 | 0.71298 | 0.69636 | 0.69636 | 0.83536 | 0.64055 | 0.75352 | 0.29173 | 0.23518 | 0.73835 | 0.39477 | 0.24547 | 0.83527 | 0.14998 | 0.65985 | 0.34724 | 0.14232 | 0.18115 | 0.25631 | 0.39788 | 0.83462 | 0.58854 | 0.75691 | 0.33745 | 0.23937 | 0.65925 | 0.36563 | 0.33315 | 0.8146 | 0.27115 | 0.65174 | 0.3633 | 0.18847 | 0.24853 | 0.32072 | 0.24435 | 0
Dec | 6 | 23 | Weekday | Wednesday | 0.65882 | 0.80621 | 0.70276 | 0.60639 | 1 | 0.60639 | 0.60639 | 0.14389 | 0.60639 | 0.65882 | 0.65882 | 0.80028 | 0.64608 | 0.54606 | 0.24735 | 0.22602 | 0.61425 | 0.47126 | 0.2503 | 0.86584 | 0.15436 | 0.48008 | 0.32468 | 0.14389 | 0.18231 | 0.37418 | 0.452 | 0.85218 | 0.58814 | 0.53048 | 0.28216 | 0.23012 | 0.51358 | 0.42797 | 0.33888 | 0.85711 | 0.27733 | 0.45117 | 0.34055 | 0.19028 | 0.24996 | 0.46884 | 0.25284 | 0
Dec | 7 | 24 | Weekday | Thursday | 0.64349 | 0.78892 | 0.69797 | 0.53855 | 1 | 0.53855 | 0.53855 | 0.1441 | 0.53855 | 0.64349 | 0.64349 | 0.59955 | 0.63725 | 0.35036 | 0.24561 | 0.23575 | 0.54384 | 0.41069 | 0.2472 | 0.6463 | 0.15565 | 0.43074 | 0.33441 | 0.1441 | 0.18186 | 0.28422 | 0.41882 | 0.48748 | 0.57604 | 0.38955 | 0.27982 | 0.23968 | 0.42399 | 0.38182 | 0.33473 | 0.48628 | 0.27704 | 0.39756 | 0.34879 | 0.18897 | 0.24863 | 0.35292 | 0.24655 | 0
Dec | 7 | 1 | Weekday | Thursday | 0.63727 | 0.75533 | 0.69142 | 0.50681 | 1 | 0.50681 | 0.50681 | 0.14639 | 0.50681 | 0.63727 | 0.63727 | 0.19968 | 0.63719 | 0.3065 | 0.24615 | 0.23538 | 0.54219 | 0.48503 | 0.24859 | 0.24494 | 0.15517 | 0.42145 | 0.33473 | 0.14639 | 0.18319 | 0.27077 | 0.46959 | 0.31966 | 0.57445 | 0.35581 | 0.27985 | 0.23959 | 0.41107 | 0.44204 | 0.33535 | 0.33674 | 0.27737 | 0.38607 | 0.34838 | 0.18954 | 0.24881 | 0.33102 | 0.25515 | 0
Dec | 7 | 2 | Weekday | Thursday | 0.63823 | 0.74378 | 0.68917 | 0.49288 | 1 | 0.49288 | 0.49288 | 0.1487 | 0.49288 | 0.63823 | 0.63823 | 0.19958 | 0.63593 | 0.28433 | 0.24683 | 0.24271 | 0.54365 | 0.4213 | 0.25047 | 0.24617 | 0.15678 | 0.41199 | 0.33174 | 0.1487 | 0.18421 | 0.2733 | 0.43238 | 0.32017 | 0.57123 | 0.32694 | 0.28013 | 0.24663 | 0.40504 | 0.39194 | 0.33606 | 0.33762 | 0.27922 | 0.36929 | 0.34885 | 0.1901 | 0.24896 | 0.33198 | 0.24833 | 0
Dec | 7 | 3 | Weekday | Thursday | 0.63886 | 0.74543 | 0.69237 | 0.48577 | 1 | 0.48577 | 0.48577 | 0.1512 | 0.48577 | 0.63886 | 0.63886 | 0.19973 | 0.63226 | 0.28126 | 0.24808 | 0.24358 | 0.55065 | 0.49283 | 0.24905 | 0.2457 | 0.15788 | 0.41549 | 0.33492 | 0.1512 | 0.1873 | 0.28476 | 0.48444 | 0.32042 | 0.56491 | 0.32483 | 0.28052 | 0.24784 | 0.40258 | 0.44794 | 0.33654 | 0.33806 | 0.27968 | 0.373 | 0.34838 | 0.19065 | 0.24939 | 0.3403 | 0.25705 | 0
Dec | 7 | 4 | Weekday | Thursday | 0.64422 | 0.74735 | 0.70873 | 0.495 | 1 | 0.495 | 0.495 | 0.15354 | 0.495 | 0.64422 | 0.64422 | 0.20472 | 0.68409 | 0.31024 | 0.26067 | 0.25056 | 0.59993 | 0.58778 | 0.25764 | 0.25638 | 0.16031 | 0.43428 | 0.33503 | 0.15354 | 0.19065 | 0.33254 | 0.44511 | 0.32848 | 0.62667 | 0.34519 | 0.29336 | 0.25451 | 0.45531 | 0.54264 | 0.341 | 0.35121 | 0.28339 | 0.39293 | 0.34885 | 0.19122 | 0.24986 | 0.39617 | 0.24981 | 0
Dec | 7 | 5 | Weekday | Thursday | 0.62578 | 0.7695 | 0.74973 | 0.56716 | 1 | 0.56716 | 0.56716 | 0.15558 | 0.56716 | 0.62578 | 0.62578 | 0.6218 | 0.75299 | 0.41597 | 0.30161 | 0.26341 | 0.70791 | 0.74556 | 0.25841 | 0.67168 | 0.16229 | 0.51291 | 0.35147 | 0.15558 | 0.19381 | 0.33245 | 0.49599 | 0.49462 | 0.62736 | 0.43657 | 0.3402 | 0.2676 | 0.56827 | 0.66136 | 0.34136 | 0.49229 | 0.28641 | 0.47078 | 0.36865 | 0.19175 | 0.2503 | 0.3955 | 0.25854 | 0
Dec | 7 | 6 | Weekday | Thursday | 0.64218 | 0.81242 | 0.8075 | 0.64044 | 0.82686 | 0.64044 | 0.64044 | 0.96444 | 0.64044 | 0.64218 | 0.64218 | 0.85204 | 0.84411 | 0.70664 | 0.59363 | 0.97909 | 0.87053 | 0.89353 | 0.85029 | 1 | 0.92316 | 0.77366 | 0.78429 | 0.96444 | 1 | 0.81298 | 0.6418 | 0.8384 | 0.79217 | 0.76106 | 0.41645 | 1 | 0.69853 | 0.85405 | 0.39001 | 0.9994 | 0.43788 | 0.76461 | 0.51183 | 0.39428 | 0.37862 | 0.57307 | 0.34345 | 0
Dec | 7 | 7 | Weekday | Thursday | 0.65512 | 0.82594 | 0.84408 | 0.66744 | 0.0044583 | 0.66744 | 0.66744 | 0.80825 | 0.66744 | 0.65512 | 0.65512 | 0.93969 | 0.90657 | 0.96486 | 0.67115 | 0.8934 | 0.83189 | 0.96917 | 0.93695 | 0.93312 | 0.99572 | 0.88721 | 0.73888 | 0.80825 | 0.80487 | 0.76007 | 0.728 | 0.91548 | 0.87116 | 0.94299 | 0.48397 | 0.85374 | 0.64998 | 0.9442 | 0.71077 | 0.91326 | 0.78703 | 0.89116 | 0.43808 | 0.38357 | 0.31378 | 0.5494 | 0.49766 | 0
Dec | 7 | 8 | Weekday | Thursday | 0.68369 | 0.85419 | 0.85706 | 0.70741 | 0.0044583 | 0.70741 | 0.70741 | 0.87883 | 0.70741 | 0.68369 | 0.68369 | 0.94861 | 0.93424 | 0.83021 | 1 | 1 | 0.79756 | 0.96691 | 1 | 0.79527 | 1 | 0.81123 | 0.95384 | 0.87883 | 0.85575 | 0.93595 | 0.88064 | 0.90794 | 0.90882 | 0.80153 | 0.9882 | 0.96913 | 0.61729 | 0.94931 | 0.96396 | 0.72882 | 0.98454 | 0.78667 | 0.8397 | 0.57473 | 0.50224 | 0.82156 | 0.73351 | 0
Dec | 7 | 9 | Weekday | Thursday | 0.77554 | 0.87751 | 0.85501 | 0.70665 | 0.0044583 | 0.70665 | 0.70665 | 0.97866 | 0.70665 | 0.77554 | 0.77554 | 0.80519 | 0.96335 | 0.72152 | 0.93424 | 0.88403 | 0.7114 | 1 | 0.95716 | 0.77965 | 0.96022 | 0.76564 | 0.90451 | 0.97866 | 0.94077 | 0.96507 | 0.96371 | 0.74507 | 0.94536 | 0.72094 | 0.95229 | 0.85801 | 0.54461 | 1 | 0.9636 | 0.72934 | 0.9843 | 0.75094 | 0.83974 | 0.82789 | 0.76299 | 0.90849 | 0.88575 | 0
Dec | 7 | 10 | Weekday | Thursday | 0.82843 | 0.89431 | 0.85147 | 0.70737 | 0.0044583 | 0.70737 | 0.70737 | 0.96568 | 0.70737 | 0.82843 | 0.82843 | 0.95166 | 0.9785 | 0.59251 | 0.87411 | 0.8472 | 0.62705 | 0.98662 | 0.95107 | 0.8692 | 0.93658 | 0.59559 | 0.88351 | 0.96568 | 0.91797 | 0.92234 | 0.9282 | 0.90831 | 0.96565 | 0.57531 | 0.90492 | 0.82711 | 0.46951 | 0.99223 | 0.98674 | 0.90637 | 0.99745 | 0.56536 | 0.83987 | 0.87144 | 0.80971 | 0.87889 | 0.88546 | 0
Dec | 7 | 11 | Weekday | Thursday | 0.85808 | 0.90488 | 0.84605 | 0.69711 | 0.0044583 | 0.69711 | 0.69711 | 0.91431 | 0.69711 | 0.85808 | 0.85808 | 0.92769 | 0.99035 | 0.55242 | 0.85925 | 0.82542 | 0.59453 | 0.97639 | 0.91965 | 0.86559 | 0.89835 | 0.58394 | 0.86837 | 0.91431 | 0.85712 | 1 | 0.90115 | 0.92477 | 0.98159 | 0.56788 | 0.90535 | 0.81025 | 0.47128 | 0.98542 | 0.99206 | 0.94704 | 1 | 0.56231 | 0.84062 | 0.87002 | 0.80971 | 1 | 0.88554 | 0
Dec | 7 | 12 | Weekday | Thursday | 0.83786 | 0.89984 | 0.83643 | 0.69511 | 0.0044583 | 0.69511 | 0.69511 | 0.88863 | 0.69511 | 0.83786 | 0.83786 | 0.87855 | 0.96879 | 0.54356 | 0.82102 | 0.83948 | 0.5695 | 0.92962 | 0.9097 | 0.81345 | 0.88054 | 0.5786 | 0.84548 | 0.88863 | 0.827 | 0.93135 | 0.81677 | 0.90961 | 0.96263 | 0.56339 | 0.86142 | 0.8283 | 0.46276 | 0.93588 | 0.98887 | 0.91477 | 0.99964 | 0.56055 | 0.80302 | 0.86961 | 0.80971 | 0.92799 | 0.80249 | 0
Dec | 7 | 13 | Weekday | Thursday | 0.80519 | 0.89627 | 0.83578 | 0.68232 | 0.0044583 | 0.68232 | 0.68232 | 0.87124 | 0.68232 | 0.80519 | 0.80519 | 0.75327 | 0.99645 | 0.52507 | 0.85205 | 0.80308 | 0.55128 | 0.94983 | 0.90658 | 0.80207 | 0.87442 | 0.57295 | 0.85779 | 0.87124 | 0.80754 | 0.91551 | 0.87607 | 0.74585 | 0.993 | 0.53424 | 0.91335 | 0.7939 | 0.45525 | 0.96444 | 0.96739 | 0.90782 | 0.99131 | 0.56032 | 0.8417 | 0.87006 | 0.80971 | 0.91689 | 0.88526 | 0
Dec | 7 | 14 | Weekday | Thursday | 0.78839 | 0.89646 | 0.82845 | 0.68427 | 0.0044583 | 0.68427 | 0.68427 | 0.86185 | 0.68427 | 0.78839 | 0.78839 | 0.74071 | 0.99357 | 0.52324 | 0.84469 | 0.76743 | 0.54046 | 0.9464 | 0.89982 | 0.6947 | 0.87095 | 0.57057 | 0.84881 | 0.86185 | 0.79909 | 0.90099 | 0.87538 | 0.74579 | 0.99239 | 0.52613 | 0.91268 | 0.75994 | 0.45131 | 0.9621 | 0.96695 | 0.73069 | 0.99123 | 0.55821 | 0.84109 | 0.87033 | 0.80971 | 0.90149 | 0.88516 | 0
Dec | 7 | 15 | Weekday | Thursday | 0.78572 | 0.89956 | 0.81962 | 0.73561 | 1 | 0.73561 | 0.73561 | 0.8573 | 0.73561 | 0.78572 | 0.78572 | 0.79075 | 0.9901 | 0.51253 | 0.84176 | 0.76342 | 0.57192 | 0.89856 | 0.89605 | 0.71202 | 0.84629 | 0.57019 | 0.84558 | 0.8573 | 0.79672 | 0.88846 | 0.88473 | 0.74543 | 0.98957 | 0.50552 | 0.90829 | 0.75616 | 0.4849 | 0.92223 | 0.95328 | 0.72995 | 0.96932 | 0.55207 | 0.84028 | 0.87075 | 0.80971 | 0.88742 | 0.88551 | 0
Dec | 7 | 16 | Weekday | Thursday | 0.81338 | 0.93586 | 0.81974 | 0.87423 | 1 | 0.87423 | 0.87423 | 0.96643 | 0.87423 | 0.81338 | 0.81338 | 1 | 1 | 0.55273 | 0.93023 | 0.88114 | 0.83023 | 0.9497 | 0.90975 | 0.78472 | 0.82891 | 0.62668 | 1 | 0.96643 | 0.95354 | 0.93706 | 1 | 0.99933 | 1 | 0.59934 | 1 | 0.87493 | 0.80067 | 0.97893 | 1 | 0.81646 | 0.99483 | 0.66714 | 1 | 0.99336 | 0.99245 | 0.94023 | 1 | 0
Dec | 7 | 17 | Weekday | Thursday | 0.81083 | 0.92652 | 0.8079 | 0.99867 | 1 | 0.99867 | 0.99867 | 1 | 0.99867 | 0.81083 | 0.81083 | 0.99962 | 0.98831 | 0.66169 | 0.8545 | 0.85834 | 0.95324 | 0.94416 | 0.76004 | 0.90496 | 0.77985 | 0.72751 | 0.78144 | 1 | 0.99552 | 0.94167 | 0.49703 | 0.99935 | 0.98903 | 0.71387 | 0.89892 | 0.85143 | 0.949 | 0.97183 | 0.75429 | 0.99354 | 0.82201 | 0.77604 | 0.70293 | 1 | 1 | 0.93383 | 0.41392 | 0
Dec | 7 | 18 | Weekday | Thursday | 0.7822 | 0.90342 | 0.78867 | 0.99986 | 1 | 0.99986 | 0.99986 | 0.8758 | 0.99986 | 0.7822 | 0.7822 | 0.99981 | 0.80198 | 0.86724 | 0.71604 | 0.71493 | 1 | 0.63285 | 0.78466 | 0.91895 | 0.79913 | 0.81896 | 0.7134 | 0.8758 | 0.87934 | 0.95132 | 0.34892 | 0.99945 | 0.78629 | 0.89865 | 0.71381 | 0.69958 | 1 | 0.6325 | 0.75453 | 0.99352 | 0.8222 | 0.85016 | 0.58906 | 0.79111 | 0.78581 | 0.9306 | 0.23639 | 0
Dec | 7 | 19 | Weekday | Thursday | 0.76173 | 0.89145 | 0.77358 | 0.96118 | 1 | 0.96118 | 0.96118 | 0.87936 | 0.96118 | 0.76173 | 0.76173 | 0.86307 | 0.79367 | 0.83853 | 0.70585 | 0.72074 | 0.98389 | 0.63869 | 0.80495 | 0.93388 | 0.80617 | 0.83399 | 0.72622 | 0.87936 | 0.88913 | 0.9017 | 0.42151 | 0.83781 | 0.77489 | 0.91759 | 0.68999 | 0.7027 | 0.97653 | 0.63384 | 0.75555 | 0.99629 | 0.82291 | 0.87528 | 0.58906 | 0.75595 | 0.74993 | 0.85448 | 0.24913 | 0
Dec | 7 | 20 | Weekday | Thursday | 0.75239 | 0.86151 | 0.75884 | 0.88667 | 1 | 0.88667 | 0.88667 | 0.85228 | 0.88667 | 0.75239 | 0.75239 | 0.85727 | 0.71019 | 0.89036 | 0.60358 | 0.69003 | 0.9753 | 0.58133 | 0.8153 | 0.81446 | 0.81647 | 0.91657 | 0.70235 | 0.85228 | 0.8668 | 0.83371 | 0.37832 | 0.83743 | 0.67248 | 1 | 0.55115 | 0.66795 | 0.96644 | 0.54998 | 0.75568 | 0.81873 | 0.823 | 0.96671 | 0.55111 | 0.69861 | 0.69253 | 0.75857 | 0.24139 | 0
Dec | 7 | 21 | Weekday | Thursday | 0.71221 | 0.81499 | 0.73996 | 0.81855 | 1 | 0.81855 | 0.81855 | 0.34518 | 0.81855 | 0.71221 | 0.71221 | 0.85842 | 0.68269 | 0.93484 | 0.59187 | 0.70609 | 0.86042 | 0.48719 | 0.24769 | 0.82526 | 0.15086 | 0.88799 | 0.71095 | 0.34518 | 0.37686 | 0.64148 | 0.44835 | 0.83611 | 0.64057 | 0.97318 | 0.52821 | 0.68286 | 0.83039 | 0.4597 | 0.33341 | 0.81678 | 0.2707 | 0.91248 | 0.55111 | 0.34176 | 0.38416 | 0.54364 | 0.25371 | 0
Dec | 7 | 22 | Weekday | Thursday | 0.69636 | 0.79506 | 0.71964 | 0.71298 | 1 | 0.71298 | 0.71298 | 0.14232 | 0.71298 | 0.69636 | 0.69636 | 0.83536 | 0.64055 | 0.75352 | 0.29173 | 0.23518 | 0.73835 | 0.39477 | 0.24547 | 0.83527 | 0.14998 | 0.65985 | 0.34724 | 0.14232 | 0.18115 | 0.25631 | 0.39788 | 0.83462 | 0.58854 | 0.75691 | 0.33745 | 0.23937 | 0.65925 | 0.36563 | 0.33315 | 0.8146 | 0.27115 | 0.65174 | 0.3633 | 0.18847 | 0.24853 | 0.32072 | 0.24435 | 0
Dec | 7 | 23 | Weekday | Thursday | 0.65882 | 0.80621 | 0.70276 | 0.60639 | 1 | 0.60639 | 0.60639 | 0.14389 | 0.60639 | 0.65882 | 0.65882 | 0.80028 | 0.64608 | 0.54606 | 0.24735 | 0.22602 | 0.61425 | 0.47126 | 0.2503 | 0.86584 | 0.15436 | 0.48008 | 0.32468 | 0.14389 | 0.18231 | 0.37418 | 0.452 | 0.85218 | 0.58814 | 0.53048 | 0.28216 | 0.23012 | 0.51358 | 0.42797 | 0.33888 | 0.85711 | 0.27733 | 0.45117 | 0.34055 | 0.19028 | 0.24996 | 0.46884 | 0.25284 | 0
Dec | 8 | 24 | Weekday | Friday | 0.64349 | 0.78892 | 0.69797 | 0.53855 | 1 | 0.53855 | 0.53855 | 0.1441 | 0.53855 | 0.64349 | 0.64349 | 0.59955 | 0.63725 | 0.35036 | 0.24561 | 0.23575 | 0.54384 | 0.41069 | 0.2472 | 0.6463 | 0.15565 | 0.43074 | 0.33441 | 0.1441 | 0.18186 | 0.28422 | 0.41882 | 0.48748 | 0.57604 | 0.38955 | 0.27982 | 0.23968 | 0.42399 | 0.38182 | 0.33473 | 0.48628 | 0.27704 | 0.39756 | 0.34879 | 0.18897 | 0.24863 | 0.35292 | 0.24655 | 0
Dec | 8 | 1 | Weekday | Friday | 0.63727 | 0.75533 | 0.69142 | 0.50681 | 1 | 0.50681 | 0.50681 | 0.14639 | 0.50681 | 0.63727 | 0.63727 | 0.19968 | 0.63719 | 0.3065 | 0.24615 | 0.23538 | 0.54219 | 0.48503 | 0.24859 | 0.24494 | 0.15517 | 0.42145 | 0.33473 | 0.14639 | 0.18319 | 0.27077 | 0.46959 | 0.31966 | 0.57445 | 0.35581 | 0.27985 | 0.23959 | 0.41107 | 0.44204 | 0.33535 | 0.33674 | 0.27737 | 0.38607 | 0.34838 | 0.18954 | 0.24881 | 0.33102 | 0.25515 | 0
Dec | 8 | 2 | Weekday | Friday | 0.63823 | 0.74378 | 0.68917 | 0.49288 | 1 | 0.49288 | 0.49288 | 0.1487 | 0.49288 | 0.63823 | 0.63823 | 0.19958 | 0.63593 | 0.28433 | 0.24683 | 0.24271 | 0.54365 | 0.4213 | 0.25047 | 0.24617 | 0.15678 | 0.41199 | 0.33174 | 0.1487 | 0.18421 | 0.2733 | 0.43238 | 0.32017 | 0.57123 | 0.32694 | 0.28013 | 0.24663 | 0.40504 | 0.39194 | 0.33606 | 0.33762 | 0.27922 | 0.36929 | 0.34885 | 0.1901 | 0.24896 | 0.33198 | 0.24833 | 0
Dec | 8 | 3 | Weekday | Friday | 0.63886 | 0.74543 | 0.69237 | 0.48577 | 1 | 0.48577 | 0.48577 | 0.1512 | 0.48577 | 0.63886 | 0.63886 | 0.19973 | 0.63226 | 0.28126 | 0.24808 | 0.24358 | 0.55065 | 0.49283 | 0.24905 | 0.2457 | 0.15788 | 0.41549 | 0.33492 | 0.1512 | 0.1873 | 0.28476 | 0.48444 | 0.32042 | 0.56491 | 0.32483 | 0.28052 | 0.24784 | 0.40258 | 0.44794 | 0.33654 | 0.33806 | 0.27968 | 0.373 | 0.34838 | 0.19065 | 0.24939 | 0.3403 | 0.25705 | 0
Dec | 8 | 4 | Weekday | Friday | 0.64422 | 0.74735 | 0.70873 | 0.495 | 1 | 0.495 | 0.495 | 0.15354 | 0.495 | 0.64422 | 0.64422 | 0.20472 | 0.68409 | 0.31024 | 0.26067 | 0.25056 | 0.59993 | 0.58778 | 0.25764 | 0.25638 | 0.16031 | 0.43428 | 0.33503 | 0.15354 | 0.19065 | 0.33254 | 0.44511 | 0.32848 | 0.62667 | 0.34519 | 0.29336 | 0.25451 | 0.45531 | 0.54264 | 0.341 | 0.35121 | 0.28339 | 0.39293 | 0.34885 | 0.19122 | 0.24986 | 0.39617 | 0.24981 | 0
Dec | 8 | 5 | Weekday | Friday | 0.62578 | 0.7695 | 0.74973 | 0.56716 | 1 | 0.56716 | 0.56716 | 0.15558 | 0.56716 | 0.62578 | 0.62578 | 0.6218 | 0.75299 | 0.41597 | 0.30161 | 0.26341 | 0.70791 | 0.74556 | 0.25841 | 0.67168 | 0.16229 | 0.51291 | 0.35147 | 0.15558 | 0.19381 | 0.33245 | 0.49599 | 0.49462 | 0.62736 | 0.43657 | 0.3402 | 0.2676 | 0.56827 | 0.66136 | 0.34136 | 0.49229 | 0.28641 | 0.47078 | 0.36865 | 0.19175 | 0.2503 | 0.3955 | 0.25854 | 0
Dec | 8 | 6 | Weekday | Friday | 0.64218 | 0.81242 | 0.8075 | 0.64044 | 0.82686 | 0.64044 | 0.64044 | 0.96444 | 0.64044 | 0.64218 | 0.64218 | 0.85204 | 0.84411 | 0.70664 | 0.59363 | 0.97909 | 0.87053 | 0.89353 | 0.85029 | 1 | 0.92316 | 0.77366 | 0.78429 | 0.96444 | 1 | 0.81298 | 0.6418 | 0.8384 | 0.79217 | 0.76106 | 0.41645 | 1 | 0.69853 | 0.85405 | 0.39001 | 0.9994 | 0.43788 | 0.76461 | 0.51183 | 0.39428 | 0.37862 | 0.57307 | 0.34345 | 0
Dec | 8 | 7 | Weekday | Friday | 0.65512 | 0.82594 | 0.84408 | 0.66744 | 0.0044583 | 0.66744 | 0.66744 | 0.80825 | 0.66744 | 0.65512 | 0.65512 | 0.93969 | 0.90657 | 0.96486 | 0.67115 | 0.8934 | 0.83189 | 0.96917 | 0.93695 | 0.93312 | 0.99572 | 0.88721 | 0.73888 | 0.80825 | 0.80487 | 0.76007 | 0.728 | 0.91548 | 0.87116 | 0.94299 | 0.48397 | 0.85374 | 0.64998 | 0.9442 | 0.71077 | 0.91326 | 0.78703 | 0.89116 | 0.43808 | 0.38357 | 0.31378 | 0.5494 | 0.49766 | 0
Dec | 8 | 8 | Weekday | Friday | 0.68369 | 0.85419 | 0.85706 | 0.70741 | 0.0044583 | 0.70741 | 0.70741 | 0.87883 | 0.70741 | 0.68369 | 0.68369 | 0.94861 | 0.93424 | 0.83021 | 1 | 1 | 0.79756 | 0.96691 | 1 | 0.79527 | 1 | 0.81123 | 0.95384 | 0.87883 | 0.85575 | 0.93595 | 0.88064 | 0.90794 | 0.90882 | 0.80153 | 0.9882 | 0.96913 | 0.61729 | 0.94931 | 0.96396 | 0.72882 | 0.98454 | 0.78667 | 0.8397 | 0.57473 | 0.50224 | 0.82156 | 0.73351 | 0
Dec | 8 | 9 | Weekday | Friday | 0.77554 | 0.87751 | 0.85501 | 0.70665 | 0.0044583 | 0.70665 | 0.70665 | 0.97866 | 0.70665 | 0.77554 | 0.77554 | 0.80519 | 0.96335 | 0.72152 | 0.93424 | 0.88403 | 0.7114 | 1 | 0.95716 | 0.77965 | 0.96022 | 0.76564 | 0.90451 | 0.97866 | 0.94077 | 0.96507 | 0.96371 | 0.74507 | 0.94536 | 0.72094 | 0.95229 | 0.85801 | 0.54461 | 1 | 0.9636 | 0.72934 | 0.9843 | 0.75094 | 0.83974 | 0.82789 | 0.76299 | 0.90849 | 0.88575 | 0
Dec | 8 | 10 | Weekday | Friday | 0.82843 | 0.89431 | 0.85147 | 0.70737 | 0.0044583 | 0.70737 | 0.70737 | 0.96568 | 0.70737 | 0.82843 | 0.82843 | 0.95166 | 0.9785 | 0.59251 | 0.87411 | 0.8472 | 0.62705 | 0.98662 | 0.95107 | 0.8692 | 0.93658 | 0.59559 | 0.88351 | 0.96568 | 0.91797 | 0.92234 | 0.9282 | 0.90831 | 0.96565 | 0.57531 | 0.90492 | 0.82711 | 0.46951 | 0.99223 | 0.98674 | 0.90637 | 0.99745 | 0.56536 | 0.83987 | 0.87144 | 0.80971 | 0.87889 | 0.88546 | 0
Dec | 8 | 11 | Weekday | Friday | 0.85808 | 0.90488 | 0.84605 | 0.69711 | 0.0044583 | 0.69711 | 0.69711 | 0.91431 | 0.69711 | 0.85808 | 0.85808 | 0.92769 | 0.99035 | 0.55242 | 0.85925 | 0.82542 | 0.59453 | 0.97639 | 0.91965 | 0.86559 | 0.89835 | 0.58394 | 0.86837 | 0.91431 | 0.85712 | 1 | 0.90115 | 0.92477 | 0.98159 | 0.56788 | 0.90535 | 0.81025 | 0.47128 | 0.98542 | 0.99206 | 0.94704 | 1 | 0.56231 | 0.84062 | 0.87002 | 0.80971 | 1 | 0.88554 | 0
Dec | 8 | 12 | Weekday | Friday | 0.83786 | 0.89984 | 0.83643 | 0.69511 | 0.0044583 | 0.69511 | 0.69511 | 0.88863 | 0.69511 | 0.83786 | 0.83786 | 0.87855 | 0.96879 | 0.54356 | 0.82102 | 0.83948 | 0.5695 | 0.92962 | 0.9097 | 0.81345 | 0.88054 | 0.5786 | 0.84548 | 0.88863 | 0.827 | 0.93135 | 0.81677 | 0.90961 | 0.96263 | 0.56339 | 0.86142 | 0.8283 | 0.46276 | 0.93588 | 0.98887 | 0.91477 | 0.99964 | 0.56055 | 0.80302 | 0.86961 | 0.80971 | 0.92799 | 0.80249 | 0
Dec | 8 | 13 | Weekday | Friday | 0.80519 | 0.89627 | 0.83578 | 0.68232 | 0.0044583 | 0.68232 | 0.68232 | 0.87124 | 0.68232 | 0.80519 | 0.80519 | 0.75327 | 0.99645 | 0.52507 | 0.85205 | 0.80308 | 0.55128 | 0.94983 | 0.90658 | 0.80207 | 0.87442 | 0.57295 | 0.85779 | 0.87124 | 0.80754 | 0.91551 | 0.87607 | 0.74585 | 0.993 | 0.53424 | 0.91335 | 0.7939 | 0.45525 | 0.96444 | 0.96739 | 0.90782 | 0.99131 | 0.56032 | 0.8417 | 0.87006 | 0.80971 | 0.91689 | 0.88526 | 0
Dec | 8 | 14 | Weekday | Friday | 0.78839 | 0.89646 | 0.82845 | 0.68427 | 0.0044583 | 0.68427 | 0.68427 | 0.86185 | 0.68427 | 0.78839 | 0.78839 | 0.74071 | 0.99357 | 0.52324 | 0.84469 | 0.76743 | 0.54046 | 0.9464 | 0.89982 | 0.6947 | 0.87095 | 0.57057 | 0.84881 | 0.86185 | 0.79909 | 0.90099 | 0.87538 | 0.74579 | 0.99239 | 0.52613 | 0.91268 | 0.75994 | 0.45131 | 0.9621 | 0.96695 | 0.73069 | 0.99123 | 0.55821 | 0.84109 | 0.87033 | 0.80971 | 0.90149 | 0.88516 | 0
Dec | 8 | 15 | Weekday | Friday | 0.78572 | 0.89956 | 0.81962 | 0.73561 | 1 | 0.73561 | 0.73561 | 0.8573 | 0.73561 | 0.78572 | 0.78572 | 0.79075 | 0.9901 | 0.51253 | 0.84176 | 0.76342 | 0.57192 | 0.89856 | 0.89605 | 0.71202 | 0.84629 | 0.57019 | 0.84558 | 0.8573 | 0.79672 | 0.88846 | 0.88473 | 0.74543 | 0.98957 | 0.50552 | 0.90829 | 0.75616 | 0.4849 | 0.92223 | 0.95328 | 0.72995 | 0.96932 | 0.55207 | 0.84028 | 0.87075 | 0.80971 | 0.88742 | 0.88551 | 0
Dec | 8 | 16 | Weekday | Friday | 0.81338 | 0.93586 | 0.81974 | 0.87423 | 1 | 0.87423 | 0.87423 | 0.96643 | 0.87423 | 0.81338 | 0.81338 | 1 | 1 | 0.55273 | 0.93023 | 0.88114 | 0.83023 | 0.9497 | 0.90975 | 0.78472 | 0.82891 | 0.62668 | 1 | 0.96643 | 0.95354 | 0.93706 | 1 | 0.99933 | 1 | 0.59934 | 1 | 0.87493 | 0.80067 | 0.97893 | 1 | 0.81646 | 0.99483 | 0.66714 | 1 | 0.99336 | 0.99245 | 0.94023 | 1 | 0
Dec | 8 | 17 | Weekday | Friday | 0.81083 | 0.92652 | 0.8079 | 0.99867 | 1 | 0.99867 | 0.99867 | 1 | 0.99867 | 0.81083 | 0.81083 | 0.99962 | 0.98831 | 0.66169 | 0.8545 | 0.85834 | 0.95324 | 0.94416 | 0.76004 | 0.90496 | 0.77985 | 0.72751 | 0.78144 | 1 | 0.99552 | 0.94167 | 0.49703 | 0.99935 | 0.98903 | 0.71387 | 0.89892 | 0.85143 | 0.949 | 0.97183 | 0.75429 | 0.99354 | 0.82201 | 0.77604 | 0.70293 | 1 | 1 | 0.93383 | 0.41392 | 0
Dec | 8 | 18 | Weekday | Friday | 0.7822 | 0.90342 | 0.78867 | 0.99986 | 1 | 0.99986 | 0.99986 | 0.8758 | 0.99986 | 0.7822 | 0.7822 | 0.99981 | 0.80198 | 0.86724 | 0.71604 | 0.71493 | 1 | 0.63285 | 0.78466 | 0.91895 | 0.79913 | 0.81896 | 0.7134 | 0.8758 | 0.87934 | 0.95132 | 0.34892 | 0.99945 | 0.78629 | 0.89865 | 0.71381 | 0.69958 | 1 | 0.6325 | 0.75453 | 0.99352 | 0.8222 | 0.85016 | 0.58906 | 0.79111 | 0.78581 | 0.9306 | 0.23639 | 0
Dec | 8 | 19 | Weekday | Friday | 0.76173 | 0.89145 | 0.77358 | 0.96118 | 1 | 0.96118 | 0.96118 | 0.87936 | 0.96118 | 0.76173 | 0.76173 | 0.86307 | 0.79367 | 0.83853 | 0.70585 | 0.72074 | 0.98389 | 0.63869 | 0.80495 | 0.93388 | 0.80617 | 0.83399 | 0.72622 | 0.87936 | 0.88913 | 0.9017 | 0.42151 | 0.83781 | 0.77489 | 0.91759 | 0.68999 | 0.7027 | 0.97653 | 0.63384 | 0.75555 | 0.99629 | 0.82291 | 0.87528 | 0.58906 | 0.75595 | 0.74993 | 0.85448 | 0.24913 | 0
Dec | 8 | 20 | Weekday | Friday | 0.75239 | 0.86151 | 0.75884 | 0.88667 | 1 | 0.88667 | 0.88667 | 0.85228 | 0.88667 | 0.75239 | 0.75239 | 0.85727 | 0.71019 | 0.89036 | 0.60358 | 0.69003 | 0.9753 | 0.58133 | 0.8153 | 0.81446 | 0.81647 | 0.91657 | 0.70235 | 0.85228 | 0.8668 | 0.83371 | 0.37832 | 0.83743 | 0.67248 | 1 | 0.55115 | 0.66795 | 0.96644 | 0.54998 | 0.75568 | 0.81873 | 0.823 | 0.96671 | 0.55111 | 0.69861 | 0.69253 | 0.75857 | 0.24139 | 0
Dec | 8 | 21 | Weekday | Friday | 0.71221 | 0.81499 | 0.73996 | 0.81855 | 1 | 0.81855 | 0.81855 | 0.34518 | 0.81855 | 0.71221 | 0.71221 | 0.85842 | 0.68269 | 0.93484 | 0.59187 | 0.70609 | 0.86042 | 0.48719 | 0.24769 | 0.82526 | 0.15086 | 0.88799 | 0.71095 | 0.34518 | 0.37686 | 0.64148 | 0.44835 | 0.83611 | 0.64057 | 0.97318 | 0.52821 | 0.68286 | 0.83039 | 0.4597 | 0.33341 | 0.81678 | 0.2707 | 0.91248 | 0.55111 | 0.34176 | 0.38416 | 0.54364 | 0.25371 | 0
Dec | 8 | 22 | Weekday | Friday | 0.69636 | 0.79506 | 0.71964 | 0.71298 | 1 | 0.71298 | 0.71298 | 0.14232 | 0.71298 | 0.69636 | 0.69636 | 0.83536 | 0.64055 | 0.75352 | 0.29173 | 0.23518 | 0.73835 | 0.39477 | 0.24547 | 0.83527 | 0.14998 | 0.65985 | 0.34724 | 0.14232 | 0.18115 | 0.25631 | 0.39788 | 0.83462 | 0.58854 | 0.75691 | 0.33745 | 0.23937 | 0.65925 | 0.36563 | 0.33315 | 0.8146 | 0.27115 | 0.65174 | 0.3633 | 0.18847 | 0.24853 | 0.32072 | 0.24435 | 0
Dec | 8 | 23 | Weekday | Friday | 0.65882 | 0.80621 | 0.70276 | 0.60639 | 1 | 0.60639 | 0.60639 | 0.14003 | 0.60639 | 0.65882 | 0.65882 | 0.78993 | 0.64806 | 0.562 | 0.23381 | 0.21168 | 0.59606 | 0.47622 | 0.25426 | 0.85792 | 0.15728 | 0.48471 | 0.31085 | 0.14003 | 0.17879 | 0.36819 | 0.42926 | 0.85223 | 0.59453 | 0.54658 | 0.26915 | 0.21572 | 0.51123 | 0.42303 | 0.34051 | 0.8571 | 0.28261 | 0.45644 | 0.32629 | 0.18218 | 0.2431 | 0.46032 | 0.24839 | 0
Dec | 9 | 24 | Weekend | Saturday | 0.65413 | 0.79909 | 0.74223 | 0.5375 | 1 | 0.5375 | 0.5375 | 0.14454 | 0.5375 | 0.65413 | 0.65413 | 0.59186 | 0.63342 | 0.3695 | 0.2057 | 0.19985 | 0.52385 | 0.41473 | 0.25328 | 0.63567 | 0.15582 | 0.43909 | 0.2947 | 0.14454 | 0.18197 | 0.27424 | 0.43556 | 0.48761 | 0.5759 | 0.41746 | 0.23449 | 0.20267 | 0.42138 | 0.37731 | 0.33666 | 0.48645 | 0.27899 | 0.40817 | 0.30809 | 0.18547 | 0.24555 | 0.33916 | 0.24933 | 0
Dec | 9 | 1 | Weekend | Saturday | 0.64961 | 0.7682 | 0.73351 | 0.51123 | 1 | 0.51123 | 0.51123 | 0.1462 | 0.51123 | 0.64961 | 0.64961 | 0.19959 | 0.62858 | 0.33682 | 0.20638 | 0.19998 | 0.52542 | 0.4854 | 0.25371 | 0.24595 | 0.15744 | 0.43712 | 0.29733 | 0.1462 | 0.18383 | 0.25534 | 0.44452 | 0.31976 | 0.56825 | 0.40167 | 0.23434 | 0.20373 | 0.40883 | 0.43005 | 0.33682 | 0.33688 | 0.28004 | 0.41185 | 0.31157 | 0.18584 | 0.24581 | 0.31372 | 0.25069 | 0
Dec | 9 | 2 | Weekend | Saturday | 0.6536 | 0.75918 | 0.73055 | 0.50154 | 1 | 0.50154 | 0.50154 | 0.14772 | 0.50154 | 0.6536 | 0.6536 | 0.19988 | 0.62539 | 0.30221 | 0.20805 | 0.20879 | 0.52796 | 0.42319 | 0.25641 | 0.24534 | 0.15836 | 0.40546 | 0.30258 | 0.14772 | 0.18725 | 0.26732 | 0.45136 | 0.32026 | 0.56317 | 0.35356 | 0.2348 | 0.21159 | 0.40295 | 0.38586 | 0.33755 | 0.33776 | 0.28169 | 0.36673 | 0.31511 | 0.18614 | 0.24629 | 0.32236 | 0.25162 | 0
Dec | 9 | 3 | Weekend | Saturday | 0.65668 | 0.76328 | 0.73462 | 0.49506 | 1 | 0.49506 | 0.49506 | 0.14817 | 0.49506 | 0.65668 | 0.65668 | 0.20006 | 0.62476 | 0.29629 | 0.20832 | 0.20899 | 0.53307 | 0.4921 | 0.25651 | 0.24655 | 0.16048 | 0.41234 | 0.30163 | 0.14817 | 0.19265 | 0.27159 | 0.45764 | 0.32056 | 0.56067 | 0.34852 | 0.23454 | 0.21256 | 0.40028 | 0.43856 | 0.3379 | 0.33829 | 0.28419 | 0.36989 | 0.31438 | 0.18627 | 0.24705 | 0.32529 | 0.25253 | 0
Dec | 9 | 4 | Weekend | Saturday | 0.66609 | 0.77405 | 0.7588 | 0.51418 | 1 | 0.51418 | 0.51418 | 0.14939 | 0.51418 | 0.66609 | 0.66609 | 0.20179 | 0.62925 | 0.32309 | 0.22028 | 0.22311 | 0.58003 | 0.47515 | 0.26158 | 0.25046 | 0.16098 | 0.42814 | 0.30477 | 0.14939 | 0.19336 | 0.30121 | 0.46055 | 0.32389 | 0.56607 | 0.36642 | 0.24695 | 0.22621 | 0.45274 | 0.43198 | 0.3408 | 0.3437 | 0.28393 | 0.38943 | 0.31639 | 0.1865 | 0.24715 | 0.35789 | 0.25278 | 0
Dec | 9 | 5 | Weekend | Saturday | 0.64666 | 0.81249 | 0.82246 | 0.60827 | 1 | 0.60827 | 0.60827 | 0.14933 | 0.60827 | 0.64666 | 0.64666 | 0.60821 | 0.6294 | 0.36664 | 0.24182 | 0.21958 | 0.68704 | 0.59816 | 0.25922 | 0.649 | 0.16417 | 0.47097 | 0.30445 | 0.14933 | 0.19595 | 0.3052 | 0.46495 | 0.4901 | 0.56617 | 0.40898 | 0.27062 | 0.22291 | 0.56559 | 0.53056 | 0.33986 | 0.48496 | 0.28657 | 0.43519 | 0.31438 | 0.18661 | 0.24751 | 0.35974 | 0.25309 | 0
Dec | 9 | 6 | Weekend | Saturday | 0.68038 | 0.87172 | 0.91425 | 0.7077 | 0.87556 | 0.7077 | 0.7077 | 0.38902 | 0.7077 | 0.68038 | 0.68038 | 0.83502 | 0.66645 | 0.54634 | 0.42114 | 0.55754 | 0.84807 | 0.59902 | 0.26377 | 0.97773 | 0.16292 | 0.64596 | 0.53147 | 0.38902 | 0.42719 | 0.75446 | 0.46252 | 0.83545 | 0.61936 | 0.63407 | 0.36811 | 0.56831 | 0.69455 | 0.55955 | 0.34024 | 0.99539 | 0.28433 | 0.64068 | 0.42217 | 0.24787 | 0.28601 | 0.49475 | 0.25073 | 0
Dec | 9 | 7 | Weekend | Saturday | 0.71965 | 0.90937 | 0.97712 | 0.70543 | 0.0044583 | 0.70543 | 0.70543 | 0.28275 | 0.70543 | 0.71965 | 0.71965 | 0.86507 | 0.73491 | 0.79821 | 0.41719 | 0.45297 | 0.80345 | 0.61045 | 0.22191 | 0.88751 | 0.14003 | 0.74425 | 0.41211 | 0.28275 | 0.28491 | 0.71412 | 0.45122 | 0.91739 | 0.66315 | 0.80547 | 0.34748 | 0.43631 | 0.6427 | 0.5614 | 0.29268 | 0.91564 | 0.24482 | 0.74121 | 0.27276 | 0.16986 | 0.15116 | 0.49024 | 0.19113 | 0
Dec | 9 | 8 | Weekend | Saturday | 0.77554 | 0.95156 | 1 | 0.68116 | 0.0044583 | 0.68116 | 0.68116 | 0.81899 | 0.68116 | 0.77554 | 0.77554 | 0.86942 | 0.75957 | 1 | 0.47642 | 0.42351 | 0.72984 | 0.61632 | 0.2172 | 0.74226 | 0.13307 | 1 | 0.40587 | 0.81899 | 0.79343 | 0.82077 | 0.42726 | 0.90842 | 0.71475 | 0.97735 | 0.46425 | 0.41019 | 0.57227 | 0.59551 | 0.28647 | 0.72982 | 0.23628 | 1 | 0.31531 | 0.4017 | 0.32715 | 0.68068 | 0.1893 | 0
Dec | 9 | 9 | Weekend | Saturday | 0.89538 | 0.9739 | 0.99855 | 0.63682 | 0.0044583 | 0.63682 | 0.63682 | 0.74148 | 0.63682 | 0.89538 | 0.89538 | 0.7631 | 0.80768 | 0.80752 | 0.4273 | 0.3895 | 0.64511 | 0.66584 | 0.212 | 0.73326 | 0.13347 | 0.84995 | 0.38065 | 0.74148 | 0.71355 | 0.77916 | 0.40868 | 0.74565 | 0.77379 | 0.81209 | 0.42803 | 0.3789 | 0.49972 | 0.63764 | 0.28498 | 0.7305 | 0.23603 | 0.85207 | 0.31212 | 0.47545 | 0.40863 | 0.66813 | 0.24662 | 0
Dec | 9 | 10 | Weekend | Saturday | 0.96506 | 0.9911 | 0.9942 | 0.62212 | 0.0044583 | 0.62212 | 0.62212 | 0.8033 | 0.62212 | 0.96506 | 0.96506 | 0.92613 | 0.81967 | 0.63393 | 0.3834 | 0.38029 | 0.56546 | 0.61453 | 0.21181 | 0.84104 | 0.13672 | 0.62111 | 0.37715 | 0.8033 | 0.7629 | 0.84624 | 0.40093 | 0.90911 | 0.78925 | 0.62094 | 0.38121 | 0.37116 | 0.42478 | 0.60117 | 0.28479 | 0.90767 | 0.23509 | 0.59031 | 0.31514 | 0.63309 | 0.56685 | 0.78803 | 0.24875 | 0
Dec | 9 | 11 | Weekend | Saturday | 1 | 0.99565 | 0.98727 | 0.6156 | 0.0044583 | 0.6156 | 0.6156 | 0.76713 | 0.6156 | 1 | 1 | 0.9125 | 0.83028 | 0.57645 | 0.37755 | 0.37252 | 0.53622 | 0.65446 | 0.21158 | 0.8447 | 0.13391 | 0.5859 | 0.36567 | 0.76713 | 0.72131 | 0.92617 | 0.35601 | 0.92526 | 0.80354 | 0.5855 | 0.38089 | 0.36481 | 0.42649 | 0.62975 | 0.28804 | 0.94804 | 0.23686 | 0.56363 | 0.31314 | 0.63197 | 0.56685 | 0.90996 | 0.24364 | 0
Dec | 9 | 12 | Weekend | Saturday | 0.98507 | 0.98729 | 0.97459 | 0.62102 | 0.0044583 | 0.62102 | 0.62102 | 0.79674 | 0.62102 | 0.98507 | 0.98507 | 0.87919 | 0.82814 | 0.5392 | 0.37489 | 0.36419 | 0.51108 | 0.59059 | 0.20683 | 0.80014 | 0.13143 | 0.57916 | 0.31872 | 0.79674 | 0.74369 | 0.89388 | 0.29769 | 0.91028 | 0.80336 | 0.58297 | 0.38058 | 0.35743 | 0.42105 | 0.57773 | 0.28371 | 0.91622 | 0.23247 | 0.56382 | 0.25356 | 0.73679 | 0.67234 | 0.89211 | 0.17379 | 0
Dec | 9 | 13 | Weekend | Saturday | 0.95704 | 0.98431 | 0.97589 | 0.6083 | 0.0044583 | 0.6083 | 0.6083 | 0.77489 | 0.6083 | 0.95704 | 0.95704 | 0.74917 | 0.82828 | 0.51788 | 0.36956 | 0.34085 | 0.48556 | 0.64641 | 0.20638 | 0.79163 | 0.13047 | 0.57365 | 0.31022 | 0.77489 | 0.72075 | 0.87727 | 0.27099 | 0.74648 | 0.80568 | 0.55142 | 0.38096 | 0.33498 | 0.40905 | 0.62424 | 0.28315 | 0.90909 | 0.23241 | 0.56389 | 0.25106 | 0.73623 | 0.67234 | 0.8826 | 0.16991 | 0
Dec | 9 | 14 | Weekend | Saturday | 0.93993 | 0.98403 | 0.96376 | 0.61903 | 0.0044583 | 0.61903 | 0.61903 | 0.76559 | 0.61903 | 0.93993 | 0.93993 | 0.72342 | 0.82447 | 0.51616 | 0.27142 | 0.28165 | 0.4701 | 0.59722 | 0.2044 | 0.67034 | 0.12996 | 0.56809 | 0.30694 | 0.76559 | 0.71181 | 0.85965 | 0.28216 | 0.74646 | 0.80373 | 0.55246 | 0.2606 | 0.27505 | 0.40442 | 0.58625 | 0.28303 | 0.73194 | 0.23176 | 0.56158 | 0.25214 | 0.73619 | 0.67234 | 0.86556 | 0.17236 | 0
Dec | 9 | 15 | Weekend | Saturday | 0.92905 | 0.97897 | 0.94523 | 0.68206 | 1 | 0.68206 | 0.68206 | 0.76672 | 0.68206 | 0.92905 | 0.92905 | 0.76939 | 0.77389 | 0.50949 | 0.28095 | 0.29243 | 0.50736 | 0.64254 | 0.20609 | 0.68558 | 0.12949 | 0.56951 | 0.31496 | 0.76672 | 0.71426 | 0.85089 | 0.27797 | 0.74609 | 0.75885 | 0.53056 | 0.25879 | 0.28413 | 0.43887 | 0.62084 | 0.28293 | 0.73115 | 0.23193 | 0.55579 | 0.25162 | 0.73719 | 0.67234 | 0.84955 | 0.17016 | 0
Dec | 9 | 16 | Weekend | Saturday | 0.92356 | 1 | 0.9329 | 0.83802 | 1 | 0.83802 | 0.83802 | 0.87326 | 0.83802 | 0.92356 | 0.92356 | 0.98286 | 0.77193 | 0.55207 | 0.38079 | 0.41618 | 0.77323 | 0.60653 | 0.24011 | 0.76316 | 0.14993 | 0.62799 | 0.48388 | 0.87326 | 0.86606 | 0.89857 | 0.3453 | 0.99992 | 0.75076 | 0.6133 | 0.35646 | 0.40952 | 0.75659 | 0.59485 | 0.33217 | 0.81752 | 0.27203 | 0.6703 | 0.41588 | 0.85855 | 0.85311 | 0.89961 | 0.23237 | 0
Dec | 9 | 17 | Weekend | Saturday | 0.89137 | 0.98104 | 0.91142 | 0.98428 | 1 | 0.98428 | 0.98428 | 0.86122 | 0.98428 | 0.89137 | 0.89137 | 0.99681 | 0.74166 | 0.63071 | 0.39762 | 0.42719 | 0.92744 | 0.63797 | 0.24233 | 0.89804 | 0.15149 | 0.69798 | 0.4772 | 0.86122 | 0.86605 | 0.87544 | 0.34673 | 0.99988 | 0.71469 | 0.69581 | 0.35694 | 0.4193 | 0.94099 | 0.60786 | 0.33438 | 0.99455 | 0.27386 | 0.74639 | 0.39101 | 0.75639 | 0.75714 | 0.84154 | 0.23574 | 0
Dec | 9 | 18 | Weekend | Saturday | 0.85067 | 0.95618 | 0.88118 | 1 | 1 | 1 | 1 | 0.76847 | 1 | 0.85067 | 0.85067 | 0.98887 | 0.7246 | 0.77455 | 0.29996 | 0.20755 | 0.97771 | 0.48302 | 0.24544 | 0.89734 | 0.15258 | 0.8416 | 0.30219 | 0.76847 | 0.78067 | 0.87924 | 0.40954 | 1 | 0.6891 | 0.89059 | 0.34188 | 0.21109 | 0.99666 | 0.45594 | 0.33608 | 0.99471 | 0.27485 | 0.90113 | 0.31383 | 0.5932 | 0.59278 | 0.82325 | 0.24612 | 0
Dec | 9 | 19 | Weekend | Saturday | 0.8096 | 0.94371 | 0.86191 | 0.97618 | 1 | 0.97618 | 0.97618 | 0.36686 | 0.97618 | 0.8096 | 0.8096 | 0.82932 | 0.72002 | 0.83496 | 0.27975 | 0.20587 | 0.9586 | 0.53827 | 0.2472 | 0.90188 | 0.15487 | 0.85841 | 0.30053 | 0.36686 | 0.39673 | 0.78796 | 0.37654 | 0.83993 | 0.68192 | 0.94139 | 0.31793 | 0.2092 | 0.97284 | 0.4983 | 0.3374 | 1 | 0.27902 | 0.91048 | 0.31234 | 0.37016 | 0.41112 | 0.69936 | 0.23943 | 0
Dec | 9 | 20 | Weekend | Saturday | 0.78655 | 0.90569 | 0.84219 | 0.90714 | 1 | 0.90714 | 0.90714 | 0.3547 | 0.90714 | 0.78655 | 0.78655 | 0.82858 | 0.67722 | 0.86777 | 0.28098 | 0.21442 | 0.9487 | 0.47377 | 0.25038 | 0.78045 | 0.15812 | 0.91851 | 0.30245 | 0.3547 | 0.3859 | 0.76229 | 0.43034 | 0.83954 | 0.625 | 0.99616 | 0.31823 | 0.21771 | 0.96256 | 0.43823 | 0.33796 | 0.82247 | 0.28006 | 0.97707 | 0.31383 | 0.3475 | 0.38852 | 0.66194 | 0.24843 | 0
Dec | 9 | 21 | Weekend | Saturday | 0.73384 | 0.84531 | 0.81583 | 0.83744 | 1 | 0.83744 | 0.83744 | 0.16722 | 0.83744 | 0.73384 | 0.73384 | 0.82227 | 0.67566 | 0.84754 | 0.2611 | 0.21431 | 0.8327 | 0.49117 | 0.25462 | 0.79024 | 0.16984 | 0.9026 | 0.30071 | 0.16722 | 0.20513 | 0.6408 | 0.38906 | 0.83796 | 0.62147 | 0.96026 | 0.29416 | 0.21784 | 0.82635 | 0.44548 | 0.33803 | 0.82004 | 0.28187 | 0.95481 | 0.31234 | 0.22127 | 0.28125 | 0.54649 | 0.24066 | 0
Dec | 9 | 22 | Weekend | Saturday | 0.71432 | 0.81542 | 0.78714 | 0.72233 | 1 | 0.72233 | 0.72233 | 0.141 | 0.72233 | 0.71432 | 0.71432 | 0.78859 | 0.67325 | 0.81664 | 0.24098 | 0.22281 | 0.70344 | 0.42038 | 0.26194 | 0.78973 | 0.16242 | 0.70624 | 0.30398 | 0.141 | 0.17963 | 0.27031 | 0.44126 | 0.83558 | 0.61478 | 0.8147 | 0.2705 | 0.22618 | 0.65437 | 0.38398 | 0.33864 | 0.81636 | 0.28372 | 0.71439 | 0.31588 | 0.18466 | 0.24523 | 0.33793 | 0.2496 | 0
Dec | 9 | 23 | Weekend | Saturday | 0.67403 | 0.82061 | 0.75357 | 0.61166 | 1 | 0.61166 | 0.61166 | 0.14003 | 0.61166 | 0.67403 | 0.67403 | 0.78993 | 0.64806 | 0.562 | 0.23381 | 0.21168 | 0.59606 | 0.47622 | 0.25426 | 0.85792 | 0.15728 | 0.48471 | 0.31085 | 0.14003 | 0.17879 | 0.36819 | 0.42926 | 0.85223 | 0.59453 | 0.54658 | 0.26915 | 0.21572 | 0.51123 | 0.42303 | 0.34051 | 0.8571 | 0.28261 | 0.45644 | 0.32629 | 0.18218 | 0.2431 | 0.46032 | 0.24839 | 0
Dec | 10 | 24 | Weekend | Sunday | 0.65413 | 0.79909 | 0.74223 | 0.5375 | 1 | 0.5375 | 0.5375 | 0.14454 | 0.5375 | 0.65413 | 0.65413 | 0.59186 | 0.63342 | 0.3695 | 0.2057 | 0.19985 | 0.52385 | 0.41473 | 0.25328 | 0.63567 | 0.15582 | 0.43909 | 0.2947 | 0.14454 | 0.18197 | 0.27424 | 0.43556 | 0.48761 | 0.5759 | 0.41746 | 0.23449 | 0.20267 | 0.42138 | 0.37731 | 0.33666 | 0.48645 | 0.27899 | 0.40817 | 0.30809 | 0.18547 | 0.24555 | 0.33916 | 0.24933 | 0
Dec | 10 | 1 | Weekend | Sunday | 0.64961 | 0.7682 | 0.73351 | 0.51123 | 1 | 0.51123 | 0.51123 | 0.1462 | 0.51123 | 0.64961 | 0.64961 | 0.19959 | 0.62858 | 0.33682 | 0.20638 | 0.19998 | 0.52542 | 0.4854 | 0.25371 | 0.24595 | 0.15744 | 0.43712 | 0.29733 | 0.1462 | 0.18383 | 0.25534 | 0.44452 | 0.31976 | 0.56825 | 0.40167 | 0.23434 | 0.20373 | 0.40883 | 0.43005 | 0.33682 | 0.33688 | 0.28004 | 0.41185 | 0.31157 | 0.18584 | 0.24581 | 0.31372 | 0.25069 | 0
Dec | 10 | 2 | Weekend | Sunday | 0.6536 | 0.75918 | 0.73055 | 0.50154 | 1 | 0.50154 | 0.50154 | 0.14772 | 0.50154 | 0.6536 | 0.6536 | 0.19988 | 0.62539 | 0.30221 | 0.20805 | 0.20879 | 0.52796 | 0.42319 | 0.25641 | 0.24534 | 0.15836 | 0.40546 | 0.30258 | 0.14772 | 0.18725 | 0.26732 | 0.45136 | 0.32026 | 0.56317 | 0.35356 | 0.2348 | 0.21159 | 0.40295 | 0.38586 | 0.33755 | 0.33776 | 0.28169 | 0.36673 | 0.31511 | 0.18614 | 0.24629 | 0.32236 | 0.25162 | 0
Dec | 10 | 3 | Weekend | Sunday | 0.65668 | 0.76328 | 0.73462 | 0.49506 | 1 | 0.49506 | 0.49506 | 0.14817 | 0.49506 | 0.65668 | 0.65668 | 0.20006 | 0.62476 | 0.29629 | 0.20832 | 0.20899 | 0.53307 | 0.4921 | 0.25651 | 0.24655 | 0.16048 | 0.41234 | 0.30163 | 0.14817 | 0.19265 | 0.27159 | 0.45764 | 0.32056 | 0.56067 | 0.34852 | 0.23454 | 0.21256 | 0.40028 | 0.43856 | 0.3379 | 0.33829 | 0.28419 | 0.36989 | 0.31438 | 0.18627 | 0.24705 | 0.32529 | 0.25253 | 0
Dec | 10 | 4 | Weekend | Sunday | 0.66609 | 0.77405 | 0.7588 | 0.51418 | 1 | 0.51418 | 0.51418 | 0.14939 | 0.51418 | 0.66609 | 0.66609 | 0.20179 | 0.62925 | 0.32309 | 0.22028 | 0.22311 | 0.58003 | 0.47515 | 0.26158 | 0.25046 | 0.16098 | 0.42814 | 0.30477 | 0.14939 | 0.19336 | 0.30121 | 0.46055 | 0.32389 | 0.56607 | 0.36642 | 0.24695 | 0.22621 | 0.45274 | 0.43198 | 0.3408 | 0.3437 | 0.28393 | 0.38943 | 0.31639 | 0.1865 | 0.24715 | 0.35789 | 0.25278 | 0
Dec | 10 | 5 | Weekend | Sunday | 0.64666 | 0.81249 | 0.82246 | 0.60827 | 1 | 0.60827 | 0.60827 | 0.14933 | 0.60827 | 0.64666 | 0.64666 | 0.60821 | 0.6294 | 0.36664 | 0.24182 | 0.21958 | 0.68704 | 0.59816 | 0.25922 | 0.649 | 0.16417 | 0.47097 | 0.30445 | 0.14933 | 0.19595 | 0.3052 | 0.46495 | 0.4901 | 0.56617 | 0.40898 | 0.27062 | 0.22291 | 0.56559 | 0.53056 | 0.33986 | 0.48496 | 0.28657 | 0.43519 | 0.31438 | 0.18661 | 0.24751 | 0.35974 | 0.25309 | 0
Dec | 10 | 6 | Weekend | Sunday | 0.68038 | 0.87172 | 0.91425 | 0.7077 | 0.87556 | 0.7077 | 0.7077 | 0.38902 | 0.7077 | 0.68038 | 0.68038 | 0.83502 | 0.66645 | 0.54634 | 0.42114 | 0.55754 | 0.84807 | 0.59902 | 0.26377 | 0.97773 | 0.16292 | 0.64596 | 0.53147 | 0.38902 | 0.42719 | 0.75446 | 0.46252 | 0.83545 | 0.61936 | 0.63407 | 0.36811 | 0.56831 | 0.69455 | 0.55955 | 0.34024 | 0.99539 | 0.28433 | 0.64068 | 0.42217 | 0.24787 | 0.28601 | 0.49475 | 0.25073 | 0
Dec | 10 | 7 | Weekend | Sunday | 0.71965 | 0.90937 | 0.97712 | 0.70543 | 0.0044583 | 0.70543 | 0.70543 | 0.28275 | 0.70543 | 0.71965 | 0.71965 | 0.86507 | 0.73491 | 0.79821 | 0.41719 | 0.45297 | 0.80345 | 0.61045 | 0.22191 | 0.88751 | 0.14003 | 0.74425 | 0.41211 | 0.28275 | 0.28491 | 0.71412 | 0.45122 | 0.91739 | 0.66315 | 0.80547 | 0.34748 | 0.43631 | 0.6427 | 0.5614 | 0.29268 | 0.91564 | 0.24482 | 0.74121 | 0.27276 | 0.16986 | 0.15116 | 0.49024 | 0.19113 | 0
Dec | 10 | 8 | Weekend | Sunday | 0.77554 | 0.95156 | 1 | 0.68116 | 0.0044583 | 0.68116 | 0.68116 | 0.81899 | 0.68116 | 0.77554 | 0.77554 | 0.86942 | 0.75957 | 1 | 0.47642 | 0.42351 | 0.72984 | 0.61632 | 0.2172 | 0.74226 | 0.13307 | 1 | 0.40587 | 0.81899 | 0.79343 | 0.82077 | 0.42726 | 0.90842 | 0.71475 | 0.97735 | 0.46425 | 0.41019 | 0.57227 | 0.59551 | 0.28647 | 0.72982 | 0.23628 | 1 | 0.31531 | 0.4017 | 0.32715 | 0.68068 | 0.1893 | 0
Dec | 10 | 9 | Weekend | Sunday | 0.89538 | 0.9739 | 0.99855 | 0.63682 | 0.0044583 | 0.63682 | 0.63682 | 0.74148 | 0.63682 | 0.89538 | 0.89538 | 0.7631 | 0.80768 | 0.80752 | 0.4273 | 0.3895 | 0.64511 | 0.66584 | 0.212 | 0.73326 | 0.13347 | 0.84995 | 0.38065 | 0.74148 | 0.71355 | 0.77916 | 0.40868 | 0.74565 | 0.77379 | 0.81209 | 0.42803 | 0.3789 | 0.49972 | 0.63764 | 0.28498 | 0.7305 | 0.23603 | 0.85207 | 0.31212 | 0.47545 | 0.40863 | 0.66813 | 0.24662 | 0
Dec | 10 | 10 | Weekend | Sunday | 0.96506 | 0.9911 | 0.9942 | 0.62212 | 0.0044583 | 0.62212 | 0.62212 | 0.8033 | 0.62212 | 0.96506 | 0.96506 | 0.92613 | 0.81967 | 0.63393 | 0.3834 | 0.38029 | 0.56546 | 0.61453 | 0.21181 | 0.84104 | 0.13672 | 0.62111 | 0.37715 | 0.8033 | 0.7629 | 0.84624 | 0.40093 | 0.90911 | 0.78925 | 0.62094 | 0.38121 | 0.37116 | 0.42478 | 0.60117 | 0.28479 | 0.90767 | 0.23509 | 0.59031 | 0.31514 | 0.63309 | 0.56685 | 0.78803 | 0.24875 | 0
Dec | 10 | 11 | Weekend | Sunday | 1 | 0.99565 | 0.98727 | 0.6156 | 0.0044583 | 0.6156 | 0.6156 | 0.76713 | 0.6156 | 1 | 1 | 0.9125 | 0.83028 | 0.57645 | 0.37755 | 0.37252 | 0.53622 | 0.65446 | 0.21158 | 0.8447 | 0.13391 | 0.5859 | 0.36567 | 0.76713 | 0.72131 | 0.92617 | 0.35601 | 0.92526 | 0.80354 | 0.5855 | 0.38089 | 0.36481 | 0.42649 | 0.62975 | 0.28804 | 0.94804 | 0.23686 | 0.56363 | 0.31314 | 0.63197 | 0.56685 | 0.90996 | 0.24364 | 0
Dec | 10 | 12 | Weekend | Sunday | 0.98507 | 0.98729 | 0.97459 | 0.62102 | 0.0044583 | 0.62102 | 0.62102 | 0.79674 | 0.62102 | 0.98507 | 0.98507 | 0.87919 | 0.82814 | 0.5392 | 0.37489 | 0.36419 | 0.51108 | 0.59059 | 0.20683 | 0.80014 | 0.13143 | 0.57916 | 0.31872 | 0.79674 | 0.74369 | 0.89388 | 0.29769 | 0.91028 | 0.80336 | 0.58297 | 0.38058 | 0.35743 | 0.42105 | 0.57773 | 0.28371 | 0.91622 | 0.23247 | 0.56382 | 0.25356 | 0.73679 | 0.67234 | 0.89211 | 0.17379 | 0
Dec | 10 | 13 | Weekend | Sunday | 0.95704 | 0.98431 | 0.97589 | 0.6083 | 0.0044583 | 0.6083 | 0.6083 | 0.77489 | 0.6083 | 0.95704 | 0.95704 | 0.74917 | 0.82828 | 0.51788 | 0.36956 | 0.34085 | 0.48556 | 0.64641 | 0.20638 | 0.79163 | 0.13047 | 0.57365 | 0.31022 | 0.77489 | 0.72075 | 0.87727 | 0.27099 | 0.74648 | 0.80568 | 0.55142 | 0.38096 | 0.33498 | 0.40905 | 0.62424 | 0.28315 | 0.90909 | 0.23241 | 0.56389 | 0.25106 | 0.73623 | 0.67234 | 0.8826 | 0.16991 | 0
Dec | 10 | 14 | Weekend | Sunday | 0.93993 | 0.98403 | 0.96376 | 0.61903 | 0.0044583 | 0.61903 | 0.61903 | 0.76559 | 0.61903 | 0.93993 | 0.93993 | 0.72342 | 0.82447 | 0.51616 | 0.27142 | 0.28165 | 0.4701 | 0.59722 | 0.2044 | 0.67034 | 0.12996 | 0.56809 | 0.30694 | 0.76559 | 0.71181 | 0.85965 | 0.28216 | 0.74646 | 0.80373 | 0.55246 | 0.2606 | 0.27505 | 0.40442 | 0.58625 | 0.28303 | 0.73194 | 0.23176 | 0.56158 | 0.25214 | 0.73619 | 0.67234 | 0.86556 | 0.17236 | 0
Dec | 10 | 15 | Weekend | Sunday | 0.92905 | 0.97897 | 0.94523 | 0.68206 | 1 | 0.68206 | 0.68206 | 0.76672 | 0.68206 | 0.92905 | 0.92905 | 0.76939 | 0.77389 | 0.50949 | 0.28095 | 0.29243 | 0.50736 | 0.64254 | 0.20609 | 0.68558 | 0.12949 | 0.56951 | 0.31496 | 0.76672 | 0.71426 | 0.85089 | 0.27797 | 0.74609 | 0.75885 | 0.53056 | 0.25879 | 0.28413 | 0.43887 | 0.62084 | 0.28293 | 0.73115 | 0.23193 | 0.55579 | 0.25162 | 0.73719 | 0.67234 | 0.84955 | 0.17016 | 0
Dec | 10 | 16 | Weekend | Sunday | 0.92356 | 1 | 0.9329 | 0.83802 | 1 | 0.83802 | 0.83802 | 0.87326 | 0.83802 | 0.92356 | 0.92356 | 0.98286 | 0.77193 | 0.55207 | 0.38079 | 0.41618 | 0.77323 | 0.60653 | 0.24011 | 0.76316 | 0.14993 | 0.62799 | 0.48388 | 0.87326 | 0.86606 | 0.89857 | 0.3453 | 0.99992 | 0.75076 | 0.6133 | 0.35646 | 0.40952 | 0.75659 | 0.59485 | 0.33217 | 0.81752 | 0.27203 | 0.6703 | 0.41588 | 0.85855 | 0.85311 | 0.89961 | 0.23237 | 0
Dec | 10 | 17 | Weekend | Sunday | 0.89137 | 0.98104 | 0.91142 | 0.98428 | 1 | 0.98428 | 0.98428 | 0.86122 | 0.98428 | 0.89137 | 0.89137 | 0.99681 | 0.74166 | 0.63071 | 0.39762 | 0.42719 | 0.92744 | 0.63797 | 0.24233 | 0.89804 | 0.15149 | 0.69798 | 0.4772 | 0.86122 | 0.86605 | 0.87544 | 0.34673 | 0.99988 | 0.71469 | 0.69581 | 0.35694 | 0.4193 | 0.94099 | 0.60786 | 0.33438 | 0.99455 | 0.27386 | 0.74639 | 0.39101 | 0.75639 | 0.75714 | 0.84154 | 0.23574 | 0
Dec | 10 | 18 | Weekend | Sunday | 0.85067 | 0.95618 | 0.88118 | 1 | 1 | 1 | 1 | 0.76847 | 1 | 0.85067 | 0.85067 | 0.98887 | 0.7246 | 0.77455 | 0.29996 | 0.20755 | 0.97771 | 0.48302 | 0.24544 | 0.89734 | 0.15258 | 0.8416 | 0.30219 | 0.76847 | 0.78067 | 0.87924 | 0.40954 | 1 | 0.6891 | 0.89059 | 0.34188 | 0.21109 | 0.99666 | 0.45594 | 0.33608 | 0.99471 | 0.27485 | 0.90113 | 0.31383 | 0.5932 | 0.59278 | 0.82325 | 0.24612 | 0
Dec | 10 | 19 | Weekend | Sunday | 0.8096 | 0.94371 | 0.86191 | 0.97618 | 1 | 0.97618 | 0.97618 | 0.36686 | 0.97618 | 0.8096 | 0.8096 | 0.82932 | 0.72002 | 0.83496 | 0.27975 | 0.20587 | 0.9586 | 0.53827 | 0.2472 | 0.90188 | 0.15487 | 0.85841 | 0.30053 | 0.36686 | 0.39673 | 0.78796 | 0.37654 | 0.83993 | 0.68192 | 0.94139 | 0.31793 | 0.2092 | 0.97284 | 0.4983 | 0.3374 | 1 | 0.27902 | 0.91048 | 0.31234 | 0.37016 | 0.41112 | 0.69936 | 0.23943 | 0
Dec | 10 | 20 | Weekend | Sunday | 0.78655 | 0.90569 | 0.84219 | 0.90714 | 1 | 0.90714 | 0.90714 | 0.3547 | 0.90714 | 0.78655 | 0.78655 | 0.82858 | 0.67722 | 0.86777 | 0.28098 | 0.21442 | 0.9487 | 0.47377 | 0.25038 | 0.78045 | 0.15812 | 0.91851 | 0.30245 | 0.3547 | 0.3859 | 0.76229 | 0.43034 | 0.83954 | 0.625 | 0.99616 | 0.31823 | 0.21771 | 0.96256 | 0.43823 | 0.33796 | 0.82247 | 0.28006 | 0.97707 | 0.31383 | 0.3475 | 0.38852 | 0.66194 | 0.24843 | 0
Dec | 10 | 21 | Weekend | Sunday | 0.73384 | 0.84531 | 0.81583 | 0.83744 | 1 | 0.83744 | 0.83744 | 0.16722 | 0.83744 | 0.73384 | 0.73384 | 0.82227 | 0.67566 | 0.84754 | 0.2611 | 0.21431 | 0.8327 | 0.49117 | 0.25462 | 0.79024 | 0.16984 | 0.9026 | 0.30071 | 0.16722 | 0.20513 | 0.6408 | 0.38906 | 0.83796 | 0.62147 | 0.96026 | 0.29416 | 0.21784 | 0.82635 | 0.44548 | 0.33803 | 0.82004 | 0.28187 | 0.95481 | 0.31234 | 0.22127 | 0.28125 | 0.54649 | 0.24066 | 0
Dec | 10 | 22 | Weekend | Sunday | 0.71432 | 0.81542 | 0.78714 | 0.72233 | 1 | 0.72233 | 0.72233 | 0.141 | 0.72233 | 0.71432 | 0.71432 | 0.78859 | 0.67325 | 0.81664 | 0.24098 | 0.22281 | 0.70344 | 0.42038 | 0.26194 | 0.78973 | 0.16242 | 0.70624 | 0.30398 | 0.141 | 0.17963 | 0.27031 | 0.44126 | 0.83558 | 0.61478 | 0.8147 | 0.2705 | 0.22618 | 0.65437 | 0.38398 | 0.33864 | 0.81636 | 0.28372 | 0.71439 | 0.31588 | 0.18466 | 0.24523 | 0.33793 | 0.2496 | 0
Dec | 10 | 23 | Weekend | Sunday | 0.67403 | 0.82061 | 0.75357 | 0.61166 | 1 | 0.61166 | 0.61166 | 0.14389 | 0.61166 | 0.67403 | 0.67403 | 0.80028 | 0.64608 | 0.54606 | 0.24735 | 0.22602 | 0.61425 | 0.47126 | 0.2503 | 0.86584 | 0.15436 | 0.48008 | 0.32468 | 0.14389 | 0.18231 | 0.37418 | 0.452 | 0.85218 | 0.58814 | 0.53048 | 0.28216 | 0.23012 | 0.51358 | 0.42797 | 0.33888 | 0.85711 | 0.27733 | 0.45117 | 0.34055 | 0.19028 | 0.24996 | 0.46884 | 0.25284 | 0
Dec | 11 | 24 | Weekday | Monday | 0.64349 | 0.78892 | 0.69797 | 0.53855 | 1 | 0.53855 | 0.53855 | 0.1441 | 0.53855 | 0.64349 | 0.64349 | 0.59955 | 0.63725 | 0.35036 | 0.24561 | 0.23575 | 0.54384 | 0.41069 | 0.2472 | 0.6463 | 0.15565 | 0.43074 | 0.33441 | 0.1441 | 0.18186 | 0.28422 | 0.41882 | 0.48748 | 0.57604 | 0.38955 | 0.27982 | 0.23968 | 0.42399 | 0.38182 | 0.33473 | 0.48628 | 0.27704 | 0.39756 | 0.34879 | 0.18897 | 0.24863 | 0.35292 | 0.24655 | 0
Dec | 11 | 1 | Weekday | Monday | 0.63727 | 0.75533 | 0.69142 | 0.50681 | 1 | 0.50681 | 0.50681 | 0.14639 | 0.50681 | 0.63727 | 0.63727 | 0.19968 | 0.63719 | 0.3065 | 0.24615 | 0.23538 | 0.54219 | 0.48503 | 0.24859 | 0.24494 | 0.15517 | 0.42145 | 0.33473 | 0.14639 | 0.18319 | 0.27077 | 0.46959 | 0.31966 | 0.57445 | 0.35581 | 0.27985 | 0.23959 | 0.41107 | 0.44204 | 0.33535 | 0.33674 | 0.27737 | 0.38607 | 0.34838 | 0.18954 | 0.24881 | 0.33102 | 0.25515 | 0
Dec | 11 | 2 | Weekday | Monday | 0.63823 | 0.74378 | 0.68917 | 0.49288 | 1 | 0.49288 | 0.49288 | 0.1487 | 0.49288 | 0.63823 | 0.63823 | 0.19958 | 0.63593 | 0.28433 | 0.24683 | 0.24271 | 0.54365 | 0.4213 | 0.25047 | 0.24617 | 0.15678 | 0.41199 | 0.33174 | 0.1487 | 0.18421 | 0.2733 | 0.43238 | 0.32017 | 0.57123 | 0.32694 | 0.28013 | 0.24663 | 0.40504 | 0.39194 | 0.33606 | 0.33762 | 0.27922 | 0.36929 | 0.34885 | 0.1901 | 0.24896 | 0.33198 | 0.24833 | 0
Dec | 11 | 3 | Weekday | Monday | 0.63886 | 0.74543 | 0.69237 | 0.48577 | 1 | 0.48577 | 0.48577 | 0.1512 | 0.48577 | 0.63886 | 0.63886 | 0.19973 | 0.63226 | 0.28126 | 0.24808 | 0.24358 | 0.55065 | 0.49283 | 0.24905 | 0.2457 | 0.15788 | 0.41549 | 0.33492 | 0.1512 | 0.1873 | 0.28476 | 0.48444 | 0.32042 | 0.56491 | 0.32483 | 0.28052 | 0.24784 | 0.40258 | 0.44794 | 0.33654 | 0.33806 | 0.27968 | 0.373 | 0.34838 | 0.19065 | 0.24939 | 0.3403 | 0.25705 | 0
Dec | 11 | 4 | Weekday | Monday | 0.64422 | 0.74735 | 0.70873 | 0.495 | 1 | 0.495 | 0.495 | 0.15354 | 0.495 | 0.64422 | 0.64422 | 0.20472 | 0.68409 | 0.31024 | 0.26067 | 0.25056 | 0.59993 | 0.58778 | 0.25764 | 0.25638 | 0.16031 | 0.43428 | 0.33503 | 0.15354 | 0.19065 | 0.33254 | 0.44511 | 0.32848 | 0.62667 | 0.34519 | 0.29336 | 0.25451 | 0.45531 | 0.54264 | 0.341 | 0.35121 | 0.28339 | 0.39293 | 0.34885 | 0.19122 | 0.24986 | 0.39617 | 0.24981 | 0
Dec | 11 | 5 | Weekday | Monday | 0.62578 | 0.7695 | 0.74973 | 0.56716 | 1 | 0.56716 | 0.56716 | 0.15558 | 0.56716 | 0.62578 | 0.62578 | 0.6218 | 0.75299 | 0.41597 | 0.30161 | 0.26341 | 0.70791 | 0.74556 | 0.25841 | 0.67168 | 0.16229 | 0.51291 | 0.35147 | 0.15558 | 0.19381 | 0.33245 | 0.49599 | 0.49462 | 0.62736 | 0.43657 | 0.3402 | 0.2676 | 0.56827 | 0.66136 | 0.34136 | 0.49229 | 0.28641 | 0.47078 | 0.36865 | 0.19175 | 0.2503 | 0.3955 | 0.25854 | 0
Dec | 11 | 6 | Weekday | Monday | 0.64218 | 0.81242 | 0.8075 | 0.64044 | 0.82686 | 0.64044 | 0.64044 | 0.96444 | 0.64044 | 0.64218 | 0.64218 | 0.85204 | 0.84411 | 0.70664 | 0.59363 | 0.97909 | 0.87053 | 0.89353 | 0.85029 | 1 | 0.92316 | 0.77366 | 0.78429 | 0.96444 | 1 | 0.81298 | 0.6418 | 0.8384 | 0.79217 | 0.76106 | 0.41645 | 1 | 0.69853 | 0.85405 | 0.39001 | 0.9994 | 0.43788 | 0.76461 | 0.51183 | 0.39428 | 0.37862 | 0.57307 | 0.34345 | 0
Dec | 11 | 7 | Weekday | Monday | 0.65512 | 0.82594 | 0.84408 | 0.66744 | 0.0044583 | 0.66744 | 0.66744 | 0.80825 | 0.66744 | 0.65512 | 0.65512 | 0.93969 | 0.90657 | 0.96486 | 0.67115 | 0.8934 | 0.83189 | 0.96917 | 0.93695 | 0.93312 | 0.99572 | 0.88721 | 0.73888 | 0.80825 | 0.80487 | 0.76007 | 0.728 | 0.91548 | 0.87116 | 0.94299 | 0.48397 | 0.85374 | 0.64998 | 0.9442 | 0.71077 | 0.91326 | 0.78703 | 0.89116 | 0.43808 | 0.38357 | 0.31378 | 0.5494 | 0.49766 | 0
Dec | 11 | 8 | Weekday | Monday | 0.68369 | 0.85419 | 0.85706 | 0.70741 | 0.0044583 | 0.70741 | 0.70741 | 0.87883 | 0.70741 | 0.68369 | 0.68369 | 0.94861 | 0.93424 | 0.83021 | 1 | 1 | 0.79756 | 0.96691 | 1 | 0.79527 | 1 | 0.81123 | 0.95384 | 0.87883 | 0.85575 | 0.93595 | 0.88064 | 0.90794 | 0.90882 | 0.80153 | 0.9882 | 0.96913 | 0.61729 | 0.94931 | 0.96396 | 0.72882 | 0.98454 | 0.78667 | 0.8397 | 0.57473 | 0.50224 | 0.82156 | 0.73351 | 0
Dec | 11 | 9 | Weekday | Monday | 0.77554 | 0.87751 | 0.85501 | 0.70665 | 0.0044583 | 0.70665 | 0.70665 | 0.97866 | 0.70665 | 0.77554 | 0.77554 | 0.80519 | 0.96335 | 0.72152 | 0.93424 | 0.88403 | 0.7114 | 1 | 0.95716 | 0.77965 | 0.96022 | 0.76564 | 0.90451 | 0.97866 | 0.94077 | 0.96507 | 0.96371 | 0.74507 | 0.94536 | 0.72094 | 0.95229 | 0.85801 | 0.54461 | 1 | 0.9636 | 0.72934 | 0.9843 | 0.75094 | 0.83974 | 0.82789 | 0.76299 | 0.90849 | 0.88575 | 0
Dec | 11 | 10 | Weekday | Monday | 0.82843 | 0.89431 | 0.85147 | 0.70737 | 0.0044583 | 0.70737 | 0.70737 | 0.96568 | 0.70737 | 0.82843 | 0.82843 | 0.95166 | 0.9785 | 0.59251 | 0.87411 | 0.8472 | 0.62705 | 0.98662 | 0.95107 | 0.8692 | 0.93658 | 0.59559 | 0.88351 | 0.96568 | 0.91797 | 0.92234 | 0.9282 | 0.90831 | 0.96565 | 0.57531 | 0.90492 | 0.82711 | 0.46951 | 0.99223 | 0.98674 | 0.90637 | 0.99745 | 0.56536 | 0.83987 | 0.87144 | 0.80971 | 0.87889 | 0.88546 | 0
Dec | 11 | 11 | Weekday | Monday | 0.85808 | 0.90488 | 0.84605 | 0.69711 | 0.0044583 | 0.69711 | 0.69711 | 0.91431 | 0.69711 | 0.85808 | 0.85808 | 0.92769 | 0.99035 | 0.55242 | 0.85925 | 0.82542 | 0.59453 | 0.97639 | 0.91965 | 0.86559 | 0.89835 | 0.58394 | 0.86837 | 0.91431 | 0.85712 | 1 | 0.90115 | 0.92477 | 0.98159 | 0.56788 | 0.90535 | 0.81025 | 0.47128 | 0.98542 | 0.99206 | 0.94704 | 1 | 0.56231 | 0.84062 | 0.87002 | 0.80971 | 1 | 0.88554 | 0
Dec | 11 | 12 | Weekday | Monday | 0.83786 | 0.89984 | 0.83643 | 0.69511 | 0.0044583 | 0.69511 | 0.69511 | 0.88863 | 0.69511 | 0.83786 | 0.83786 | 0.87855 | 0.96879 | 0.54356 | 0.82102 | 0.83948 | 0.5695 | 0.92962 | 0.9097 | 0.81345 | 0.88054 | 0.5786 | 0.84548 | 0.88863 | 0.827 | 0.93135 | 0.81677 | 0.90961 | 0.96263 | 0.56339 | 0.86142 | 0.8283 | 0.46276 | 0.93588 | 0.98887 | 0.91477 | 0.99964 | 0.56055 | 0.80302 | 0.86961 | 0.80971 | 0.92799 | 0.80249 | 0
Dec | 11 | 13 | Weekday | Monday | 0.80519 | 0.89627 | 0.83578 | 0.68232 | 0.0044583 | 0.68232 | 0.68232 | 0.87124 | 0.68232 | 0.80519 | 0.80519 | 0.75327 | 0.99645 | 0.52507 | 0.85205 | 0.80308 | 0.55128 | 0.94983 | 0.90658 | 0.80207 | 0.87442 | 0.57295 | 0.85779 | 0.87124 | 0.80754 | 0.91551 | 0.87607 | 0.74585 | 0.993 | 0.53424 | 0.91335 | 0.7939 | 0.45525 | 0.96444 | 0.96739 | 0.90782 | 0.99131 | 0.56032 | 0.8417 | 0.87006 | 0.80971 | 0.91689 | 0.88526 | 0
Dec | 11 | 14 | Weekday | Monday | 0.78839 | 0.89646 | 0.82845 | 0.68427 | 0.0044583 | 0.68427 | 0.68427 | 0.86185 | 0.68427 | 0.78839 | 0.78839 | 0.74071 | 0.99357 | 0.52324 | 0.84469 | 0.76743 | 0.54046 | 0.9464 | 0.89982 | 0.6947 | 0.87095 | 0.57057 | 0.84881 | 0.86185 | 0.79909 | 0.90099 | 0.87538 | 0.74579 | 0.99239 | 0.52613 | 0.91268 | 0.75994 | 0.45131 | 0.9621 | 0.96695 | 0.73069 | 0.99123 | 0.55821 | 0.84109 | 0.87033 | 0.80971 | 0.90149 | 0.88516 | 0
Dec | 11 | 15 | Weekday | Monday | 0.78572 | 0.89956 | 0.81962 | 0.73561 | 1 | 0.73561 | 0.73561 | 0.8573 | 0.73561 | 0.78572 | 0.78572 | 0.79075 | 0.9901 | 0.51253 | 0.84176 | 0.76342 | 0.57192 | 0.89856 | 0.89605 | 0.71202 | 0.84629 | 0.57019 | 0.84558 | 0.8573 | 0.79672 | 0.88846 | 0.88473 | 0.74543 | 0.98957 | 0.50552 | 0.90829 | 0.75616 | 0.4849 | 0.92223 | 0.95328 | 0.72995 | 0.96932 | 0.55207 | 0.84028 | 0.87075 | 0.80971 | 0.88742 | 0.88551 | 0
Dec | 11 | 16 | Weekday | Monday | 0.81338 | 0.93586 | 0.81974 | 0.87423 | 1 | 0.87423 | 0.87423 | 0.96643 | 0.87423 | 0.81338 | 0.81338 | 1 | 1 | 0.55273 | 0.93023 | 0.88114 | 0.83023 | 0.9497 | 0.90975 | 0.78472 | 0.82891 | 0.62668 | 1 | 0.96643 | 0.95354 | 0.93706 | 1 | 0.99933 | 1 | 0.59934 | 1 | 0.87493 | 0.80067 | 0.97893 | 1 | 0.81646 | 0.99483 | 0.66714 | 1 | 0.99336 | 0.99245 | 0.94023 | 1 | 0
Dec | 11 | 17 | Weekday | Monday | 0.81083 | 0.92652 | 0.8079 | 0.99867 | 1 | 0.99867 | 0.99867 | 1 | 0.99867 | 0.81083 | 0.81083 | 0.99962 | 0.98831 | 0.66169 | 0.8545 | 0.85834 | 0.95324 | 0.94416 | 0.76004 | 0.90496 | 0.77985 | 0.72751 | 0.78144 | 1 | 0.99552 | 0.94167 | 0.49703 | 0.99935 | 0.98903 | 0.71387 | 0.89892 | 0.85143 | 0.949 | 0.97183 | 0.75429 | 0.99354 | 0.82201 | 0.77604 | 0.70293 | 1 | 1 | 0.93383 | 0.41392 | 0
Dec | 11 | 18 | Weekday | Monday | 0.7822 | 0.90342 | 0.78867 | 0.99986 | 1 | 0.99986 | 0.99986 | 0.8758 | 0.99986 | 0.7822 | 0.7822 | 0.99981 | 0.80198 | 0.86724 | 0.71604 | 0.71493 | 1 | 0.63285 | 0.78466 | 0.91895 | 0.79913 | 0.81896 | 0.7134 | 0.8758 | 0.87934 | 0.95132 | 0.34892 | 0.99945 | 0.78629 | 0.89865 | 0.71381 | 0.69958 | 1 | 0.6325 | 0.75453 | 0.99352 | 0.8222 | 0.85016 | 0.58906 | 0.79111 | 0.78581 | 0.9306 | 0.23639 | 0
Dec | 11 | 19 | Weekday | Monday | 0.76173 | 0.89145 | 0.77358 | 0.96118 | 1 | 0.96118 | 0.96118 | 0.87936 | 0.96118 | 0.76173 | 0.76173 | 0.86307 | 0.79367 | 0.83853 | 0.70585 | 0.72074 | 0.98389 | 0.63869 | 0.80495 | 0.93388 | 0.80617 | 0.83399 | 0.72622 | 0.87936 | 0.88913 | 0.9017 | 0.42151 | 0.83781 | 0.77489 | 0.91759 | 0.68999 | 0.7027 | 0.97653 | 0.63384 | 0.75555 | 0.99629 | 0.82291 | 0.87528 | 0.58906 | 0.75595 | 0.74993 | 0.85448 | 0.24913 | 0
Dec | 11 | 20 | Weekday | Monday | 0.75239 | 0.86151 | 0.75884 | 0.88667 | 1 | 0.88667 | 0.88667 | 0.85228 | 0.88667 | 0.75239 | 0.75239 | 0.85727 | 0.71019 | 0.89036 | 0.60358 | 0.69003 | 0.9753 | 0.58133 | 0.8153 | 0.81446 | 0.81647 | 0.91657 | 0.70235 | 0.85228 | 0.8668 | 0.83371 | 0.37832 | 0.83743 | 0.67248 | 1 | 0.55115 | 0.66795 | 0.96644 | 0.54998 | 0.75568 | 0.81873 | 0.823 | 0.96671 | 0.55111 | 0.69861 | 0.69253 | 0.75857 | 0.24139 | 0
Dec | 11 | 21 | Weekday | Monday | 0.71221 | 0.81499 | 0.73996 | 0.81855 | 1 | 0.81855 | 0.81855 | 0.34518 | 0.81855 | 0.71221 | 0.71221 | 0.85842 | 0.68269 | 0.93484 | 0.59187 | 0.70609 | 0.86042 | 0.48719 | 0.24769 | 0.82526 | 0.15086 | 0.88799 | 0.71095 | 0.34518 | 0.37686 | 0.64148 | 0.44835 | 0.83611 | 0.64057 | 0.97318 | 0.52821 | 0.68286 | 0.83039 | 0.4597 | 0.33341 | 0.81678 | 0.2707 | 0.91248 | 0.55111 | 0.34176 | 0.38416 | 0.54364 | 0.25371 | 0
Dec | 11 | 22 | Weekday | Monday | 0.69636 | 0.79506 | 0.71964 | 0.71298 | 1 | 0.71298 | 0.71298 | 0.14232 | 0.71298 | 0.69636 | 0.69636 | 0.83536 | 0.64055 | 0.75352 | 0.29173 | 0.23518 | 0.73835 | 0.39477 | 0.24547 | 0.83527 | 0.14998 | 0.65985 | 0.34724 | 0.14232 | 0.18115 | 0.25631 | 0.39788 | 0.83462 | 0.58854 | 0.75691 | 0.33745 | 0.23937 | 0.65925 | 0.36563 | 0.33315 | 0.8146 | 0.27115 | 0.65174 | 0.3633 | 0.18847 | 0.24853 | 0.32072 | 0.24435 | 0
Dec | 11 | 23 | Weekday | Monday | 0.65882 | 0.80621 | 0.70276 | 0.60639 | 1 | 0.60639 | 0.60639 | 0.14389 | 0.60639 | 0.65882 | 0.65882 | 0.80028 | 0.64608 | 0.54606 | 0.24735 | 0.22602 | 0.61425 | 0.47126 | 0.2503 | 0.86584 | 0.15436 | 0.48008 | 0.32468 | 0.14389 | 0.18231 | 0.37418 | 0.452 | 0.85218 | 0.58814 | 0.53048 | 0.28216 | 0.23012 | 0.51358 | 0.42797 | 0.33888 | 0.85711 | 0.27733 | 0.45117 | 0.34055 | 0.19028 | 0.24996 | 0.46884 | 0.25284 | 0
Dec | 12 | 24 | Weekday | Tuesday | 0.64349 | 0.78892 | 0.69797 | 0.53855 | 1 | 0.53855 | 0.53855 | 0.1441 | 0.53855 | 0.64349 | 0.64349 | 0.59955 | 0.63725 | 0.35036 | 0.24561 | 0.23575 | 0.54384 | 0.41069 | 0.2472 | 0.6463 | 0.15565 | 0.43074 | 0.33441 | 0.1441 | 0.18186 | 0.28422 | 0.41882 | 0.48748 | 0.57604 | 0.38955 | 0.27982 | 0.23968 | 0.42399 | 0.38182 | 0.33473 | 0.48628 | 0.27704 | 0.39756 | 0.34879 | 0.18897 | 0.24863 | 0.35292 | 0.24655 | 0
Dec | 12 | 1 | Weekday | Tuesday | 0.63727 | 0.75533 | 0.69142 | 0.50681 | 1 | 0.50681 | 0.50681 | 0.14639 | 0.50681 | 0.63727 | 0.63727 | 0.19968 | 0.63719 | 0.3065 | 0.24615 | 0.23538 | 0.54219 | 0.48503 | 0.24859 | 0.24494 | 0.15517 | 0.42145 | 0.33473 | 0.14639 | 0.18319 | 0.27077 | 0.46959 | 0.31966 | 0.57445 | 0.35581 | 0.27985 | 0.23959 | 0.41107 | 0.44204 | 0.33535 | 0.33674 | 0.27737 | 0.38607 | 0.34838 | 0.18954 | 0.24881 | 0.33102 | 0.25515 | 0
Dec | 12 | 2 | Weekday | Tuesday | 0.63823 | 0.74378 | 0.68917 | 0.49288 | 1 | 0.49288 | 0.49288 | 0.1487 | 0.49288 | 0.63823 | 0.63823 | 0.19958 | 0.63593 | 0.28433 | 0.24683 | 0.24271 | 0.54365 | 0.4213 | 0.25047 | 0.24617 | 0.15678 | 0.41199 | 0.33174 | 0.1487 | 0.18421 | 0.2733 | 0.43238 | 0.32017 | 0.57123 | 0.32694 | 0.28013 | 0.24663 | 0.40504 | 0.39194 | 0.33606 | 0.33762 | 0.27922 | 0.36929 | 0.34885 | 0.1901 | 0.24896 | 0.33198 | 0.24833 | 0
Dec | 12 | 3 | Weekday | Tuesday | 0.63886 | 0.74543 | 0.69237 | 0.48577 | 1 | 0.48577 | 0.48577 | 0.1512 | 0.48577 | 0.63886 | 0.63886 | 0.19973 | 0.63226 | 0.28126 | 0.24808 | 0.24358 | 0.55065 | 0.49283 | 0.24905 | 0.2457 | 0.15788 | 0.41549 | 0.33492 | 0.1512 | 0.1873 | 0.28476 | 0.48444 | 0.32042 | 0.56491 | 0.32483 | 0.28052 | 0.24784 | 0.40258 | 0.44794 | 0.33654 | 0.33806 | 0.27968 | 0.373 | 0.34838 | 0.19065 | 0.24939 | 0.3403 | 0.25705 | 0
Dec | 12 | 4 | Weekday | Tuesday | 0.64422 | 0.74735 | 0.70873 | 0.495 | 1 | 0.495 | 0.495 | 0.15354 | 0.495 | 0.64422 | 0.64422 | 0.20472 | 0.68409 | 0.31024 | 0.26067 | 0.25056 | 0.59993 | 0.58778 | 0.25764 | 0.25638 | 0.16031 | 0.43428 | 0.33503 | 0.15354 | 0.19065 | 0.33254 | 0.44511 | 0.32848 | 0.62667 | 0.34519 | 0.29336 | 0.25451 | 0.45531 | 0.54264 | 0.341 | 0.35121 | 0.28339 | 0.39293 | 0.34885 | 0.19122 | 0.24986 | 0.39617 | 0.24981 | 0
Dec | 12 | 5 | Weekday | Tuesday | 0.62578 | 0.7695 | 0.74973 | 0.56716 | 1 | 0.56716 | 0.56716 | 0.15558 | 0.56716 | 0.62578 | 0.62578 | 0.6218 | 0.75299 | 0.41597 | 0.30161 | 0.26341 | 0.70791 | 0.74556 | 0.25841 | 0.67168 | 0.16229 | 0.51291 | 0.35147 | 0.15558 | 0.19381 | 0.33245 | 0.49599 | 0.49462 | 0.62736 | 0.43657 | 0.3402 | 0.2676 | 0.56827 | 0.66136 | 0.34136 | 0.49229 | 0.28641 | 0.47078 | 0.36865 | 0.19175 | 0.2503 | 0.3955 | 0.25854 | 0
Dec | 12 | 6 | Weekday | Tuesday | 0.64218 | 0.81242 | 0.8075 | 0.64044 | 0.82686 | 0.64044 | 0.64044 | 0.96444 | 0.64044 | 0.64218 | 0.64218 | 0.85204 | 0.84411 | 0.70664 | 0.59363 | 0.97909 | 0.87053 | 0.89353 | 0.85029 | 1 | 0.92316 | 0.77366 | 0.78429 | 0.96444 | 1 | 0.81298 | 0.6418 | 0.8384 | 0.79217 | 0.76106 | 0.41645 | 1 | 0.69853 | 0.85405 | 0.39001 | 0.9994 | 0.43788 | 0.76461 | 0.51183 | 0.39428 | 0.37862 | 0.57307 | 0.34345 | 0
Dec | 12 | 7 | Weekday | Tuesday | 0.65512 | 0.82594 | 0.84408 | 0.66744 | 0.0044583 | 0.66744 | 0.66744 | 0.80825 | 0.66744 | 0.65512 | 0.65512 | 0.93969 | 0.90657 | 0.96486 | 0.67115 | 0.8934 | 0.83189 | 0.96917 | 0.93695 | 0.93312 | 0.99572 | 0.88721 | 0.73888 | 0.80825 | 0.80487 | 0.76007 | 0.728 | 0.91548 | 0.87116 | 0.94299 | 0.48397 | 0.85374 | 0.64998 | 0.9442 | 0.71077 | 0.91326 | 0.78703 | 0.89116 | 0.43808 | 0.38357 | 0.31378 | 0.5494 | 0.49766 | 0
Dec | 12 | 8 | Weekday | Tuesday | 0.68369 | 0.85419 | 0.85706 | 0.70741 | 0.0044583 | 0.70741 | 0.70741 | 0.87883 | 0.70741 | 0.68369 | 0.68369 | 0.94861 | 0.93424 | 0.83021 | 1 | 1 | 0.79756 | 0.96691 | 1 | 0.79527 | 1 | 0.81123 | 0.95384 | 0.87883 | 0.85575 | 0.93595 | 0.88064 | 0.90794 | 0.90882 | 0.80153 | 0.9882 | 0.96913 | 0.61729 | 0.94931 | 0.96396 | 0.72882 | 0.98454 | 0.78667 | 0.8397 | 0.57473 | 0.50224 | 0.82156 | 0.73351 | 0
Dec | 12 | 9 | Weekday | Tuesday | 0.77554 | 0.87751 | 0.85501 | 0.70665 | 0.0044583 | 0.70665 | 0.70665 | 0.97866 | 0.70665 | 0.77554 | 0.77554 | 0.80519 | 0.96335 | 0.72152 | 0.93424 | 0.88403 | 0.7114 | 1 | 0.95716 | 0.77965 | 0.96022 | 0.76564 | 0.90451 | 0.97866 | 0.94077 | 0.96507 | 0.96371 | 0.74507 | 0.94536 | 0.72094 | 0.95229 | 0.85801 | 0.54461 | 1 | 0.9636 | 0.72934 | 0.9843 | 0.75094 | 0.83974 | 0.82789 | 0.76299 | 0.90849 | 0.88575 | 0
Dec | 12 | 10 | Weekday | Tuesday | 0.82843 | 0.89431 | 0.85147 | 0.70737 | 0.0044583 | 0.70737 | 0.70737 | 0.96568 | 0.70737 | 0.82843 | 0.82843 | 0.95166 | 0.9785 | 0.59251 | 0.87411 | 0.8472 | 0.62705 | 0.98662 | 0.95107 | 0.8692 | 0.93658 | 0.59559 | 0.88351 | 0.96568 | 0.91797 | 0.92234 | 0.9282 | 0.90831 | 0.96565 | 0.57531 | 0.90492 | 0.82711 | 0.46951 | 0.99223 | 0.98674 | 0.90637 | 0.99745 | 0.56536 | 0.83987 | 0.87144 | 0.80971 | 0.87889 | 0.88546 | 0
Dec | 12 | 11 | Weekday | Tuesday | 0.85808 | 0.90488 | 0.84605 | 0.69711 | 0.0044583 | 0.69711 | 0.69711 | 0.91431 | 0.69711 | 0.85808 | 0.85808 | 0.92769 | 0.99035 | 0.55242 | 0.85925 | 0.82542 | 0.59453 | 0.97639 | 0.91965 | 0.86559 | 0.89835 | 0.58394 | 0.86837 | 0.91431 | 0.85712 | 1 | 0.90115 | 0.92477 | 0.98159 | 0.56788 | 0.90535 | 0.81025 | 0.47128 | 0.98542 | 0.99206 | 0.94704 | 1 | 0.56231 | 0.84062 | 0.87002 | 0.80971 | 1 | 0.88554 | 0
Dec | 12 | 12 | Weekday | Tuesday | 0.83786 | 0.89984 | 0.83643 | 0.69511 | 0.0044583 | 0.69511 | 0.69511 | 0.88863 | 0.69511 | 0.83786 | 0.83786 | 0.87855 | 0.96879 | 0.54356 | 0.82102 | 0.83948 | 0.5695 | 0.92962 | 0.9097 | 0.81345 | 0.88054 | 0.5786 | 0.84548 | 0.88863 | 0.827 | 0.93135 | 0.81677 | 0.90961 | 0.96263 | 0.56339 | 0.86142 | 0.8283 | 0.46276 | 0.93588 | 0.98887 | 0.91477 | 0.99964 | 0.56055 | 0.80302 | 0.86961 | 0.80971 | 0.92799 | 0.80249 | 0
Dec | 12 | 13 | Weekday | Tuesday | 0.80519 | 0.89627 | 0.83578 | 0.68232 | 0.0044583 | 0.68232 | 0.68232 | 0.87124 | 0.68232 | 0.80519 | 0.80519 | 0.75327 | 0.99645 | 0.52507 | 0.85205 | 0.80308 | 0.55128 | 0.94983 | 0.90658 | 0.80207 | 0.87442 | 0.57295 | 0.85779 | 0.87124 | 0.80754 | 0.91551 | 0.87607 | 0.74585 | 0.993 | 0.53424 | 0.91335 | 0.7939 | 0.45525 | 0.96444 | 0.96739 | 0.90782 | 0.99131 | 0.56032 | 0.8417 | 0.87006 | 0.80971 | 0.91689 | 0.88526 | 0
Dec | 12 | 14 | Weekday | Tuesday | 0.78839 | 0.89646 | 0.82845 | 0.68427 | 0.0044583 | 0.68427 | 0.68427 | 0.86185 | 0.68427 | 0.78839 | 0.78839 | 0.74071 | 0.99357 | 0.52324 | 0.84469 | 0.76743 | 0.54046 | 0.9464 | 0.89982 | 0.6947 | 0.87095 | 0.57057 | 0.84881 | 0.86185 | 0.79909 | 0.90099 | 0.87538 | 0.74579 | 0.99239 | 0.52613 | 0.91268 | 0.75994 | 0.45131 | 0.9621 | 0.96695 | 0.73069 | 0.99123 | 0.55821 | 0.84109 | 0.87033 | 0.80971 | 0.90149 | 0.88516 | 0
Dec | 12 | 15 | Weekday | Tuesday | 0.78572 | 0.89956 | 0.81962 | 0.73561 | 1 | 0.73561 | 0.73561 | 0.8573 | 0.73561 | 0.78572 | 0.78572 | 0.79075 | 0.9901 | 0.51253 | 0.84176 | 0.76342 | 0.57192 | 0.89856 | 0.89605 | 0.71202 | 0.84629 | 0.57019 | 0.84558 | 0.8573 | 0.79672 | 0.88846 | 0.88473 | 0.74543 | 0.98957 | 0.50552 | 0.90829 | 0.75616 | 0.4849 | 0.92223 | 0.95328 | 0.72995 | 0.96932 | 0.55207 | 0.84028 | 0.87075 | 0.80971 | 0.88742 | 0.88551 | 0
Dec | 12 | 16 | Weekday | Tuesday | 0.81338 | 0.93586 | 0.81974 | 0.87423 | 1 | 0.87423 | 0.87423 | 0.96643 | 0.87423 | 0.81338 | 0.81338 | 1 | 1 | 0.55273 | 0.93023 | 0.88114 | 0.83023 | 0.9497 | 0.90975 | 0.78472 | 0.82891 | 0.62668 | 1 | 0.96643 | 0.95354 | 0.93706 | 1 | 0.99933 | 1 | 0.59934 | 1 | 0.87493 | 0.80067 | 0.97893 | 1 | 0.81646 | 0.99483 | 0.66714 | 1 | 0.99336 | 0.99245 | 0.94023 | 1 | 0
Dec | 12 | 17 | Weekday | Tuesday | 0.81083 | 0.92652 | 0.8079 | 0.99867 | 1 | 0.99867 | 0.99867 | 1 | 0.99867 | 0.81083 | 0.81083 | 0.99962 | 0.98831 | 0.66169 | 0.8545 | 0.85834 | 0.95324 | 0.94416 | 0.76004 | 0.90496 | 0.77985 | 0.72751 | 0.78144 | 1 | 0.99552 | 0.94167 | 0.49703 | 0.99935 | 0.98903 | 0.71387 | 0.89892 | 0.85143 | 0.949 | 0.97183 | 0.75429 | 0.99354 | 0.82201 | 0.77604 | 0.70293 | 1 | 1 | 0.93383 | 0.41392 | 0
Dec | 12 | 18 | Weekday | Tuesday | 0.7822 | 0.90342 | 0.78867 | 0.99986 | 1 | 0.99986 | 0.99986 | 0.8758 | 0.99986 | 0.7822 | 0.7822 | 0.99981 | 0.80198 | 0.86724 | 0.71604 | 0.71493 | 1 | 0.63285 | 0.78466 | 0.91895 | 0.79913 | 0.81896 | 0.7134 | 0.8758 | 0.87934 | 0.95132 | 0.34892 | 0.99945 | 0.78629 | 0.89865 | 0.71381 | 0.69958 | 1 | 0.6325 | 0.75453 | 0.99352 | 0.8222 | 0.85016 | 0.58906 | 0.79111 | 0.78581 | 0.9306 | 0.23639 | 0
Dec | 12 | 19 | Weekday | Tuesday | 0.76173 | 0.89145 | 0.77358 | 0.96118 | 1 | 0.96118 | 0.96118 | 0.87936 | 0.96118 | 0.76173 | 0.76173 | 0.86307 | 0.79367 | 0.83853 | 0.70585 | 0.72074 | 0.98389 | 0.63869 | 0.80495 | 0.93388 | 0.80617 | 0.83399 | 0.72622 | 0.87936 | 0.88913 | 0.9017 | 0.42151 | 0.83781 | 0.77489 | 0.91759 | 0.68999 | 0.7027 | 0.97653 | 0.63384 | 0.75555 | 0.99629 | 0.82291 | 0.87528 | 0.58906 | 0.75595 | 0.74993 | 0.85448 | 0.24913 | 0
Dec | 12 | 20 | Weekday | Tuesday | 0.75239 | 0.86151 | 0.75884 | 0.88667 | 1 | 0.88667 | 0.88667 | 0.85228 | 0.88667 | 0.75239 | 0.75239 | 0.85727 | 0.71019 | 0.89036 | 0.60358 | 0.69003 | 0.9753 | 0.58133 | 0.8153 | 0.81446 | 0.81647 | 0.91657 | 0.70235 | 0.85228 | 0.8668 | 0.83371 | 0.37832 | 0.83743 | 0.67248 | 1 | 0.55115 | 0.66795 | 0.96644 | 0.54998 | 0.75568 | 0.81873 | 0.823 | 0.96671 | 0.55111 | 0.69861 | 0.69253 | 0.75857 | 0.24139 | 0
Dec | 12 | 21 | Weekday | Tuesday | 0.71221 | 0.81499 | 0.73996 | 0.81855 | 1 | 0.81855 | 0.81855 | 0.34518 | 0.81855 | 0.71221 | 0.71221 | 0.85842 | 0.68269 | 0.93484 | 0.59187 | 0.70609 | 0.86042 | 0.48719 | 0.24769 | 0.82526 | 0.15086 | 0.88799 | 0.71095 | 0.34518 | 0.37686 | 0.64148 | 0.44835 | 0.83611 | 0.64057 | 0.97318 | 0.52821 | 0.68286 | 0.83039 | 0.4597 | 0.33341 | 0.81678 | 0.2707 | 0.91248 | 0.55111 | 0.34176 | 0.38416 | 0.54364 | 0.25371 | 0
Dec | 12 | 22 | Weekday | Tuesday | 0.69636 | 0.79506 | 0.71964 | 0.71298 | 1 | 0.71298 | 0.71298 | 0.14232 | 0.71298 | 0.69636 | 0.69636 | 0.83536 | 0.64055 | 0.75352 | 0.29173 | 0.23518 | 0.73835 | 0.39477 | 0.24547 | 0.83527 | 0.14998 | 0.65985 | 0.34724 | 0.14232 | 0.18115 | 0.25631 | 0.39788 | 0.83462 | 0.58854 | 0.75691 | 0.33745 | 0.23937 | 0.65925 | 0.36563 | 0.33315 | 0.8146 | 0.27115 | 0.65174 | 0.3633 | 0.18847 | 0.24853 | 0.32072 | 0.24435 | 0
Dec | 12 | 23 | Weekday | Tuesday | 0.65882 | 0.80621 | 0.70276 | 0.60639 | 1 | 0.60639 | 0.60639 | 0.14389 | 0.60639 | 0.65882 | 0.65882 | 0.80028 | 0.64608 | 0.54606 | 0.24735 | 0.22602 | 0.61425 | 0.47126 | 0.2503 | 0.86584 | 0.15436 | 0.48008 | 0.32468 | 0.14389 | 0.18231 | 0.37418 | 0.452 | 0.85218 | 0.58814 | 0.53048 | 0.28216 | 0.23012 | 0.51358 | 0.42797 | 0.33888 | 0.85711 | 0.27733 | 0.45117 | 0.34055 | 0.19028 | 0.24996 | 0.46884 | 0.25284 | 0
Dec | 13 | 24 | Weekday | Wednesday | 0.64349 | 0.78892 | 0.69797 | 0.53855 | 1 | 0.53855 | 0.53855 | 0.1441 | 0.53855 | 0.64349 | 0.64349 | 0.59955 | 0.63725 | 0.35036 | 0.24561 | 0.23575 | 0.54384 | 0.41069 | 0.2472 | 0.6463 | 0.15565 | 0.43074 | 0.33441 | 0.1441 | 0.18186 | 0.28422 | 0.41882 | 0.48748 | 0.57604 | 0.38955 | 0.27982 | 0.23968 | 0.42399 | 0.38182 | 0.33473 | 0.48628 | 0.27704 | 0.39756 | 0.34879 | 0.18897 | 0.24863 | 0.35292 | 0.24655 | 0
Dec | 13 | 1 | Weekday | Wednesday | 0.63727 | 0.75533 | 0.69142 | 0.50681 | 1 | 0.50681 | 0.50681 | 0.14639 | 0.50681 | 0.63727 | 0.63727 | 0.19968 | 0.63719 | 0.3065 | 0.24615 | 0.23538 | 0.54219 | 0.48503 | 0.24859 | 0.24494 | 0.15517 | 0.42145 | 0.33473 | 0.14639 | 0.18319 | 0.27077 | 0.46959 | 0.31966 | 0.57445 | 0.35581 | 0.27985 | 0.23959 | 0.41107 | 0.44204 | 0.33535 | 0.33674 | 0.27737 | 0.38607 | 0.34838 | 0.18954 | 0.24881 | 0.33102 | 0.25515 | 0
Dec | 13 | 2 | Weekday | Wednesday | 0.63823 | 0.74378 | 0.68917 | 0.49288 | 1 | 0.49288 | 0.49288 | 0.1487 | 0.49288 | 0.63823 | 0.63823 | 0.19958 | 0.63593 | 0.28433 | 0.24683 | 0.24271 | 0.54365 | 0.4213 | 0.25047 | 0.24617 | 0.15678 | 0.41199 | 0.33174 | 0.1487 | 0.18421 | 0.2733 | 0.43238 | 0.32017 | 0.57123 | 0.32694 | 0.28013 | 0.24663 | 0.40504 | 0.39194 | 0.33606 | 0.33762 | 0.27922 | 0.36929 | 0.34885 | 0.1901 | 0.24896 | 0.33198 | 0.24833 | 0
Dec | 13 | 3 | Weekday | Wednesday | 0.63886 | 0.74543 | 0.69237 | 0.48577 | 1 | 0.48577 | 0.48577 | 0.1512 | 0.48577 | 0.63886 | 0.63886 | 0.19973 | 0.63226 | 0.28126 | 0.24808 | 0.24358 | 0.55065 | 0.49283 | 0.24905 | 0.2457 | 0.15788 | 0.41549 | 0.33492 | 0.1512 | 0.1873 | 0.28476 | 0.48444 | 0.32042 | 0.56491 | 0.32483 | 0.28052 | 0.24784 | 0.40258 | 0.44794 | 0.33654 | 0.33806 | 0.27968 | 0.373 | 0.34838 | 0.19065 | 0.24939 | 0.3403 | 0.25705 | 0
Dec | 13 | 4 | Weekday | Wednesday | 0.64422 | 0.74735 | 0.70873 | 0.495 | 1 | 0.495 | 0.495 | 0.15354 | 0.495 | 0.64422 | 0.64422 | 0.20472 | 0.68409 | 0.31024 | 0.26067 | 0.25056 | 0.59993 | 0.58778 | 0.25764 | 0.25638 | 0.16031 | 0.43428 | 0.33503 | 0.15354 | 0.19065 | 0.33254 | 0.44511 | 0.32848 | 0.62667 | 0.34519 | 0.29336 | 0.25451 | 0.45531 | 0.54264 | 0.341 | 0.35121 | 0.28339 | 0.39293 | 0.34885 | 0.19122 | 0.24986 | 0.39617 | 0.24981 | 0
Dec | 13 | 5 | Weekday | Wednesday | 0.62578 | 0.7695 | 0.74973 | 0.56716 | 1 | 0.56716 | 0.56716 | 0.15558 | 0.56716 | 0.62578 | 0.62578 | 0.6218 | 0.75299 | 0.41597 | 0.30161 | 0.26341 | 0.70791 | 0.74556 | 0.25841 | 0.67168 | 0.16229 | 0.51291 | 0.35147 | 0.15558 | 0.19381 | 0.33245 | 0.49599 | 0.49462 | 0.62736 | 0.43657 | 0.3402 | 0.2676 | 0.56827 | 0.66136 | 0.34136 | 0.49229 | 0.28641 | 0.47078 | 0.36865 | 0.19175 | 0.2503 | 0.3955 | 0.25854 | 0
Dec | 13 | 6 | Weekday | Wednesday | 0.64218 | 0.81242 | 0.8075 | 0.64044 | 0.82686 | 0.64044 | 0.64044 | 0.96444 | 0.64044 | 0.64218 | 0.64218 | 0.85204 | 0.84411 | 0.70664 | 0.59363 | 0.97909 | 0.87053 | 0.89353 | 0.85029 | 1 | 0.92316 | 0.77366 | 0.78429 | 0.96444 | 1 | 0.81298 | 0.6418 | 0.8384 | 0.79217 | 0.76106 | 0.41645 | 1 | 0.69853 | 0.85405 | 0.39001 | 0.9994 | 0.43788 | 0.76461 | 0.51183 | 0.39428 | 0.37862 | 0.57307 | 0.34345 | 0
Dec | 13 | 7 | Weekday | Wednesday | 0.65512 | 0.82594 | 0.84408 | 0.66744 | 0.0044583 | 0.66744 | 0.66744 | 0.80825 | 0.66744 | 0.65512 | 0.65512 | 0.93969 | 0.90657 | 0.96486 | 0.67115 | 0.8934 | 0.83189 | 0.96917 | 0.93695 | 0.93312 | 0.99572 | 0.88721 | 0.73888 | 0.80825 | 0.80487 | 0.76007 | 0.728 | 0.91548 | 0.87116 | 0.94299 | 0.48397 | 0.85374 | 0.64998 | 0.9442 | 0.71077 | 0.91326 | 0.78703 | 0.89116 | 0.43808 | 0.38357 | 0.31378 | 0.5494 | 0.49766 | 0
Dec | 13 | 8 | Weekday | Wednesday | 0.68369 | 0.85419 | 0.85706 | 0.70741 | 0.0044583 | 0.70741 | 0.70741 | 0.87883 | 0.70741 | 0.68369 | 0.68369 | 0.94861 | 0.93424 | 0.83021 | 1 | 1 | 0.79756 | 0.96691 | 1 | 0.79527 | 1 | 0.81123 | 0.95384 | 0.87883 | 0.85575 | 0.93595 | 0.88064 | 0.90794 | 0.90882 | 0.80153 | 0.9882 | 0.96913 | 0.61729 | 0.94931 | 0.96396 | 0.72882 | 0.98454 | 0.78667 | 0.8397 | 0.57473 | 0.50224 | 0.82156 | 0.73351 | 0
Dec | 13 | 9 | Weekday | Wednesday | 0.77554 | 0.87751 | 0.85501 | 0.70665 | 0.0044583 | 0.70665 | 0.70665 | 0.97866 | 0.70665 | 0.77554 | 0.77554 | 0.80519 | 0.96335 | 0.72152 | 0.93424 | 0.88403 | 0.7114 | 1 | 0.95716 | 0.77965 | 0.96022 | 0.76564 | 0.90451 | 0.97866 | 0.94077 | 0.96507 | 0.96371 | 0.74507 | 0.94536 | 0.72094 | 0.95229 | 0.85801 | 0.54461 | 1 | 0.9636 | 0.72934 | 0.9843 | 0.75094 | 0.83974 | 0.82789 | 0.76299 | 0.90849 | 0.88575 | 0
Dec | 13 | 10 | Weekday | Wednesday | 0.82843 | 0.89431 | 0.85147 | 0.70737 | 0.0044583 | 0.70737 | 0.70737 | 0.96568 | 0.70737 | 0.82843 | 0.82843 | 0.95166 | 0.9785 | 0.59251 | 0.87411 | 0.8472 | 0.62705 | 0.98662 | 0.95107 | 0.8692 | 0.93658 | 0.59559 | 0.88351 | 0.96568 | 0.91797 | 0.92234 | 0.9282 | 0.90831 | 0.96565 | 0.57531 | 0.90492 | 0.82711 | 0.46951 | 0.99223 | 0.98674 | 0.90637 | 0.99745 | 0.56536 | 0.83987 | 0.87144 | 0.80971 | 0.87889 | 0.88546 | 0
Dec | 13 | 11 | Weekday | Wednesday | 0.85808 | 0.90488 | 0.84605 | 0.69711 | 0.0044583 | 0.69711 | 0.69711 | 0.91431 | 0.69711 | 0.85808 | 0.85808 | 0.92769 | 0.99035 | 0.55242 | 0.85925 | 0.82542 | 0.59453 | 0.97639 | 0.91965 | 0.86559 | 0.89835 | 0.58394 | 0.86837 | 0.91431 | 0.85712 | 1 | 0.90115 | 0.92477 | 0.98159 | 0.56788 | 0.90535 | 0.81025 | 0.47128 | 0.98542 | 0.99206 | 0.94704 | 1 | 0.56231 | 0.84062 | 0.87002 | 0.80971 | 1 | 0.88554 | 0
Dec | 13 | 12 | Weekday | Wednesday | 0.83786 | 0.89984 | 0.83643 | 0.69511 | 0.0044583 | 0.69511 | 0.69511 | 0.88863 | 0.69511 | 0.83786 | 0.83786 | 0.87855 | 0.96879 | 0.54356 | 0.82102 | 0.83948 | 0.5695 | 0.92962 | 0.9097 | 0.81345 | 0.88054 | 0.5786 | 0.84548 | 0.88863 | 0.827 | 0.93135 | 0.81677 | 0.90961 | 0.96263 | 0.56339 | 0.86142 | 0.8283 | 0.46276 | 0.93588 | 0.98887 | 0.91477 | 0.99964 | 0.56055 | 0.80302 | 0.86961 | 0.80971 | 0.92799 | 0.80249 | 0
Dec | 13 | 13 | Weekday | Wednesday | 0.80519 | 0.89627 | 0.83578 | 0.68232 | 0.0044583 | 0.68232 | 0.68232 | 0.87124 | 0.68232 | 0.80519 | 0.80519 | 0.75327 | 0.99645 | 0.52507 | 0.85205 | 0.80308 | 0.55128 | 0.94983 | 0.90658 | 0.80207 | 0.87442 | 0.57295 | 0.85779 | 0.87124 | 0.80754 | 0.91551 | 0.87607 | 0.74585 | 0.993 | 0.53424 | 0.91335 | 0.7939 | 0.45525 | 0.96444 | 0.96739 | 0.90782 | 0.99131 | 0.56032 | 0.8417 | 0.87006 | 0.80971 | 0.91689 | 0.88526 | 0
Dec | 13 | 14 | Weekday | Wednesday | 0.78839 | 0.89646 | 0.82845 | 0.68427 | 0.0044583 | 0.68427 | 0.68427 | 0.86185 | 0.68427 | 0.78839 | 0.78839 | 0.74071 | 0.99357 | 0.52324 | 0.84469 | 0.76743 | 0.54046 | 0.9464 | 0.89982 | 0.6947 | 0.87095 | 0.57057 | 0.84881 | 0.86185 | 0.79909 | 0.90099 | 0.87538 | 0.74579 | 0.99239 | 0.52613 | 0.91268 | 0.75994 | 0.45131 | 0.9621 | 0.96695 | 0.73069 | 0.99123 | 0.55821 | 0.84109 | 0.87033 | 0.80971 | 0.90149 | 0.88516 | 0
Dec | 13 | 15 | Weekday | Wednesday | 0.78572 | 0.89956 | 0.81962 | 0.73561 | 1 | 0.73561 | 0.73561 | 0.8573 | 0.73561 | 0.78572 | 0.78572 | 0.79075 | 0.9901 | 0.51253 | 0.84176 | 0.76342 | 0.57192 | 0.89856 | 0.89605 | 0.71202 | 0.84629 | 0.57019 | 0.84558 | 0.8573 | 0.79672 | 0.88846 | 0.88473 | 0.74543 | 0.98957 | 0.50552 | 0.90829 | 0.75616 | 0.4849 | 0.92223 | 0.95328 | 0.72995 | 0.96932 | 0.55207 | 0.84028 | 0.87075 | 0.80971 | 0.88742 | 0.88551 | 0
Dec | 13 | 16 | Weekday | Wednesday | 0.81338 | 0.93586 | 0.81974 | 0.87423 | 1 | 0.87423 | 0.87423 | 0.96643 | 0.87423 | 0.81338 | 0.81338 | 1 | 1 | 0.55273 | 0.93023 | 0.88114 | 0.83023 | 0.9497 | 0.90975 | 0.78472 | 0.82891 | 0.62668 | 1 | 0.96643 | 0.95354 | 0.93706 | 1 | 0.99933 | 1 | 0.59934 | 1 | 0.87493 | 0.80067 | 0.97893 | 1 | 0.81646 | 0.99483 | 0.66714 | 1 | 0.99336 | 0.99245 | 0.94023 | 1 | 0
Dec | 13 | 17 | Weekday | Wednesday | 0.81083 | 0.92652 | 0.8079 | 0.99867 | 1 | 0.99867 | 0.99867 | 1 | 0.99867 | 0.81083 | 0.81083 | 0.99962 | 0.98831 | 0.66169 | 0.8545 | 0.85834 | 0.95324 | 0.94416 | 0.76004 | 0.90496 | 0.77985 | 0.72751 | 0.78144 | 1 | 0.99552 | 0.94167 | 0.49703 | 0.99935 | 0.98903 | 0.71387 | 0.89892 | 0.85143 | 0.949 | 0.97183 | 0.75429 | 0.99354 | 0.82201 | 0.77604 | 0.70293 | 1 | 1 | 0.93383 | 0.41392 | 0
Dec | 13 | 18 | Weekday | Wednesday | 0.7822 | 0.90342 | 0.78867 | 0.99986 | 1 | 0.99986 | 0.99986 | 0.8758 | 0.99986 | 0.7822 | 0.7822 | 0.99981 | 0.80198 | 0.86724 | 0.71604 | 0.71493 | 1 | 0.63285 | 0.78466 | 0.91895 | 0.79913 | 0.81896 | 0.7134 | 0.8758 | 0.87934 | 0.95132 | 0.34892 | 0.99945 | 0.78629 | 0.89865 | 0.71381 | 0.69958 | 1 | 0.6325 | 0.75453 | 0.99352 | 0.8222 | 0.85016 | 0.58906 | 0.79111 | 0.78581 | 0.9306 | 0.23639 | 0
Dec | 13 | 19 | Weekday | Wednesday | 0.76173 | 0.89145 | 0.77358 | 0.96118 | 1 | 0.96118 | 0.96118 | 0.87936 | 0.96118 | 0.76173 | 0.76173 | 0.86307 | 0.79367 | 0.83853 | 0.70585 | 0.72074 | 0.98389 | 0.63869 | 0.80495 | 0.93388 | 0.80617 | 0.83399 | 0.72622 | 0.87936 | 0.88913 | 0.9017 | 0.42151 | 0.83781 | 0.77489 | 0.91759 | 0.68999 | 0.7027 | 0.97653 | 0.63384 | 0.75555 | 0.99629 | 0.82291 | 0.87528 | 0.58906 | 0.75595 | 0.74993 | 0.85448 | 0.24913 | 0
Dec | 13 | 20 | Weekday | Wednesday | 0.75239 | 0.86151 | 0.75884 | 0.88667 | 1 | 0.88667 | 0.88667 | 0.85228 | 0.88667 | 0.75239 | 0.75239 | 0.85727 | 0.71019 | 0.89036 | 0.60358 | 0.69003 | 0.9753 | 0.58133 | 0.8153 | 0.81446 | 0.81647 | 0.91657 | 0.70235 | 0.85228 | 0.8668 | 0.83371 | 0.37832 | 0.83743 | 0.67248 | 1 | 0.55115 | 0.66795 | 0.96644 | 0.54998 | 0.75568 | 0.81873 | 0.823 | 0.96671 | 0.55111 | 0.69861 | 0.69253 | 0.75857 | 0.24139 | 0
Dec | 13 | 21 | Weekday | Wednesday | 0.71221 | 0.81499 | 0.73996 | 0.81855 | 1 | 0.81855 | 0.81855 | 0.34518 | 0.81855 | 0.71221 | 0.71221 | 0.85842 | 0.68269 | 0.93484 | 0.59187 | 0.70609 | 0.86042 | 0.48719 | 0.24769 | 0.82526 | 0.15086 | 0.88799 | 0.71095 | 0.34518 | 0.37686 | 0.64148 | 0.44835 | 0.83611 | 0.64057 | 0.97318 | 0.52821 | 0.68286 | 0.83039 | 0.4597 | 0.33341 | 0.81678 | 0.2707 | 0.91248 | 0.55111 | 0.34176 | 0.38416 | 0.54364 | 0.25371 | 0
Dec | 13 | 22 | Weekday | Wednesday | 0.69636 | 0.79506 | 0.71964 | 0.71298 | 1 | 0.71298 | 0.71298 | 0.14232 | 0.71298 | 0.69636 | 0.69636 | 0.83536 | 0.64055 | 0.75352 | 0.29173 | 0.23518 | 0.73835 | 0.39477 | 0.24547 | 0.83527 | 0.14998 | 0.65985 | 0.34724 | 0.14232 | 0.18115 | 0.25631 | 0.39788 | 0.83462 | 0.58854 | 0.75691 | 0.33745 | 0.23937 | 0.65925 | 0.36563 | 0.33315 | 0.8146 | 0.27115 | 0.65174 | 0.3633 | 0.18847 | 0.24853 | 0.32072 | 0.24435 | 0
Dec | 13 | 23 | Weekday | Wednesday | 0.65882 | 0.80621 | 0.70276 | 0.60639 | 1 | 0.60639 | 0.60639 | 0.14389 | 0.60639 | 0.65882 | 0.65882 | 0.80028 | 0.64608 | 0.54606 | 0.24735 | 0.22602 | 0.61425 | 0.47126 | 0.2503 | 0.86584 | 0.15436 | 0.48008 | 0.32468 | 0.14389 | 0.18231 | 0.37418 | 0.452 | 0.85218 | 0.58814 | 0.53048 | 0.28216 | 0.23012 | 0.51358 | 0.42797 | 0.33888 | 0.85711 | 0.27733 | 0.45117 | 0.34055 | 0.19028 | 0.24996 | 0.46884 | 0.25284 | 0
Dec | 14 | 24 | Weekday | Thursday | 0.64349 | 0.78892 | 0.69797 | 0.53855 | 1 | 0.53855 | 0.53855 | 0.1441 | 0.53855 | 0.64349 | 0.64349 | 0.59955 | 0.63725 | 0.35036 | 0.24561 | 0.23575 | 0.54384 | 0.41069 | 0.2472 | 0.6463 | 0.15565 | 0.43074 | 0.33441 | 0.1441 | 0.18186 | 0.28422 | 0.41882 | 0.48748 | 0.57604 | 0.38955 | 0.27982 | 0.23968 | 0.42399 | 0.38182 | 0.33473 | 0.48628 | 0.27704 | 0.39756 | 0.34879 | 0.18897 | 0.24863 | 0.35292 | 0.24655 | 0
Dec | 14 | 1 | Weekday | Thursday | 0.63727 | 0.75533 | 0.69142 | 0.50681 | 1 | 0.50681 | 0.50681 | 0.14639 | 0.50681 | 0.63727 | 0.63727 | 0.19968 | 0.63719 | 0.3065 | 0.24615 | 0.23538 | 0.54219 | 0.48503 | 0.24859 | 0.24494 | 0.15517 | 0.42145 | 0.33473 | 0.14639 | 0.18319 | 0.27077 | 0.46959 | 0.31966 | 0.57445 | 0.35581 | 0.27985 | 0.23959 | 0.41107 | 0.44204 | 0.33535 | 0.33674 | 0.27737 | 0.38607 | 0.34838 | 0.18954 | 0.24881 | 0.33102 | 0.25515 | 0
Dec | 14 | 2 | Weekday | Thursday | 0.63823 | 0.74378 | 0.68917 | 0.49288 | 1 | 0.49288 | 0.49288 | 0.1487 | 0.49288 | 0.63823 | 0.63823 | 0.19958 | 0.63593 | 0.28433 | 0.24683 | 0.24271 | 0.54365 | 0.4213 | 0.25047 | 0.24617 | 0.15678 | 0.41199 | 0.33174 | 0.1487 | 0.18421 | 0.2733 | 0.43238 | 0.32017 | 0.57123 | 0.32694 | 0.28013 | 0.24663 | 0.40504 | 0.39194 | 0.33606 | 0.33762 | 0.27922 | 0.36929 | 0.34885 | 0.1901 | 0.24896 | 0.33198 | 0.24833 | 0
Dec | 14 | 3 | Weekday | Thursday | 0.63886 | 0.74543 | 0.69237 | 0.48577 | 1 | 0.48577 | 0.48577 | 0.1512 | 0.48577 | 0.63886 | 0.63886 | 0.19973 | 0.63226 | 0.28126 | 0.24808 | 0.24358 | 0.55065 | 0.49283 | 0.24905 | 0.2457 | 0.15788 | 0.41549 | 0.33492 | 0.1512 | 0.1873 | 0.28476 | 0.48444 | 0.32042 | 0.56491 | 0.32483 | 0.28052 | 0.24784 | 0.40258 | 0.44794 | 0.33654 | 0.33806 | 0.27968 | 0.373 | 0.34838 | 0.19065 | 0.24939 | 0.3403 | 0.25705 | 0
Dec | 14 | 4 | Weekday | Thursday | 0.64422 | 0.74735 | 0.70873 | 0.495 | 1 | 0.495 | 0.495 | 0.15354 | 0.495 | 0.64422 | 0.64422 | 0.20472 | 0.68409 | 0.31024 | 0.26067 | 0.25056 | 0.59993 | 0.58778 | 0.25764 | 0.25638 | 0.16031 | 0.43428 | 0.33503 | 0.15354 | 0.19065 | 0.33254 | 0.44511 | 0.32848 | 0.62667 | 0.34519 | 0.29336 | 0.25451 | 0.45531 | 0.54264 | 0.341 | 0.35121 | 0.28339 | 0.39293 | 0.34885 | 0.19122 | 0.24986 | 0.39617 | 0.24981 | 0
Dec | 14 | 5 | Weekday | Thursday | 0.62578 | 0.7695 | 0.74973 | 0.56716 | 1 | 0.56716 | 0.56716 | 0.15558 | 0.56716 | 0.62578 | 0.62578 | 0.6218 | 0.75299 | 0.41597 | 0.30161 | 0.26341 | 0.70791 | 0.74556 | 0.25841 | 0.67168 | 0.16229 | 0.51291 | 0.35147 | 0.15558 | 0.19381 | 0.33245 | 0.49599 | 0.49462 | 0.62736 | 0.43657 | 0.3402 | 0.2676 | 0.56827 | 0.66136 | 0.34136 | 0.49229 | 0.28641 | 0.47078 | 0.36865 | 0.19175 | 0.2503 | 0.3955 | 0.25854 | 0
Dec | 14 | 6 | Weekday | Thursday | 0.64218 | 0.81242 | 0.8075 | 0.64044 | 0.82686 | 0.64044 | 0.64044 | 0.96444 | 0.64044 | 0.64218 | 0.64218 | 0.85204 | 0.84411 | 0.70664 | 0.59363 | 0.97909 | 0.87053 | 0.89353 | 0.85029 | 1 | 0.92316 | 0.77366 | 0.78429 | 0.96444 | 1 | 0.81298 | 0.6418 | 0.8384 | 0.79217 | 0.76106 | 0.41645 | 1 | 0.69853 | 0.85405 | 0.39001 | 0.9994 | 0.43788 | 0.76461 | 0.51183 | 0.39428 | 0.37862 | 0.57307 | 0.34345 | 0
Dec | 14 | 7 | Weekday | Thursday | 0.65512 | 0.82594 | 0.84408 | 0.66744 | 0.0044583 | 0.66744 | 0.66744 | 0.80825 | 0.66744 | 0.65512 | 0.65512 | 0.93969 | 0.90657 | 0.96486 | 0.67115 | 0.8934 | 0.83189 | 0.96917 | 0.93695 | 0.93312 | 0.99572 | 0.88721 | 0.73888 | 0.80825 | 0.80487 | 0.76007 | 0.728 | 0.91548 | 0.87116 | 0.94299 | 0.48397 | 0.85374 | 0.64998 | 0.9442 | 0.71077 | 0.91326 | 0.78703 | 0.89116 | 0.43808 | 0.38357 | 0.31378 | 0.5494 | 0.49766 | 0
Dec | 14 | 8 | Weekday | Thursday | 0.68369 | 0.85419 | 0.85706 | 0.70741 | 0.0044583 | 0.70741 | 0.70741 | 0.87883 | 0.70741 | 0.68369 | 0.68369 | 0.94861 | 0.93424 | 0.83021 | 1 | 1 | 0.79756 | 0.96691 | 1 | 0.79527 | 1 | 0.81123 | 0.95384 | 0.87883 | 0.85575 | 0.93595 | 0.88064 | 0.90794 | 0.90882 | 0.80153 | 0.9882 | 0.96913 | 0.61729 | 0.94931 | 0.96396 | 0.72882 | 0.98454 | 0.78667 | 0.8397 | 0.57473 | 0.50224 | 0.82156 | 0.73351 | 0
Dec | 14 | 9 | Weekday | Thursday | 0.77554 | 0.87751 | 0.85501 | 0.70665 | 0.0044583 | 0.70665 | 0.70665 | 0.97866 | 0.70665 | 0.77554 | 0.77554 | 0.80519 | 0.96335 | 0.72152 | 0.93424 | 0.88403 | 0.7114 | 1 | 0.95716 | 0.77965 | 0.96022 | 0.76564 | 0.90451 | 0.97866 | 0.94077 | 0.96507 | 0.96371 | 0.74507 | 0.94536 | 0.72094 | 0.95229 | 0.85801 | 0.54461 | 1 | 0.9636 | 0.72934 | 0.9843 | 0.75094 | 0.83974 | 0.82789 | 0.76299 | 0.90849 | 0.88575 | 0
Dec | 14 | 10 | Weekday | Thursday | 0.82843 | 0.89431 | 0.85147 | 0.70737 | 0.0044583 | 0.70737 | 0.70737 | 0.96568 | 0.70737 | 0.82843 | 0.82843 | 0.95166 | 0.9785 | 0.59251 | 0.87411 | 0.8472 | 0.62705 | 0.98662 | 0.95107 | 0.8692 | 0.93658 | 0.59559 | 0.88351 | 0.96568 | 0.91797 | 0.92234 | 0.9282 | 0.90831 | 0.96565 | 0.57531 | 0.90492 | 0.82711 | 0.46951 | 0.99223 | 0.98674 | 0.90637 | 0.99745 | 0.56536 | 0.83987 | 0.87144 | 0.80971 | 0.87889 | 0.88546 | 0
Dec | 14 | 11 | Weekday | Thursday | 0.85808 | 0.90488 | 0.84605 | 0.69711 | 0.0044583 | 0.69711 | 0.69711 | 0.91431 | 0.69711 | 0.85808 | 0.85808 | 0.92769 | 0.99035 | 0.55242 | 0.85925 | 0.82542 | 0.59453 | 0.97639 | 0.91965 | 0.86559 | 0.89835 | 0.58394 | 0.86837 | 0.91431 | 0.85712 | 1 | 0.90115 | 0.92477 | 0.98159 | 0.56788 | 0.90535 | 0.81025 | 0.47128 | 0.98542 | 0.99206 | 0.94704 | 1 | 0.56231 | 0.84062 | 0.87002 | 0.80971 | 1 | 0.88554 | 0
Dec | 14 | 12 | Weekday | Thursday | 0.83786 | 0.89984 | 0.83643 | 0.69511 | 0.0044583 | 0.69511 | 0.69511 | 0.88863 | 0.69511 | 0.83786 | 0.83786 | 0.87855 | 0.96879 | 0.54356 | 0.82102 | 0.83948 | 0.5695 | 0.92962 | 0.9097 | 0.81345 | 0.88054 | 0.5786 | 0.84548 | 0.88863 | 0.827 | 0.93135 | 0.81677 | 0.90961 | 0.96263 | 0.56339 | 0.86142 | 0.8283 | 0.46276 | 0.93588 | 0.98887 | 0.91477 | 0.99964 | 0.56055 | 0.80302 | 0.86961 | 0.80971 | 0.92799 | 0.80249 | 0
Dec | 14 | 13 | Weekday | Thursday | 0.80519 | 0.89627 | 0.83578 | 0.68232 | 0.0044583 | 0.68232 | 0.68232 | 0.87124 | 0.68232 | 0.80519 | 0.80519 | 0.75327 | 0.99645 | 0.52507 | 0.85205 | 0.80308 | 0.55128 | 0.94983 | 0.90658 | 0.80207 | 0.87442 | 0.57295 | 0.85779 | 0.87124 | 0.80754 | 0.91551 | 0.87607 | 0.74585 | 0.993 | 0.53424 | 0.91335 | 0.7939 | 0.45525 | 0.96444 | 0.96739 | 0.90782 | 0.99131 | 0.56032 | 0.8417 | 0.87006 | 0.80971 | 0.91689 | 0.88526 | 0
Dec | 14 | 14 | Weekday | Thursday | 0.78839 | 0.89646 | 0.82845 | 0.68427 | 0.0044583 | 0.68427 | 0.68427 | 0.86185 | 0.68427 | 0.78839 | 0.78839 | 0.74071 | 0.99357 | 0.52324 | 0.84469 | 0.76743 | 0.54046 | 0.9464 | 0.89982 | 0.6947 | 0.87095 | 0.57057 | 0.84881 | 0.86185 | 0.79909 | 0.90099 | 0.87538 | 0.74579 | 0.99239 | 0.52613 | 0.91268 | 0.75994 | 0.45131 | 0.9621 | 0.96695 | 0.73069 | 0.99123 | 0.55821 | 0.84109 | 0.87033 | 0.80971 | 0.90149 | 0.88516 | 0
Dec | 14 | 15 | Weekday | Thursday | 0.78572 | 0.89956 | 0.81962 | 0.73561 | 1 | 0.73561 | 0.73561 | 0.8573 | 0.73561 | 0.78572 | 0.78572 | 0.79075 | 0.9901 | 0.51253 | 0.84176 | 0.76342 | 0.57192 | 0.89856 | 0.89605 | 0.71202 | 0.84629 | 0.57019 | 0.84558 | 0.8573 | 0.79672 | 0.88846 | 0.88473 | 0.74543 | 0.98957 | 0.50552 | 0.90829 | 0.75616 | 0.4849 | 0.92223 | 0.95328 | 0.72995 | 0.96932 | 0.55207 | 0.84028 | 0.87075 | 0.80971 | 0.88742 | 0.88551 | 0
Dec | 14 | 16 | Weekday | Thursday | 0.81338 | 0.93586 | 0.81974 | 0.87423 | 1 | 0.87423 | 0.87423 | 0.96643 | 0.87423 | 0.81338 | 0.81338 | 1 | 1 | 0.55273 | 0.93023 | 0.88114 | 0.83023 | 0.9497 | 0.90975 | 0.78472 | 0.82891 | 0.62668 | 1 | 0.96643 | 0.95354 | 0.93706 | 1 | 0.99933 | 1 | 0.59934 | 1 | 0.87493 | 0.80067 | 0.97893 | 1 | 0.81646 | 0.99483 | 0.66714 | 1 | 0.99336 | 0.99245 | 0.94023 | 1 | 0
Dec | 14 | 17 | Weekday | Thursday | 0.81083 | 0.92652 | 0.8079 | 0.99867 | 1 | 0.99867 | 0.99867 | 1 | 0.99867 | 0.81083 | 0.81083 | 0.99962 | 0.98831 | 0.66169 | 0.8545 | 0.85834 | 0.95324 | 0.94416 | 0.76004 | 0.90496 | 0.77985 | 0.72751 | 0.78144 | 1 | 0.99552 | 0.94167 | 0.49703 | 0.99935 | 0.98903 | 0.71387 | 0.89892 | 0.85143 | 0.949 | 0.97183 | 0.75429 | 0.99354 | 0.82201 | 0.77604 | 0.70293 | 1 | 1 | 0.93383 | 0.41392 | 0
Dec | 14 | 18 | Weekday | Thursday | 0.7822 | 0.90342 | 0.78867 | 0.99986 | 1 | 0.99986 | 0.99986 | 0.8758 | 0.99986 | 0.7822 | 0.7822 | 0.99981 | 0.80198 | 0.86724 | 0.71604 | 0.71493 | 1 | 0.63285 | 0.78466 | 0.91895 | 0.79913 | 0.81896 | 0.7134 | 0.8758 | 0.87934 | 0.95132 | 0.34892 | 0.99945 | 0.78629 | 0.89865 | 0.71381 | 0.69958 | 1 | 0.6325 | 0.75453 | 0.99352 | 0.8222 | 0.85016 | 0.58906 | 0.79111 | 0.78581 | 0.9306 | 0.23639 | 0
Dec | 14 | 19 | Weekday | Thursday | 0.76173 | 0.89145 | 0.77358 | 0.96118 | 1 | 0.96118 | 0.96118 | 0.87936 | 0.96118 | 0.76173 | 0.76173 | 0.86307 | 0.79367 | 0.83853 | 0.70585 | 0.72074 | 0.98389 | 0.63869 | 0.80495 | 0.93388 | 0.80617 | 0.83399 | 0.72622 | 0.87936 | 0.88913 | 0.9017 | 0.42151 | 0.83781 | 0.77489 | 0.91759 | 0.68999 | 0.7027 | 0.97653 | 0.63384 | 0.75555 | 0.99629 | 0.82291 | 0.87528 | 0.58906 | 0.75595 | 0.74993 | 0.85448 | 0.24913 | 0
Dec | 14 | 20 | Weekday | Thursday | 0.75239 | 0.86151 | 0.75884 | 0.88667 | 1 | 0.88667 | 0.88667 | 0.85228 | 0.88667 | 0.75239 | 0.75239 | 0.85727 | 0.71019 | 0.89036 | 0.60358 | 0.69003 | 0.9753 | 0.58133 | 0.8153 | 0.81446 | 0.81647 | 0.91657 | 0.70235 | 0.85228 | 0.8668 | 0.83371 | 0.37832 | 0.83743 | 0.67248 | 1 | 0.55115 | 0.66795 | 0.96644 | 0.54998 | 0.75568 | 0.81873 | 0.823 | 0.96671 | 0.55111 | 0.69861 | 0.69253 | 0.75857 | 0.24139 | 0
Dec | 14 | 21 | Weekday | Thursday | 0.71221 | 0.81499 | 0.73996 | 0.81855 | 1 | 0.81855 | 0.81855 | 0.34518 | 0.81855 | 0.71221 | 0.71221 | 0.85842 | 0.68269 | 0.93484 | 0.59187 | 0.70609 | 0.86042 | 0.48719 | 0.24769 | 0.82526 | 0.15086 | 0.88799 | 0.71095 | 0.34518 | 0.37686 | 0.64148 | 0.44835 | 0.83611 | 0.64057 | 0.97318 | 0.52821 | 0.68286 | 0.83039 | 0.4597 | 0.33341 | 0.81678 | 0.2707 | 0.91248 | 0.55111 | 0.34176 | 0.38416 | 0.54364 | 0.25371 | 0
Dec | 14 | 22 | Weekday | Thursday | 0.69636 | 0.79506 | 0.71964 | 0.71298 | 1 | 0.71298 | 0.71298 | 0.14232 | 0.71298 | 0.69636 | 0.69636 | 0.83536 | 0.64055 | 0.75352 | 0.29173 | 0.23518 | 0.73835 | 0.39477 | 0.24547 | 0.83527 | 0.14998 | 0.65985 | 0.34724 | 0.14232 | 0.18115 | 0.25631 | 0.39788 | 0.83462 | 0.58854 | 0.75691 | 0.33745 | 0.23937 | 0.65925 | 0.36563 | 0.33315 | 0.8146 | 0.27115 | 0.65174 | 0.3633 | 0.18847 | 0.24853 | 0.32072 | 0.24435 | 0
Dec | 14 | 23 | Weekday | Thursday | 0.65882 | 0.80621 | 0.70276 | 0.60639 | 1 | 0.60639 | 0.60639 | 0.14389 | 0.60639 | 0.65882 | 0.65882 | 0.80028 | 0.64608 | 0.54606 | 0.24735 | 0.22602 | 0.61425 | 0.47126 | 0.2503 | 0.86584 | 0.15436 | 0.48008 | 0.32468 | 0.14389 | 0.18231 | 0.37418 | 0.452 | 0.85218 | 0.58814 | 0.53048 | 0.28216 | 0.23012 | 0.51358 | 0.42797 | 0.33888 | 0.85711 | 0.27733 | 0.45117 | 0.34055 | 0.19028 | 0.24996 | 0.46884 | 0.25284 | 0
Dec | 15 | 24 | Weekday | Friday | 0.64349 | 0.78892 | 0.69797 | 0.53855 | 1 | 0.53855 | 0.53855 | 0.1441 | 0.53855 | 0.64349 | 0.64349 | 0.59955 | 0.63725 | 0.35036 | 0.24561 | 0.23575 | 0.54384 | 0.41069 | 0.2472 | 0.6463 | 0.15565 | 0.43074 | 0.33441 | 0.1441 | 0.18186 | 0.28422 | 0.41882 | 0.48748 | 0.57604 | 0.38955 | 0.27982 | 0.23968 | 0.42399 | 0.38182 | 0.33473 | 0.48628 | 0.27704 | 0.39756 | 0.34879 | 0.18897 | 0.24863 | 0.35292 | 0.24655 | 0
Dec | 15 | 1 | Weekday | Friday | 0.63727 | 0.75533 | 0.69142 | 0.50681 | 1 | 0.50681 | 0.50681 | 0.14639 | 0.50681 | 0.63727 | 0.63727 | 0.19968 | 0.63719 | 0.3065 | 0.24615 | 0.23538 | 0.54219 | 0.48503 | 0.24859 | 0.24494 | 0.15517 | 0.42145 | 0.33473 | 0.14639 | 0.18319 | 0.27077 | 0.46959 | 0.31966 | 0.57445 | 0.35581 | 0.27985 | 0.23959 | 0.41107 | 0.44204 | 0.33535 | 0.33674 | 0.27737 | 0.38607 | 0.34838 | 0.18954 | 0.24881 | 0.33102 | 0.25515 | 0
Dec | 15 | 2 | Weekday | Friday | 0.63823 | 0.74378 | 0.68917 | 0.49288 | 1 | 0.49288 | 0.49288 | 0.1487 | 0.49288 | 0.63823 | 0.63823 | 0.19958 | 0.63593 | 0.28433 | 0.24683 | 0.24271 | 0.54365 | 0.4213 | 0.25047 | 0.24617 | 0.15678 | 0.41199 | 0.33174 | 0.1487 | 0.18421 | 0.2733 | 0.43238 | 0.32017 | 0.57123 | 0.32694 | 0.28013 | 0.24663 | 0.40504 | 0.39194 | 0.33606 | 0.33762 | 0.27922 | 0.36929 | 0.34885 | 0.1901 | 0.24896 | 0.33198 | 0.24833 | 0
Dec | 15 | 3 | Weekday | Friday | 0.63886 | 0.74543 | 0.69237 | 0.48577 | 1 | 0.48577 | 0.48577 | 0.1512 | 0.48577 | 0.63886 | 0.63886 | 0.19973 | 0.63226 | 0.28126 | 0.24808 | 0.24358 | 0.55065 | 0.49283 | 0.24905 | 0.2457 | 0.15788 | 0.41549 | 0.33492 | 0.1512 | 0.1873 | 0.28476 | 0.48444 | 0.32042 | 0.56491 | 0.32483 | 0.28052 | 0.24784 | 0.40258 | 0.44794 | 0.33654 | 0.33806 | 0.27968 | 0.373 | 0.34838 | 0.19065 | 0.24939 | 0.3403 | 0.25705 | 0
Dec | 15 | 4 | Weekday | Friday | 0.64422 | 0.74735 | 0.70873 | 0.495 | 1 | 0.495 | 0.495 | 0.15354 | 0.495 | 0.64422 | 0.64422 | 0.20472 | 0.68409 | 0.31024 | 0.26067 | 0.25056 | 0.59993 | 0.58778 | 0.25764 | 0.25638 | 0.16031 | 0.43428 | 0.33503 | 0.15354 | 0.19065 | 0.33254 | 0.44511 | 0.32848 | 0.62667 | 0.34519 | 0.29336 | 0.25451 | 0.45531 | 0.54264 | 0.341 | 0.35121 | 0.28339 | 0.39293 | 0.34885 | 0.19122 | 0.24986 | 0.39617 | 0.24981 | 0
Dec | 15 | 5 | Weekday | Friday | 0.62578 | 0.7695 | 0.74973 | 0.56716 | 1 | 0.56716 | 0.56716 | 0.15558 | 0.56716 | 0.62578 | 0.62578 | 0.6218 | 0.75299 | 0.41597 | 0.30161 | 0.26341 | 0.70791 | 0.74556 | 0.25841 | 0.67168 | 0.16229 | 0.51291 | 0.35147 | 0.15558 | 0.19381 | 0.33245 | 0.49599 | 0.49462 | 0.62736 | 0.43657 | 0.3402 | 0.2676 | 0.56827 | 0.66136 | 0.34136 | 0.49229 | 0.28641 | 0.47078 | 0.36865 | 0.19175 | 0.2503 | 0.3955 | 0.25854 | 0
Dec | 15 | 6 | Weekday | Friday | 0.64218 | 0.81242 | 0.8075 | 0.64044 | 0.82686 | 0.64044 | 0.64044 | 0.96444 | 0.64044 | 0.64218 | 0.64218 | 0.85204 | 0.84411 | 0.70664 | 0.59363 | 0.97909 | 0.87053 | 0.89353 | 0.85029 | 1 | 0.92316 | 0.77366 | 0.78429 | 0.96444 | 1 | 0.81298 | 0.6418 | 0.8384 | 0.79217 | 0.76106 | 0.41645 | 1 | 0.69853 | 0.85405 | 0.39001 | 0.9994 | 0.43788 | 0.76461 | 0.51183 | 0.39428 | 0.37862 | 0.57307 | 0.34345 | 0
Dec | 15 | 7 | Weekday | Friday | 0.65512 | 0.82594 | 0.84408 | 0.66744 | 0.0044583 | 0.66744 | 0.66744 | 0.80825 | 0.66744 | 0.65512 | 0.65512 | 0.93969 | 0.90657 | 0.96486 | 0.67115 | 0.8934 | 0.83189 | 0.96917 | 0.93695 | 0.93312 | 0.99572 | 0.88721 | 0.73888 | 0.80825 | 0.80487 | 0.76007 | 0.728 | 0.91548 | 0.87116 | 0.94299 | 0.48397 | 0.85374 | 0.64998 | 0.9442 | 0.71077 | 0.91326 | 0.78703 | 0.89116 | 0.43808 | 0.38357 | 0.31378 | 0.5494 | 0.49766 | 0
Dec | 15 | 8 | Weekday | Friday | 0.68369 | 0.85419 | 0.85706 | 0.70741 | 0.0044583 | 0.70741 | 0.70741 | 0.87883 | 0.70741 | 0.68369 | 0.68369 | 0.94861 | 0.93424 | 0.83021 | 1 | 1 | 0.79756 | 0.96691 | 1 | 0.79527 | 1 | 0.81123 | 0.95384 | 0.87883 | 0.85575 | 0.93595 | 0.88064 | 0.90794 | 0.90882 | 0.80153 | 0.9882 | 0.96913 | 0.61729 | 0.94931 | 0.96396 | 0.72882 | 0.98454 | 0.78667 | 0.8397 | 0.57473 | 0.50224 | 0.82156 | 0.73351 | 0
Dec | 15 | 9 | Weekday | Friday | 0.77554 | 0.87751 | 0.85501 | 0.70665 | 0.0044583 | 0.70665 | 0.70665 | 0.97866 | 0.70665 | 0.77554 | 0.77554 | 0.80519 | 0.96335 | 0.72152 | 0.93424 | 0.88403 | 0.7114 | 1 | 0.95716 | 0.77965 | 0.96022 | 0.76564 | 0.90451 | 0.97866 | 0.94077 | 0.96507 | 0.96371 | 0.74507 | 0.94536 | 0.72094 | 0.95229 | 0.85801 | 0.54461 | 1 | 0.9636 | 0.72934 | 0.9843 | 0.75094 | 0.83974 | 0.82789 | 0.76299 | 0.90849 | 0.88575 | 0
Dec | 15 | 10 | Weekday | Friday | 0.82843 | 0.89431 | 0.85147 | 0.70737 | 0.0044583 | 0.70737 | 0.70737 | 0.96568 | 0.70737 | 0.82843 | 0.82843 | 0.95166 | 0.9785 | 0.59251 | 0.87411 | 0.8472 | 0.62705 | 0.98662 | 0.95107 | 0.8692 | 0.93658 | 0.59559 | 0.88351 | 0.96568 | 0.91797 | 0.92234 | 0.9282 | 0.90831 | 0.96565 | 0.57531 | 0.90492 | 0.82711 | 0.46951 | 0.99223 | 0.98674 | 0.90637 | 0.99745 | 0.56536 | 0.83987 | 0.87144 | 0.80971 | 0.87889 | 0.88546 | 0
Dec | 15 | 11 | Weekday | Friday | 0.85808 | 0.90488 | 0.84605 | 0.69711 | 0.0044583 | 0.69711 | 0.69711 | 0.91431 | 0.69711 | 0.85808 | 0.85808 | 0.92769 | 0.99035 | 0.55242 | 0.85925 | 0.82542 | 0.59453 | 0.97639 | 0.91965 | 0.86559 | 0.89835 | 0.58394 | 0.86837 | 0.91431 | 0.85712 | 1 | 0.90115 | 0.92477 | 0.98159 | 0.56788 | 0.90535 | 0.81025 | 0.47128 | 0.98542 | 0.99206 | 0.94704 | 1 | 0.56231 | 0.84062 | 0.87002 | 0.80971 | 1 | 0.88554 | 0
Dec | 15 | 12 | Weekday | Friday | 0.83786 | 0.89984 | 0.83643 | 0.69511 | 0.0044583 | 0.69511 | 0.69511 | 0.88863 | 0.69511 | 0.83786 | 0.83786 | 0.87855 | 0.96879 | 0.54356 | 0.82102 | 0.83948 | 0.5695 | 0.92962 | 0.9097 | 0.81345 | 0.88054 | 0.5786 | 0.84548 | 0.88863 | 0.827 | 0.93135 | 0.81677 | 0.90961 | 0.96263 | 0.56339 | 0.86142 | 0.8283 | 0.46276 | 0.93588 | 0.98887 | 0.91477 | 0.99964 | 0.56055 | 0.80302 | 0.86961 | 0.80971 | 0.92799 | 0.80249 | 0
Dec | 15 | 13 | Weekday | Friday | 0.80519 | 0.89627 | 0.83578 | 0.68232 | 0.0044583 | 0.68232 | 0.68232 | 0.87124 | 0.68232 | 0.80519 | 0.80519 | 0.75327 | 0.99645 | 0.52507 | 0.85205 | 0.80308 | 0.55128 | 0.94983 | 0.90658 | 0.80207 | 0.87442 | 0.57295 | 0.85779 | 0.87124 | 0.80754 | 0.91551 | 0.87607 | 0.74585 | 0.993 | 0.53424 | 0.91335 | 0.7939 | 0.45525 | 0.96444 | 0.96739 | 0.90782 | 0.99131 | 0.56032 | 0.8417 | 0.87006 | 0.80971 | 0.91689 | 0.88526 | 0
Dec | 15 | 14 | Weekday | Friday | 0.78839 | 0.89646 | 0.82845 | 0.68427 | 0.0044583 | 0.68427 | 0.68427 | 0.86185 | 0.68427 | 0.78839 | 0.78839 | 0.74071 | 0.99357 | 0.52324 | 0.84469 | 0.76743 | 0.54046 | 0.9464 | 0.89982 | 0.6947 | 0.87095 | 0.57057 | 0.84881 | 0.86185 | 0.79909 | 0.90099 | 0.87538 | 0.74579 | 0.99239 | 0.52613 | 0.91268 | 0.75994 | 0.45131 | 0.9621 | 0.96695 | 0.73069 | 0.99123 | 0.55821 | 0.84109 | 0.87033 | 0.80971 | 0.90149 | 0.88516 | 0
Dec | 15 | 15 | Weekday | Friday | 0.78572 | 0.89956 | 0.81962 | 0.73561 | 1 | 0.73561 | 0.73561 | 0.8573 | 0.73561 | 0.78572 | 0.78572 | 0.79075 | 0.9901 | 0.51253 | 0.84176 | 0.76342 | 0.57192 | 0.89856 | 0.89605 | 0.71202 | 0.84629 | 0.57019 | 0.84558 | 0.8573 | 0.79672 | 0.88846 | 0.88473 | 0.74543 | 0.98957 | 0.50552 | 0.90829 | 0.75616 | 0.4849 | 0.92223 | 0.95328 | 0.72995 | 0.96932 | 0.55207 | 0.84028 | 0.87075 | 0.80971 | 0.88742 | 0.88551 | 0
Dec | 15 | 16 | Weekday | Friday | 0.81338 | 0.93586 | 0.81974 | 0.87423 | 1 | 0.87423 | 0.87423 | 0.96643 | 0.87423 | 0.81338 | 0.81338 | 1 | 1 | 0.55273 | 0.93023 | 0.88114 | 0.83023 | 0.9497 | 0.90975 | 0.78472 | 0.82891 | 0.62668 | 1 | 0.96643 | 0.95354 | 0.93706 | 1 | 0.99933 | 1 | 0.59934 | 1 | 0.87493 | 0.80067 | 0.97893 | 1 | 0.81646 | 0.99483 | 0.66714 | 1 | 0.99336 | 0.99245 | 0.94023 | 1 | 0
Dec | 15 | 17 | Weekday | Friday | 0.81083 | 0.92652 | 0.8079 | 0.99867 | 1 | 0.99867 | 0.99867 | 1 | 0.99867 | 0.81083 | 0.81083 | 0.99962 | 0.98831 | 0.66169 | 0.8545 | 0.85834 | 0.95324 | 0.94416 | 0.76004 | 0.90496 | 0.77985 | 0.72751 | 0.78144 | 1 | 0.99552 | 0.94167 | 0.49703 | 0.99935 | 0.98903 | 0.71387 | 0.89892 | 0.85143 | 0.949 | 0.97183 | 0.75429 | 0.99354 | 0.82201 | 0.77604 | 0.70293 | 1 | 1 | 0.93383 | 0.41392 | 0
Dec | 15 | 18 | Weekday | Friday | 0.7822 | 0.90342 | 0.78867 | 0.99986 | 1 | 0.99986 | 0.99986 | 0.8758 | 0.99986 | 0.7822 | 0.7822 | 0.99981 | 0.80198 | 0.86724 | 0.71604 | 0.71493 | 1 | 0.63285 | 0.78466 | 0.91895 | 0.79913 | 0.81896 | 0.7134 | 0.8758 | 0.87934 | 0.95132 | 0.34892 | 0.99945 | 0.78629 | 0.89865 | 0.71381 | 0.69958 | 1 | 0.6325 | 0.75453 | 0.99352 | 0.8222 | 0.85016 | 0.58906 | 0.79111 | 0.78581 | 0.9306 | 0.23639 | 0
Dec | 15 | 19 | Weekday | Friday | 0.76173 | 0.89145 | 0.77358 | 0.96118 | 1 | 0.96118 | 0.96118 | 0.87936 | 0.96118 | 0.76173 | 0.76173 | 0.86307 | 0.79367 | 0.83853 | 0.70585 | 0.72074 | 0.98389 | 0.63869 | 0.80495 | 0.93388 | 0.80617 | 0.83399 | 0.72622 | 0.87936 | 0.88913 | 0.9017 | 0.42151 | 0.83781 | 0.77489 | 0.91759 | 0.68999 | 0.7027 | 0.97653 | 0.63384 | 0.75555 | 0.99629 | 0.82291 | 0.87528 | 0.58906 | 0.75595 | 0.74993 | 0.85448 | 0.24913 | 0
Dec | 15 | 20 | Weekday | Friday | 0.75239 | 0.86151 | 0.75884 | 0.88667 | 1 | 0.88667 | 0.88667 | 0.85228 | 0.88667 | 0.75239 | 0.75239 | 0.85727 | 0.71019 | 0.89036 | 0.60358 | 0.69003 | 0.9753 | 0.58133 | 0.8153 | 0.81446 | 0.81647 | 0.91657 | 0.70235 | 0.85228 | 0.8668 | 0.83371 | 0.37832 | 0.83743 | 0.67248 | 1 | 0.55115 | 0.66795 | 0.96644 | 0.54998 | 0.75568 | 0.81873 | 0.823 | 0.96671 | 0.55111 | 0.69861 | 0.69253 | 0.75857 | 0.24139 | 0
Dec | 15 | 21 | Weekday | Friday | 0.71221 | 0.81499 | 0.73996 | 0.81855 | 1 | 0.81855 | 0.81855 | 0.34518 | 0.81855 | 0.71221 | 0.71221 | 0.85842 | 0.68269 | 0.93484 | 0.59187 | 0.70609 | 0.86042 | 0.48719 | 0.24769 | 0.82526 | 0.15086 | 0.88799 | 0.71095 | 0.34518 | 0.37686 | 0.64148 | 0.44835 | 0.83611 | 0.64057 | 0.97318 | 0.52821 | 0.68286 | 0.83039 | 0.4597 | 0.33341 | 0.81678 | 0.2707 | 0.91248 | 0.55111 | 0.34176 | 0.38416 | 0.54364 | 0.25371 | 0
Dec | 15 | 22 | Weekday | Friday | 0.69636 | 0.79506 | 0.71964 | 0.71298 | 1 | 0.71298 | 0.71298 | 0.14232 | 0.71298 | 0.69636 | 0.69636 | 0.83536 | 0.64055 | 0.75352 | 0.29173 | 0.23518 | 0.73835 | 0.39477 | 0.24547 | 0.83527 | 0.14998 | 0.65985 | 0.34724 | 0.14232 | 0.18115 | 0.25631 | 0.39788 | 0.83462 | 0.58854 | 0.75691 | 0.33745 | 0.23937 | 0.65925 | 0.36563 | 0.33315 | 0.8146 | 0.27115 | 0.65174 | 0.3633 | 0.18847 | 0.24853 | 0.32072 | 0.24435 | 0
Dec | 15 | 23 | Weekday | Friday | 0.65882 | 0.80621 | 0.70276 | 0.60639 | 1 | 0.60639 | 0.60639 | 0.14003 | 0.60639 | 0.65882 | 0.65882 | 0.78993 | 0.64806 | 0.562 | 0.23381 | 0.21168 | 0.59606 | 0.47622 | 0.25426 | 0.85792 | 0.15728 | 0.48471 | 0.31085 | 0.14003 | 0.17879 | 0.36819 | 0.42926 | 0.85223 | 0.59453 | 0.54658 | 0.26915 | 0.21572 | 0.51123 | 0.42303 | 0.34051 | 0.8571 | 0.28261 | 0.45644 | 0.32629 | 0.18218 | 0.2431 | 0.46032 | 0.24839 | 0
Dec | 16 | 24 | Weekend | Saturday | 0.65413 | 0.79909 | 0.74223 | 0.5375 | 1 | 0.5375 | 0.5375 | 0.14454 | 0.5375 | 0.65413 | 0.65413 | 0.59186 | 0.63342 | 0.3695 | 0.2057 | 0.19985 | 0.52385 | 0.41473 | 0.25328 | 0.63567 | 0.15582 | 0.43909 | 0.2947 | 0.14454 | 0.18197 | 0.27424 | 0.43556 | 0.48761 | 0.5759 | 0.41746 | 0.23449 | 0.20267 | 0.42138 | 0.37731 | 0.33666 | 0.48645 | 0.27899 | 0.40817 | 0.30809 | 0.18547 | 0.24555 | 0.33916 | 0.24933 | 0
Dec | 16 | 1 | Weekend | Saturday | 0.64961 | 0.7682 | 0.73351 | 0.51123 | 1 | 0.51123 | 0.51123 | 0.1462 | 0.51123 | 0.64961 | 0.64961 | 0.19959 | 0.62858 | 0.33682 | 0.20638 | 0.19998 | 0.52542 | 0.4854 | 0.25371 | 0.24595 | 0.15744 | 0.43712 | 0.29733 | 0.1462 | 0.18383 | 0.25534 | 0.44452 | 0.31976 | 0.56825 | 0.40167 | 0.23434 | 0.20373 | 0.40883 | 0.43005 | 0.33682 | 0.33688 | 0.28004 | 0.41185 | 0.31157 | 0.18584 | 0.24581 | 0.31372 | 0.25069 | 0
Dec | 16 | 2 | Weekend | Saturday | 0.6536 | 0.75918 | 0.73055 | 0.50154 | 1 | 0.50154 | 0.50154 | 0.14772 | 0.50154 | 0.6536 | 0.6536 | 0.19988 | 0.62539 | 0.30221 | 0.20805 | 0.20879 | 0.52796 | 0.42319 | 0.25641 | 0.24534 | 0.15836 | 0.40546 | 0.30258 | 0.14772 | 0.18725 | 0.26732 | 0.45136 | 0.32026 | 0.56317 | 0.35356 | 0.2348 | 0.21159 | 0.40295 | 0.38586 | 0.33755 | 0.33776 | 0.28169 | 0.36673 | 0.31511 | 0.18614 | 0.24629 | 0.32236 | 0.25162 | 0
Dec | 16 | 3 | Weekend | Saturday | 0.65668 | 0.76328 | 0.73462 | 0.49506 | 1 | 0.49506 | 0.49506 | 0.14817 | 0.49506 | 0.65668 | 0.65668 | 0.20006 | 0.62476 | 0.29629 | 0.20832 | 0.20899 | 0.53307 | 0.4921 | 0.25651 | 0.24655 | 0.16048 | 0.41234 | 0.30163 | 0.14817 | 0.19265 | 0.27159 | 0.45764 | 0.32056 | 0.56067 | 0.34852 | 0.23454 | 0.21256 | 0.40028 | 0.43856 | 0.3379 | 0.33829 | 0.28419 | 0.36989 | 0.31438 | 0.18627 | 0.24705 | 0.32529 | 0.25253 | 0
Dec | 16 | 4 | Weekend | Saturday | 0.66609 | 0.77405 | 0.7588 | 0.51418 | 1 | 0.51418 | 0.51418 | 0.14939 | 0.51418 | 0.66609 | 0.66609 | 0.20179 | 0.62925 | 0.32309 | 0.22028 | 0.22311 | 0.58003 | 0.47515 | 0.26158 | 0.25046 | 0.16098 | 0.42814 | 0.30477 | 0.14939 | 0.19336 | 0.30121 | 0.46055 | 0.32389 | 0.56607 | 0.36642 | 0.24695 | 0.22621 | 0.45274 | 0.43198 | 0.3408 | 0.3437 | 0.28393 | 0.38943 | 0.31639 | 0.1865 | 0.24715 | 0.35789 | 0.25278 | 0
Dec | 16 | 5 | Weekend | Saturday | 0.64666 | 0.81249 | 0.82246 | 0.60827 | 1 | 0.60827 | 0.60827 | 0.14933 | 0.60827 | 0.64666 | 0.64666 | 0.60821 | 0.6294 | 0.36664 | 0.24182 | 0.21958 | 0.68704 | 0.59816 | 0.25922 | 0.649 | 0.16417 | 0.47097 | 0.30445 | 0.14933 | 0.19595 | 0.3052 | 0.46495 | 0.4901 | 0.56617 | 0.40898 | 0.27062 | 0.22291 | 0.56559 | 0.53056 | 0.33986 | 0.48496 | 0.28657 | 0.43519 | 0.31438 | 0.18661 | 0.24751 | 0.35974 | 0.25309 | 0
Dec | 16 | 6 | Weekend | Saturday | 0.68038 | 0.87172 | 0.91425 | 0.7077 | 0.87556 | 0.7077 | 0.7077 | 0.38902 | 0.7077 | 0.68038 | 0.68038 | 0.83502 | 0.66645 | 0.54634 | 0.42114 | 0.55754 | 0.84807 | 0.59902 | 0.26377 | 0.97773 | 0.16292 | 0.64596 | 0.53147 | 0.38902 | 0.42719 | 0.75446 | 0.46252 | 0.83545 | 0.61936 | 0.63407 | 0.36811 | 0.56831 | 0.69455 | 0.55955 | 0.34024 | 0.99539 | 0.28433 | 0.64068 | 0.42217 | 0.24787 | 0.28601 | 0.49475 | 0.25073 | 0
Dec | 16 | 7 | Weekend | Saturday | 0.71965 | 0.90937 | 0.97712 | 0.70543 | 0.0044583 | 0.70543 | 0.70543 | 0.28275 | 0.70543 | 0.71965 | 0.71965 | 0.86507 | 0.73491 | 0.79821 | 0.41719 | 0.45297 | 0.80345 | 0.61045 | 0.22191 | 0.88751 | 0.14003 | 0.74425 | 0.41211 | 0.28275 | 0.28491 | 0.71412 | 0.45122 | 0.91739 | 0.66315 | 0.80547 | 0.34748 | 0.43631 | 0.6427 | 0.5614 | 0.29268 | 0.91564 | 0.24482 | 0.74121 | 0.27276 | 0.16986 | 0.15116 | 0.49024 | 0.19113 | 0
Dec | 16 | 8 | Weekend | Saturday | 0.77554 | 0.95156 | 1 | 0.68116 | 0.0044583 | 0.68116 | 0.68116 | 0.81899 | 0.68116 | 0.77554 | 0.77554 | 0.86942 | 0.75957 | 1 | 0.47642 | 0.42351 | 0.72984 | 0.61632 | 0.2172 | 0.74226 | 0.13307 | 1 | 0.40587 | 0.81899 | 0.79343 | 0.82077 | 0.42726 | 0.90842 | 0.71475 | 0.97735 | 0.46425 | 0.41019 | 0.57227 | 0.59551 | 0.28647 | 0.72982 | 0.23628 | 1 | 0.31531 | 0.4017 | 0.32715 | 0.68068 | 0.1893 | 0
Dec | 16 | 9 | Weekend | Saturday | 0.89538 | 0.9739 | 0.99855 | 0.63682 | 0.0044583 | 0.63682 | 0.63682 | 0.74148 | 0.63682 | 0.89538 | 0.89538 | 0.7631 | 0.80768 | 0.80752 | 0.4273 | 0.3895 | 0.64511 | 0.66584 | 0.212 | 0.73326 | 0.13347 | 0.84995 | 0.38065 | 0.74148 | 0.71355 | 0.77916 | 0.40868 | 0.74565 | 0.77379 | 0.81209 | 0.42803 | 0.3789 | 0.49972 | 0.63764 | 0.28498 | 0.7305 | 0.23603 | 0.85207 | 0.31212 | 0.47545 | 0.40863 | 0.66813 | 0.24662 | 0
Dec | 16 | 10 | Weekend | Saturday | 0.96506 | 0.9911 | 0.9942 | 0.62212 | 0.0044583 | 0.62212 | 0.62212 | 0.8033 | 0.62212 | 0.96506 | 0.96506 | 0.92613 | 0.81967 | 0.63393 | 0.3834 | 0.38029 | 0.56546 | 0.61453 | 0.21181 | 0.84104 | 0.13672 | 0.62111 | 0.37715 | 0.8033 | 0.7629 | 0.84624 | 0.40093 | 0.90911 | 0.78925 | 0.62094 | 0.38121 | 0.37116 | 0.42478 | 0.60117 | 0.28479 | 0.90767 | 0.23509 | 0.59031 | 0.31514 | 0.63309 | 0.56685 | 0.78803 | 0.24875 | 0
Dec | 16 | 11 | Weekend | Saturday | 1 | 0.99565 | 0.98727 | 0.6156 | 0.0044583 | 0.6156 | 0.6156 | 0.76713 | 0.6156 | 1 | 1 | 0.9125 | 0.83028 | 0.57645 | 0.37755 | 0.37252 | 0.53622 | 0.65446 | 0.21158 | 0.8447 | 0.13391 | 0.5859 | 0.36567 | 0.76713 | 0.72131 | 0.92617 | 0.35601 | 0.92526 | 0.80354 | 0.5855 | 0.38089 | 0.36481 | 0.42649 | 0.62975 | 0.28804 | 0.94804 | 0.23686 | 0.56363 | 0.31314 | 0.63197 | 0.56685 | 0.90996 | 0.24364 | 0
Dec | 16 | 12 | Weekend | Saturday | 0.98507 | 0.98729 | 0.97459 | 0.62102 | 0.0044583 | 0.62102 | 0.62102 | 0.79674 | 0.62102 | 0.98507 | 0.98507 | 0.87919 | 0.82814 | 0.5392 | 0.37489 | 0.36419 | 0.51108 | 0.59059 | 0.20683 | 0.80014 | 0.13143 | 0.57916 | 0.31872 | 0.79674 | 0.74369 | 0.89388 | 0.29769 | 0.91028 | 0.80336 | 0.58297 | 0.38058 | 0.35743 | 0.42105 | 0.57773 | 0.28371 | 0.91622 | 0.23247 | 0.56382 | 0.25356 | 0.73679 | 0.67234 | 0.89211 | 0.17379 | 0
Dec | 16 | 13 | Weekend | Saturday | 0.95704 | 0.98431 | 0.97589 | 0.6083 | 0.0044583 | 0.6083 | 0.6083 | 0.77489 | 0.6083 | 0.95704 | 0.95704 | 0.74917 | 0.82828 | 0.51788 | 0.36956 | 0.34085 | 0.48556 | 0.64641 | 0.20638 | 0.79163 | 0.13047 | 0.57365 | 0.31022 | 0.77489 | 0.72075 | 0.87727 | 0.27099 | 0.74648 | 0.80568 | 0.55142 | 0.38096 | 0.33498 | 0.40905 | 0.62424 | 0.28315 | 0.90909 | 0.23241 | 0.56389 | 0.25106 | 0.73623 | 0.67234 | 0.8826 | 0.16991 | 0
Dec | 16 | 14 | Weekend | Saturday | 0.93993 | 0.98403 | 0.96376 | 0.61903 | 0.0044583 | 0.61903 | 0.61903 | 0.76559 | 0.61903 | 0.93993 | 0.93993 | 0.72342 | 0.82447 | 0.51616 | 0.27142 | 0.28165 | 0.4701 | 0.59722 | 0.2044 | 0.67034 | 0.12996 | 0.56809 | 0.30694 | 0.76559 | 0.71181 | 0.85965 | 0.28216 | 0.74646 | 0.80373 | 0.55246 | 0.2606 | 0.27505 | 0.40442 | 0.58625 | 0.28303 | 0.73194 | 0.23176 | 0.56158 | 0.25214 | 0.73619 | 0.67234 | 0.86556 | 0.17236 | 0
Dec | 16 | 15 | Weekend | Saturday | 0.92905 | 0.97897 | 0.94523 | 0.68206 | 1 | 0.68206 | 0.68206 | 0.76672 | 0.68206 | 0.92905 | 0.92905 | 0.76939 | 0.77389 | 0.50949 | 0.28095 | 0.29243 | 0.50736 | 0.64254 | 0.20609 | 0.68558 | 0.12949 | 0.56951 | 0.31496 | 0.76672 | 0.71426 | 0.85089 | 0.27797 | 0.74609 | 0.75885 | 0.53056 | 0.25879 | 0.28413 | 0.43887 | 0.62084 | 0.28293 | 0.73115 | 0.23193 | 0.55579 | 0.25162 | 0.73719 | 0.67234 | 0.84955 | 0.17016 | 0
Dec | 16 | 16 | Weekend | Saturday | 0.92356 | 1 | 0.9329 | 0.83802 | 1 | 0.83802 | 0.83802 | 0.87326 | 0.83802 | 0.92356 | 0.92356 | 0.98286 | 0.77193 | 0.55207 | 0.38079 | 0.41618 | 0.77323 | 0.60653 | 0.24011 | 0.76316 | 0.14993 | 0.62799 | 0.48388 | 0.87326 | 0.86606 | 0.89857 | 0.3453 | 0.99992 | 0.75076 | 0.6133 | 0.35646 | 0.40952 | 0.75659 | 0.59485 | 0.33217 | 0.81752 | 0.27203 | 0.6703 | 0.41588 | 0.85855 | 0.85311 | 0.89961 | 0.23237 | 0
Dec | 16 | 17 | Weekend | Saturday | 0.89137 | 0.98104 | 0.91142 | 0.98428 | 1 | 0.98428 | 0.98428 | 0.86122 | 0.98428 | 0.89137 | 0.89137 | 0.99681 | 0.74166 | 0.63071 | 0.39762 | 0.42719 | 0.92744 | 0.63797 | 0.24233 | 0.89804 | 0.15149 | 0.69798 | 0.4772 | 0.86122 | 0.86605 | 0.87544 | 0.34673 | 0.99988 | 0.71469 | 0.69581 | 0.35694 | 0.4193 | 0.94099 | 0.60786 | 0.33438 | 0.99455 | 0.27386 | 0.74639 | 0.39101 | 0.75639 | 0.75714 | 0.84154 | 0.23574 | 0
Dec | 16 | 18 | Weekend | Saturday | 0.85067 | 0.95618 | 0.88118 | 1 | 1 | 1 | 1 | 0.76847 | 1 | 0.85067 | 0.85067 | 0.98887 | 0.7246 | 0.77455 | 0.29996 | 0.20755 | 0.97771 | 0.48302 | 0.24544 | 0.89734 | 0.15258 | 0.8416 | 0.30219 | 0.76847 | 0.78067 | 0.87924 | 0.40954 | 1 | 0.6891 | 0.89059 | 0.34188 | 0.21109 | 0.99666 | 0.45594 | 0.33608 | 0.99471 | 0.27485 | 0.90113 | 0.31383 | 0.5932 | 0.59278 | 0.82325 | 0.24612 | 0
Dec | 16 | 19 | Weekend | Saturday | 0.8096 | 0.94371 | 0.86191 | 0.97618 | 1 | 0.97618 | 0.97618 | 0.36686 | 0.97618 | 0.8096 | 0.8096 | 0.82932 | 0.72002 | 0.83496 | 0.27975 | 0.20587 | 0.9586 | 0.53827 | 0.2472 | 0.90188 | 0.15487 | 0.85841 | 0.30053 | 0.36686 | 0.39673 | 0.78796 | 0.37654 | 0.83993 | 0.68192 | 0.94139 | 0.31793 | 0.2092 | 0.97284 | 0.4983 | 0.3374 | 1 | 0.27902 | 0.91048 | 0.31234 | 0.37016 | 0.41112 | 0.69936 | 0.23943 | 0
Dec | 16 | 20 | Weekend | Saturday | 0.78655 | 0.90569 | 0.84219 | 0.90714 | 1 | 0.90714 | 0.90714 | 0.3547 | 0.90714 | 0.78655 | 0.78655 | 0.82858 | 0.67722 | 0.86777 | 0.28098 | 0.21442 | 0.9487 | 0.47377 | 0.25038 | 0.78045 | 0.15812 | 0.91851 | 0.30245 | 0.3547 | 0.3859 | 0.76229 | 0.43034 | 0.83954 | 0.625 | 0.99616 | 0.31823 | 0.21771 | 0.96256 | 0.43823 | 0.33796 | 0.82247 | 0.28006 | 0.97707 | 0.31383 | 0.3475 | 0.38852 | 0.66194 | 0.24843 | 0
Dec | 16 | 21 | Weekend | Saturday | 0.73384 | 0.84531 | 0.81583 | 0.83744 | 1 | 0.83744 | 0.83744 | 0.16722 | 0.83744 | 0.73384 | 0.73384 | 0.82227 | 0.67566 | 0.84754 | 0.2611 | 0.21431 | 0.8327 | 0.49117 | 0.25462 | 0.79024 | 0.16984 | 0.9026 | 0.30071 | 0.16722 | 0.20513 | 0.6408 | 0.38906 | 0.83796 | 0.62147 | 0.96026 | 0.29416 | 0.21784 | 0.82635 | 0.44548 | 0.33803 | 0.82004 | 0.28187 | 0.95481 | 0.31234 | 0.22127 | 0.28125 | 0.54649 | 0.24066 | 0
Dec | 16 | 22 | Weekend | Saturday | 0.71432 | 0.81542 | 0.78714 | 0.72233 | 1 | 0.72233 | 0.72233 | 0.141 | 0.72233 | 0.71432 | 0.71432 | 0.78859 | 0.67325 | 0.81664 | 0.24098 | 0.22281 | 0.70344 | 0.42038 | 0.26194 | 0.78973 | 0.16242 | 0.70624 | 0.30398 | 0.141 | 0.17963 | 0.27031 | 0.44126 | 0.83558 | 0.61478 | 0.8147 | 0.2705 | 0.22618 | 0.65437 | 0.38398 | 0.33864 | 0.81636 | 0.28372 | 0.71439 | 0.31588 | 0.18466 | 0.24523 | 0.33793 | 0.2496 | 0
Dec | 16 | 23 | Weekend | Saturday | 0.67403 | 0.82061 | 0.75357 | 0.61166 | 1 | 0.61166 | 0.61166 | 0.14003 | 0.61166 | 0.67403 | 0.67403 | 0.78993 | 0.64806 | 0.562 | 0.23381 | 0.21168 | 0.59606 | 0.47622 | 0.25426 | 0.85792 | 0.15728 | 0.48471 | 0.31085 | 0.14003 | 0.17879 | 0.36819 | 0.42926 | 0.85223 | 0.59453 | 0.54658 | 0.26915 | 0.21572 | 0.51123 | 0.42303 | 0.34051 | 0.8571 | 0.28261 | 0.45644 | 0.32629 | 0.18218 | 0.2431 | 0.46032 | 0.24839 | 0
Dec | 17 | 24 | Weekend | Sunday | 0.65413 | 0.79909 | 0.74223 | 0.5375 | 1 | 0.5375 | 0.5375 | 0.14454 | 0.5375 | 0.65413 | 0.65413 | 0.59186 | 0.63342 | 0.3695 | 0.2057 | 0.19985 | 0.52385 | 0.41473 | 0.25328 | 0.63567 | 0.15582 | 0.43909 | 0.2947 | 0.14454 | 0.18197 | 0.27424 | 0.43556 | 0.48761 | 0.5759 | 0.41746 | 0.23449 | 0.20267 | 0.42138 | 0.37731 | 0.33666 | 0.48645 | 0.27899 | 0.40817 | 0.30809 | 0.18547 | 0.24555 | 0.33916 | 0.24933 | 0
Dec | 17 | 1 | Weekend | Sunday | 0.64961 | 0.7682 | 0.73351 | 0.51123 | 1 | 0.51123 | 0.51123 | 0.1462 | 0.51123 | 0.64961 | 0.64961 | 0.19959 | 0.62858 | 0.33682 | 0.20638 | 0.19998 | 0.52542 | 0.4854 | 0.25371 | 0.24595 | 0.15744 | 0.43712 | 0.29733 | 0.1462 | 0.18383 | 0.25534 | 0.44452 | 0.31976 | 0.56825 | 0.40167 | 0.23434 | 0.20373 | 0.40883 | 0.43005 | 0.33682 | 0.33688 | 0.28004 | 0.41185 | 0.31157 | 0.18584 | 0.24581 | 0.31372 | 0.25069 | 0
Dec | 17 | 2 | Weekend | Sunday | 0.6536 | 0.75918 | 0.73055 | 0.50154 | 1 | 0.50154 | 0.50154 | 0.14772 | 0.50154 | 0.6536 | 0.6536 | 0.19988 | 0.62539 | 0.30221 | 0.20805 | 0.20879 | 0.52796 | 0.42319 | 0.25641 | 0.24534 | 0.15836 | 0.40546 | 0.30258 | 0.14772 | 0.18725 | 0.26732 | 0.45136 | 0.32026 | 0.56317 | 0.35356 | 0.2348 | 0.21159 | 0.40295 | 0.38586 | 0.33755 | 0.33776 | 0.28169 | 0.36673 | 0.31511 | 0.18614 | 0.24629 | 0.32236 | 0.25162 | 0
Dec | 17 | 3 | Weekend | Sunday | 0.65668 | 0.76328 | 0.73462 | 0.49506 | 1 | 0.49506 | 0.49506 | 0.14817 | 0.49506 | 0.65668 | 0.65668 | 0.20006 | 0.62476 | 0.29629 | 0.20832 | 0.20899 | 0.53307 | 0.4921 | 0.25651 | 0.24655 | 0.16048 | 0.41234 | 0.30163 | 0.14817 | 0.19265 | 0.27159 | 0.45764 | 0.32056 | 0.56067 | 0.34852 | 0.23454 | 0.21256 | 0.40028 | 0.43856 | 0.3379 | 0.33829 | 0.28419 | 0.36989 | 0.31438 | 0.18627 | 0.24705 | 0.32529 | 0.25253 | 0
Dec | 17 | 4 | Weekend | Sunday | 0.66609 | 0.77405 | 0.7588 | 0.51418 | 1 | 0.51418 | 0.51418 | 0.14939 | 0.51418 | 0.66609 | 0.66609 | 0.20179 | 0.62925 | 0.32309 | 0.22028 | 0.22311 | 0.58003 | 0.47515 | 0.26158 | 0.25046 | 0.16098 | 0.42814 | 0.30477 | 0.14939 | 0.19336 | 0.30121 | 0.46055 | 0.32389 | 0.56607 | 0.36642 | 0.24695 | 0.22621 | 0.45274 | 0.43198 | 0.3408 | 0.3437 | 0.28393 | 0.38943 | 0.31639 | 0.1865 | 0.24715 | 0.35789 | 0.25278 | 0
Dec | 17 | 5 | Weekend | Sunday | 0.64666 | 0.81249 | 0.82246 | 0.60827 | 1 | 0.60827 | 0.60827 | 0.14933 | 0.60827 | 0.64666 | 0.64666 | 0.60821 | 0.6294 | 0.36664 | 0.24182 | 0.21958 | 0.68704 | 0.59816 | 0.25922 | 0.649 | 0.16417 | 0.47097 | 0.30445 | 0.14933 | 0.19595 | 0.3052 | 0.46495 | 0.4901 | 0.56617 | 0.40898 | 0.27062 | 0.22291 | 0.56559 | 0.53056 | 0.33986 | 0.48496 | 0.28657 | 0.43519 | 0.31438 | 0.18661 | 0.24751 | 0.35974 | 0.25309 | 0
Dec | 17 | 6 | Weekend | Sunday | 0.68038 | 0.87172 | 0.91425 | 0.7077 | 0.87556 | 0.7077 | 0.7077 | 0.38902 | 0.7077 | 0.68038 | 0.68038 | 0.83502 | 0.66645 | 0.54634 | 0.42114 | 0.55754 | 0.84807 | 0.59902 | 0.26377 | 0.97773 | 0.16292 | 0.64596 | 0.53147 | 0.38902 | 0.42719 | 0.75446 | 0.46252 | 0.83545 | 0.61936 | 0.63407 | 0.36811 | 0.56831 | 0.69455 | 0.55955 | 0.34024 | 0.99539 | 0.28433 | 0.64068 | 0.42217 | 0.24787 | 0.28601 | 0.49475 | 0.25073 | 0
Dec | 17 | 7 | Weekend | Sunday | 0.71965 | 0.90937 | 0.97712 | 0.70543 | 0.0044583 | 0.70543 | 0.70543 | 0.28275 | 0.70543 | 0.71965 | 0.71965 | 0.86507 | 0.73491 | 0.79821 | 0.41719 | 0.45297 | 0.80345 | 0.61045 | 0.22191 | 0.88751 | 0.14003 | 0.74425 | 0.41211 | 0.28275 | 0.28491 | 0.71412 | 0.45122 | 0.91739 | 0.66315 | 0.80547 | 0.34748 | 0.43631 | 0.6427 | 0.5614 | 0.29268 | 0.91564 | 0.24482 | 0.74121 | 0.27276 | 0.16986 | 0.15116 | 0.49024 | 0.19113 | 0
Dec | 17 | 8 | Weekend | Sunday | 0.77554 | 0.95156 | 1 | 0.68116 | 0.0044583 | 0.68116 | 0.68116 | 0.81899 | 0.68116 | 0.77554 | 0.77554 | 0.86942 | 0.75957 | 1 | 0.47642 | 0.42351 | 0.72984 | 0.61632 | 0.2172 | 0.74226 | 0.13307 | 1 | 0.40587 | 0.81899 | 0.79343 | 0.82077 | 0.42726 | 0.90842 | 0.71475 | 0.97735 | 0.46425 | 0.41019 | 0.57227 | 0.59551 | 0.28647 | 0.72982 | 0.23628 | 1 | 0.31531 | 0.4017 | 0.32715 | 0.68068 | 0.1893 | 0
Dec | 17 | 9 | Weekend | Sunday | 0.89538 | 0.9739 | 0.99855 | 0.63682 | 0.0044583 | 0.63682 | 0.63682 | 0.74148 | 0.63682 | 0.89538 | 0.89538 | 0.7631 | 0.80768 | 0.80752 | 0.4273 | 0.3895 | 0.64511 | 0.66584 | 0.212 | 0.73326 | 0.13347 | 0.84995 | 0.38065 | 0.74148 | 0.71355 | 0.77916 | 0.40868 | 0.74565 | 0.77379 | 0.81209 | 0.42803 | 0.3789 | 0.49972 | 0.63764 | 0.28498 | 0.7305 | 0.23603 | 0.85207 | 0.31212 | 0.47545 | 0.40863 | 0.66813 | 0.24662 | 0
Dec | 17 | 10 | Weekend | Sunday | 0.96506 | 0.9911 | 0.9942 | 0.62212 | 0.0044583 | 0.62212 | 0.62212 | 0.8033 | 0.62212 | 0.96506 | 0.96506 | 0.92613 | 0.81967 | 0.63393 | 0.3834 | 0.38029 | 0.56546 | 0.61453 | 0.21181 | 0.84104 | 0.13672 | 0.62111 | 0.37715 | 0.8033 | 0.7629 | 0.84624 | 0.40093 | 0.90911 | 0.78925 | 0.62094 | 0.38121 | 0.37116 | 0.42478 | 0.60117 | 0.28479 | 0.90767 | 0.23509 | 0.59031 | 0.31514 | 0.63309 | 0.56685 | 0.78803 | 0.24875 | 0
Dec | 17 | 11 | Weekend | Sunday | 1 | 0.99565 | 0.98727 | 0.6156 | 0.0044583 | 0.6156 | 0.6156 | 0.76713 | 0.6156 | 1 | 1 | 0.9125 | 0.83028 | 0.57645 | 0.37755 | 0.37252 | 0.53622 | 0.65446 | 0.21158 | 0.8447 | 0.13391 | 0.5859 | 0.36567 | 0.76713 | 0.72131 | 0.92617 | 0.35601 | 0.92526 | 0.80354 | 0.5855 | 0.38089 | 0.36481 | 0.42649 | 0.62975 | 0.28804 | 0.94804 | 0.23686 | 0.56363 | 0.31314 | 0.63197 | 0.56685 | 0.90996 | 0.24364 | 0
Dec | 17 | 12 | Weekend | Sunday | 0.98507 | 0.98729 | 0.97459 | 0.62102 | 0.0044583 | 0.62102 | 0.62102 | 0.79674 | 0.62102 | 0.98507 | 0.98507 | 0.87919 | 0.82814 | 0.5392 | 0.37489 | 0.36419 | 0.51108 | 0.59059 | 0.20683 | 0.80014 | 0.13143 | 0.57916 | 0.31872 | 0.79674 | 0.74369 | 0.89388 | 0.29769 | 0.91028 | 0.80336 | 0.58297 | 0.38058 | 0.35743 | 0.42105 | 0.57773 | 0.28371 | 0.91622 | 0.23247 | 0.56382 | 0.25356 | 0.73679 | 0.67234 | 0.89211 | 0.17379 | 0
Dec | 17 | 13 | Weekend | Sunday | 0.95704 | 0.98431 | 0.97589 | 0.6083 | 0.0044583 | 0.6083 | 0.6083 | 0.77489 | 0.6083 | 0.95704 | 0.95704 | 0.74917 | 0.82828 | 0.51788 | 0.36956 | 0.34085 | 0.48556 | 0.64641 | 0.20638 | 0.79163 | 0.13047 | 0.57365 | 0.31022 | 0.77489 | 0.72075 | 0.87727 | 0.27099 | 0.74648 | 0.80568 | 0.55142 | 0.38096 | 0.33498 | 0.40905 | 0.62424 | 0.28315 | 0.90909 | 0.23241 | 0.56389 | 0.25106 | 0.73623 | 0.67234 | 0.8826 | 0.16991 | 0
Dec | 17 | 14 | Weekend | Sunday | 0.93993 | 0.98403 | 0.96376 | 0.61903 | 0.0044583 | 0.61903 | 0.61903 | 0.76559 | 0.61903 | 0.93993 | 0.93993 | 0.72342 | 0.82447 | 0.51616 | 0.27142 | 0.28165 | 0.4701 | 0.59722 | 0.2044 | 0.67034 | 0.12996 | 0.56809 | 0.30694 | 0.76559 | 0.71181 | 0.85965 | 0.28216 | 0.74646 | 0.80373 | 0.55246 | 0.2606 | 0.27505 | 0.40442 | 0.58625 | 0.28303 | 0.73194 | 0.23176 | 0.56158 | 0.25214 | 0.73619 | 0.67234 | 0.86556 | 0.17236 | 0
Dec | 17 | 15 | Weekend | Sunday | 0.92905 | 0.97897 | 0.94523 | 0.68206 | 1 | 0.68206 | 0.68206 | 0.76672 | 0.68206 | 0.92905 | 0.92905 | 0.76939 | 0.77389 | 0.50949 | 0.28095 | 0.29243 | 0.50736 | 0.64254 | 0.20609 | 0.68558 | 0.12949 | 0.56951 | 0.31496 | 0.76672 | 0.71426 | 0.85089 | 0.27797 | 0.74609 | 0.75885 | 0.53056 | 0.25879 | 0.28413 | 0.43887 | 0.62084 | 0.28293 | 0.73115 | 0.23193 | 0.55579 | 0.25162 | 0.73719 | 0.67234 | 0.84955 | 0.17016 | 0
Dec | 17 | 16 | Weekend | Sunday | 0.92356 | 1 | 0.9329 | 0.83802 | 1 | 0.83802 | 0.83802 | 0.87326 | 0.83802 | 0.92356 | 0.92356 | 0.98286 | 0.77193 | 0.55207 | 0.38079 | 0.41618 | 0.77323 | 0.60653 | 0.24011 | 0.76316 | 0.14993 | 0.62799 | 0.48388 | 0.87326 | 0.86606 | 0.89857 | 0.3453 | 0.99992 | 0.75076 | 0.6133 | 0.35646 | 0.40952 | 0.75659 | 0.59485 | 0.33217 | 0.81752 | 0.27203 | 0.6703 | 0.41588 | 0.85855 | 0.85311 | 0.89961 | 0.23237 | 0
Dec | 17 | 17 | Weekend | Sunday | 0.89137 | 0.98104 | 0.91142 | 0.98428 | 1 | 0.98428 | 0.98428 | 0.86122 | 0.98428 | 0.89137 | 0.89137 | 0.99681 | 0.74166 | 0.63071 | 0.39762 | 0.42719 | 0.92744 | 0.63797 | 0.24233 | 0.89804 | 0.15149 | 0.69798 | 0.4772 | 0.86122 | 0.86605 | 0.87544 | 0.34673 | 0.99988 | 0.71469 | 0.69581 | 0.35694 | 0.4193 | 0.94099 | 0.60786 | 0.33438 | 0.99455 | 0.27386 | 0.74639 | 0.39101 | 0.75639 | 0.75714 | 0.84154 | 0.23574 | 0
Dec | 17 | 18 | Weekend | Sunday | 0.85067 | 0.95618 | 0.88118 | 1 | 1 | 1 | 1 | 0.76847 | 1 | 0.85067 | 0.85067 | 0.98887 | 0.7246 | 0.77455 | 0.29996 | 0.20755 | 0.97771 | 0.48302 | 0.24544 | 0.89734 | 0.15258 | 0.8416 | 0.30219 | 0.76847 | 0.78067 | 0.87924 | 0.40954 | 1 | 0.6891 | 0.89059 | 0.34188 | 0.21109 | 0.99666 | 0.45594 | 0.33608 | 0.99471 | 0.27485 | 0.90113 | 0.31383 | 0.5932 | 0.59278 | 0.82325 | 0.24612 | 0
Dec | 17 | 19 | Weekend | Sunday | 0.8096 | 0.94371 | 0.86191 | 0.97618 | 1 | 0.97618 | 0.97618 | 0.36686 | 0.97618 | 0.8096 | 0.8096 | 0.82932 | 0.72002 | 0.83496 | 0.27975 | 0.20587 | 0.9586 | 0.53827 | 0.2472 | 0.90188 | 0.15487 | 0.85841 | 0.30053 | 0.36686 | 0.39673 | 0.78796 | 0.37654 | 0.83993 | 0.68192 | 0.94139 | 0.31793 | 0.2092 | 0.97284 | 0.4983 | 0.3374 | 1 | 0.27902 | 0.91048 | 0.31234 | 0.37016 | 0.41112 | 0.69936 | 0.23943 | 0
Dec | 17 | 20 | Weekend | Sunday | 0.78655 | 0.90569 | 0.84219 | 0.90714 | 1 | 0.90714 | 0.90714 | 0.3547 | 0.90714 | 0.78655 | 0.78655 | 0.82858 | 0.67722 | 0.86777 | 0.28098 | 0.21442 | 0.9487 | 0.47377 | 0.25038 | 0.78045 | 0.15812 | 0.91851 | 0.30245 | 0.3547 | 0.3859 | 0.76229 | 0.43034 | 0.83954 | 0.625 | 0.99616 | 0.31823 | 0.21771 | 0.96256 | 0.43823 | 0.33796 | 0.82247 | 0.28006 | 0.97707 | 0.31383 | 0.3475 | 0.38852 | 0.66194 | 0.24843 | 0
Dec | 17 | 21 | Weekend | Sunday | 0.73384 | 0.84531 | 0.81583 | 0.83744 | 1 | 0.83744 | 0.83744 | 0.16722 | 0.83744 | 0.73384 | 0.73384 | 0.82227 | 0.67566 | 0.84754 | 0.2611 | 0.21431 | 0.8327 | 0.49117 | 0.25462 | 0.79024 | 0.16984 | 0.9026 | 0.30071 | 0.16722 | 0.20513 | 0.6408 | 0.38906 | 0.83796 | 0.62147 | 0.96026 | 0.29416 | 0.21784 | 0.82635 | 0.44548 | 0.33803 | 0.82004 | 0.28187 | 0.95481 | 0.31234 | 0.22127 | 0.28125 | 0.54649 | 0.24066 | 0
Dec | 17 | 22 | Weekend | Sunday | 0.71432 | 0.81542 | 0.78714 | 0.72233 | 1 | 0.72233 | 0.72233 | 0.141 | 0.72233 | 0.71432 | 0.71432 | 0.78859 | 0.67325 | 0.81664 | 0.24098 | 0.22281 | 0.70344 | 0.42038 | 0.26194 | 0.78973 | 0.16242 | 0.70624 | 0.30398 | 0.141 | 0.17963 | 0.27031 | 0.44126 | 0.83558 | 0.61478 | 0.8147 | 0.2705 | 0.22618 | 0.65437 | 0.38398 | 0.33864 | 0.81636 | 0.28372 | 0.71439 | 0.31588 | 0.18466 | 0.24523 | 0.33793 | 0.2496 | 0
Dec | 17 | 23 | Weekend | Sunday | 0.67403 | 0.82061 | 0.75357 | 0.61166 | 1 | 0.61166 | 0.61166 | 0.14389 | 0.61166 | 0.67403 | 0.67403 | 0.80028 | 0.64608 | 0.54606 | 0.24735 | 0.22602 | 0.61425 | 0.47126 | 0.2503 | 0.86584 | 0.15436 | 0.48008 | 0.32468 | 0.14389 | 0.18231 | 0.37418 | 0.452 | 0.85218 | 0.58814 | 0.53048 | 0.28216 | 0.23012 | 0.51358 | 0.42797 | 0.33888 | 0.85711 | 0.27733 | 0.45117 | 0.34055 | 0.19028 | 0.24996 | 0.46884 | 0.25284 | 0
Dec | 18 | 24 | Weekday | Monday | 0.64349 | 0.78892 | 0.69797 | 0.53855 | 1 | 0.53855 | 0.53855 | 0.1441 | 0.53855 | 0.64349 | 0.64349 | 0.59955 | 0.63725 | 0.35036 | 0.24561 | 0.23575 | 0.54384 | 0.41069 | 0.2472 | 0.6463 | 0.15565 | 0.43074 | 0.33441 | 0.1441 | 0.18186 | 0.28422 | 0.41882 | 0.48748 | 0.57604 | 0.38955 | 0.27982 | 0.23968 | 0.42399 | 0.38182 | 0.33473 | 0.48628 | 0.27704 | 0.39756 | 0.34879 | 0.18897 | 0.24863 | 0.35292 | 0.24655 | 0
Dec | 18 | 1 | Weekday | Monday | 0.63727 | 0.75533 | 0.69142 | 0.50681 | 1 | 0.50681 | 0.50681 | 0.14639 | 0.50681 | 0.63727 | 0.63727 | 0.19968 | 0.63719 | 0.3065 | 0.24615 | 0.23538 | 0.54219 | 0.48503 | 0.24859 | 0.24494 | 0.15517 | 0.42145 | 0.33473 | 0.14639 | 0.18319 | 0.27077 | 0.46959 | 0.31966 | 0.57445 | 0.35581 | 0.27985 | 0.23959 | 0.41107 | 0.44204 | 0.33535 | 0.33674 | 0.27737 | 0.38607 | 0.34838 | 0.18954 | 0.24881 | 0.33102 | 0.25515 | 0
Dec | 18 | 2 | Weekday | Monday | 0.63823 | 0.74378 | 0.68917 | 0.49288 | 1 | 0.49288 | 0.49288 | 0.1487 | 0.49288 | 0.63823 | 0.63823 | 0.19958 | 0.63593 | 0.28433 | 0.24683 | 0.24271 | 0.54365 | 0.4213 | 0.25047 | 0.24617 | 0.15678 | 0.41199 | 0.33174 | 0.1487 | 0.18421 | 0.2733 | 0.43238 | 0.32017 | 0.57123 | 0.32694 | 0.28013 | 0.24663 | 0.40504 | 0.39194 | 0.33606 | 0.33762 | 0.27922 | 0.36929 | 0.34885 | 0.1901 | 0.24896 | 0.33198 | 0.24833 | 0
Dec | 18 | 3 | Weekday | Monday | 0.63886 | 0.74543 | 0.69237 | 0.48577 | 1 | 0.48577 | 0.48577 | 0.1512 | 0.48577 | 0.63886 | 0.63886 | 0.19973 | 0.63226 | 0.28126 | 0.24808 | 0.24358 | 0.55065 | 0.49283 | 0.24905 | 0.2457 | 0.15788 | 0.41549 | 0.33492 | 0.1512 | 0.1873 | 0.28476 | 0.48444 | 0.32042 | 0.56491 | 0.32483 | 0.28052 | 0.24784 | 0.40258 | 0.44794 | 0.33654 | 0.33806 | 0.27968 | 0.373 | 0.34838 | 0.19065 | 0.24939 | 0.3403 | 0.25705 | 0
Dec | 18 | 4 | Weekday | Monday | 0.64422 | 0.74735 | 0.70873 | 0.495 | 1 | 0.495 | 0.495 | 0.15354 | 0.495 | 0.64422 | 0.64422 | 0.20472 | 0.68409 | 0.31024 | 0.26067 | 0.25056 | 0.59993 | 0.58778 | 0.25764 | 0.25638 | 0.16031 | 0.43428 | 0.33503 | 0.15354 | 0.19065 | 0.33254 | 0.44511 | 0.32848 | 0.62667 | 0.34519 | 0.29336 | 0.25451 | 0.45531 | 0.54264 | 0.341 | 0.35121 | 0.28339 | 0.39293 | 0.34885 | 0.19122 | 0.24986 | 0.39617 | 0.24981 | 0
Dec | 18 | 5 | Weekday | Monday | 0.62578 | 0.7695 | 0.74973 | 0.56716 | 1 | 0.56716 | 0.56716 | 0.15558 | 0.56716 | 0.62578 | 0.62578 | 0.6218 | 0.75299 | 0.41597 | 0.30161 | 0.26341 | 0.70791 | 0.74556 | 0.25841 | 0.67168 | 0.16229 | 0.51291 | 0.35147 | 0.15558 | 0.19381 | 0.33245 | 0.49599 | 0.49462 | 0.62736 | 0.43657 | 0.3402 | 0.2676 | 0.56827 | 0.66136 | 0.34136 | 0.49229 | 0.28641 | 0.47078 | 0.36865 | 0.19175 | 0.2503 | 0.3955 | 0.25854 | 0
Dec | 18 | 6 | Weekday | Monday | 0.64218 | 0.81242 | 0.8075 | 0.64044 | 0.82686 | 0.64044 | 0.64044 | 0.96444 | 0.64044 | 0.64218 | 0.64218 | 0.85204 | 0.84411 | 0.70664 | 0.59363 | 0.97909 | 0.87053 | 0.89353 | 0.85029 | 1 | 0.92316 | 0.77366 | 0.78429 | 0.96444 | 1 | 0.81298 | 0.6418 | 0.8384 | 0.79217 | 0.76106 | 0.41645 | 1 | 0.69853 | 0.85405 | 0.39001 | 0.9994 | 0.43788 | 0.76461 | 0.51183 | 0.39428 | 0.37862 | 0.57307 | 0.34345 | 0
Dec | 18 | 7 | Weekday | Monday | 0.65512 | 0.82594 | 0.84408 | 0.66744 | 0.0044583 | 0.66744 | 0.66744 | 0.80825 | 0.66744 | 0.65512 | 0.65512 | 0.93969 | 0.90657 | 0.96486 | 0.67115 | 0.8934 | 0.83189 | 0.96917 | 0.93695 | 0.93312 | 0.99572 | 0.88721 | 0.73888 | 0.80825 | 0.80487 | 0.76007 | 0.728 | 0.91548 | 0.87116 | 0.94299 | 0.48397 | 0.85374 | 0.64998 | 0.9442 | 0.71077 | 0.91326 | 0.78703 | 0.89116 | 0.43808 | 0.38357 | 0.31378 | 0.5494 | 0.49766 | 0
Dec | 18 | 8 | Weekday | Monday | 0.68369 | 0.85419 | 0.85706 | 0.70741 | 0.0044583 | 0.70741 | 0.70741 | 0.87883 | 0.70741 | 0.68369 | 0.68369 | 0.94861 | 0.93424 | 0.83021 | 1 | 1 | 0.79756 | 0.96691 | 1 | 0.79527 | 1 | 0.81123 | 0.95384 | 0.87883 | 0.85575 | 0.93595 | 0.88064 | 0.90794 | 0.90882 | 0.80153 | 0.9882 | 0.96913 | 0.61729 | 0.94931 | 0.96396 | 0.72882 | 0.98454 | 0.78667 | 0.8397 | 0.57473 | 0.50224 | 0.82156 | 0.73351 | 0
Dec | 18 | 9 | Weekday | Monday | 0.77554 | 0.87751 | 0.85501 | 0.70665 | 0.0044583 | 0.70665 | 0.70665 | 0.97866 | 0.70665 | 0.77554 | 0.77554 | 0.80519 | 0.96335 | 0.72152 | 0.93424 | 0.88403 | 0.7114 | 1 | 0.95716 | 0.77965 | 0.96022 | 0.76564 | 0.90451 | 0.97866 | 0.94077 | 0.96507 | 0.96371 | 0.74507 | 0.94536 | 0.72094 | 0.95229 | 0.85801 | 0.54461 | 1 | 0.9636 | 0.72934 | 0.9843 | 0.75094 | 0.83974 | 0.82789 | 0.76299 | 0.90849 | 0.88575 | 0
Dec | 18 | 10 | Weekday | Monday | 0.82843 | 0.89431 | 0.85147 | 0.70737 | 0.0044583 | 0.70737 | 0.70737 | 0.96568 | 0.70737 | 0.82843 | 0.82843 | 0.95166 | 0.9785 | 0.59251 | 0.87411 | 0.8472 | 0.62705 | 0.98662 | 0.95107 | 0.8692 | 0.93658 | 0.59559 | 0.88351 | 0.96568 | 0.91797 | 0.92234 | 0.9282 | 0.90831 | 0.96565 | 0.57531 | 0.90492 | 0.82711 | 0.46951 | 0.99223 | 0.98674 | 0.90637 | 0.99745 | 0.56536 | 0.83987 | 0.87144 | 0.80971 | 0.87889 | 0.88546 | 0
Dec | 18 | 11 | Weekday | Monday | 0.85808 | 0.90488 | 0.84605 | 0.69711 | 0.0044583 | 0.69711 | 0.69711 | 0.91431 | 0.69711 | 0.85808 | 0.85808 | 0.92769 | 0.99035 | 0.55242 | 0.85925 | 0.82542 | 0.59453 | 0.97639 | 0.91965 | 0.86559 | 0.89835 | 0.58394 | 0.86837 | 0.91431 | 0.85712 | 1 | 0.90115 | 0.92477 | 0.98159 | 0.56788 | 0.90535 | 0.81025 | 0.47128 | 0.98542 | 0.99206 | 0.94704 | 1 | 0.56231 | 0.84062 | 0.87002 | 0.80971 | 1 | 0.88554 | 0
Dec | 18 | 12 | Weekday | Monday | 0.83786 | 0.89984 | 0.83643 | 0.69511 | 0.0044583 | 0.69511 | 0.69511 | 0.88863 | 0.69511 | 0.83786 | 0.83786 | 0.87855 | 0.96879 | 0.54356 | 0.82102 | 0.83948 | 0.5695 | 0.92962 | 0.9097 | 0.81345 | 0.88054 | 0.5786 | 0.84548 | 0.88863 | 0.827 | 0.93135 | 0.81677 | 0.90961 | 0.96263 | 0.56339 | 0.86142 | 0.8283 | 0.46276 | 0.93588 | 0.98887 | 0.91477 | 0.99964 | 0.56055 | 0.80302 | 0.86961 | 0.80971 | 0.92799 | 0.80249 | 0
Dec | 18 | 13 | Weekday | Monday | 0.80519 | 0.89627 | 0.83578 | 0.68232 | 0.0044583 | 0.68232 | 0.68232 | 0.87124 | 0.68232 | 0.80519 | 0.80519 | 0.75327 | 0.99645 | 0.52507 | 0.85205 | 0.80308 | 0.55128 | 0.94983 | 0.90658 | 0.80207 | 0.87442 | 0.57295 | 0.85779 | 0.87124 | 0.80754 | 0.91551 | 0.87607 | 0.74585 | 0.993 | 0.53424 | 0.91335 | 0.7939 | 0.45525 | 0.96444 | 0.96739 | 0.90782 | 0.99131 | 0.56032 | 0.8417 | 0.87006 | 0.80971 | 0.91689 | 0.88526 | 0
Dec | 18 | 14 | Weekday | Monday | 0.78839 | 0.89646 | 0.82845 | 0.68427 | 0.0044583 | 0.68427 | 0.68427 | 0.86185 | 0.68427 | 0.78839 | 0.78839 | 0.74071 | 0.99357 | 0.52324 | 0.84469 | 0.76743 | 0.54046 | 0.9464 | 0.89982 | 0.6947 | 0.87095 | 0.57057 | 0.84881 | 0.86185 | 0.79909 | 0.90099 | 0.87538 | 0.74579 | 0.99239 | 0.52613 | 0.91268 | 0.75994 | 0.45131 | 0.9621 | 0.96695 | 0.73069 | 0.99123 | 0.55821 | 0.84109 | 0.87033 | 0.80971 | 0.90149 | 0.88516 | 0
Dec | 18 | 15 | Weekday | Monday | 0.78572 | 0.89956 | 0.81962 | 0.73561 | 1 | 0.73561 | 0.73561 | 0.8573 | 0.73561 | 0.78572 | 0.78572 | 0.79075 | 0.9901 | 0.51253 | 0.84176 | 0.76342 | 0.57192 | 0.89856 | 0.89605 | 0.71202 | 0.84629 | 0.57019 | 0.84558 | 0.8573 | 0.79672 | 0.88846 | 0.88473 | 0.74543 | 0.98957 | 0.50552 | 0.90829 | 0.75616 | 0.4849 | 0.92223 | 0.95328 | 0.72995 | 0.96932 | 0.55207 | 0.84028 | 0.87075 | 0.80971 | 0.88742 | 0.88551 | 0
Dec | 18 | 16 | Weekday | Monday | 0.81338 | 0.93586 | 0.81974 | 0.87423 | 1 | 0.87423 | 0.87423 | 0.96643 | 0.87423 | 0.81338 | 0.81338 | 1 | 1 | 0.55273 | 0.93023 | 0.88114 | 0.83023 | 0.9497 | 0.90975 | 0.78472 | 0.82891 | 0.62668 | 1 | 0.96643 | 0.95354 | 0.93706 | 1 | 0.99933 | 1 | 0.59934 | 1 | 0.87493 | 0.80067 | 0.97893 | 1 | 0.81646 | 0.99483 | 0.66714 | 1 | 0.99336 | 0.99245 | 0.94023 | 1 | 0
Dec | 18 | 17 | Weekday | Monday | 0.81083 | 0.92652 | 0.8079 | 0.99867 | 1 | 0.99867 | 0.99867 | 1 | 0.99867 | 0.81083 | 0.81083 | 0.99962 | 0.98831 | 0.66169 | 0.8545 | 0.85834 | 0.95324 | 0.94416 | 0.76004 | 0.90496 | 0.77985 | 0.72751 | 0.78144 | 1 | 0.99552 | 0.94167 | 0.49703 | 0.99935 | 0.98903 | 0.71387 | 0.89892 | 0.85143 | 0.949 | 0.97183 | 0.75429 | 0.99354 | 0.82201 | 0.77604 | 0.70293 | 1 | 1 | 0.93383 | 0.41392 | 0
Dec | 18 | 18 | Weekday | Monday | 0.7822 | 0.90342 | 0.78867 | 0.99986 | 1 | 0.99986 | 0.99986 | 0.8758 | 0.99986 | 0.7822 | 0.7822 | 0.99981 | 0.80198 | 0.86724 | 0.71604 | 0.71493 | 1 | 0.63285 | 0.78466 | 0.91895 | 0.79913 | 0.81896 | 0.7134 | 0.8758 | 0.87934 | 0.95132 | 0.34892 | 0.99945 | 0.78629 | 0.89865 | 0.71381 | 0.69958 | 1 | 0.6325 | 0.75453 | 0.99352 | 0.8222 | 0.85016 | 0.58906 | 0.79111 | 0.78581 | 0.9306 | 0.23639 | 0
Dec | 18 | 19 | Weekday | Monday | 0.76173 | 0.89145 | 0.77358 | 0.96118 | 1 | 0.96118 | 0.96118 | 0.87936 | 0.96118 | 0.76173 | 0.76173 | 0.86307 | 0.79367 | 0.83853 | 0.70585 | 0.72074 | 0.98389 | 0.63869 | 0.80495 | 0.93388 | 0.80617 | 0.83399 | 0.72622 | 0.87936 | 0.88913 | 0.9017 | 0.42151 | 0.83781 | 0.77489 | 0.91759 | 0.68999 | 0.7027 | 0.97653 | 0.63384 | 0.75555 | 0.99629 | 0.82291 | 0.87528 | 0.58906 | 0.75595 | 0.74993 | 0.85448 | 0.24913 | 0
Dec | 18 | 20 | Weekday | Monday | 0.75239 | 0.86151 | 0.75884 | 0.88667 | 1 | 0.88667 | 0.88667 | 0.85228 | 0.88667 | 0.75239 | 0.75239 | 0.85727 | 0.71019 | 0.89036 | 0.60358 | 0.69003 | 0.9753 | 0.58133 | 0.8153 | 0.81446 | 0.81647 | 0.91657 | 0.70235 | 0.85228 | 0.8668 | 0.83371 | 0.37832 | 0.83743 | 0.67248 | 1 | 0.55115 | 0.66795 | 0.96644 | 0.54998 | 0.75568 | 0.81873 | 0.823 | 0.96671 | 0.55111 | 0.69861 | 0.69253 | 0.75857 | 0.24139 | 0
Dec | 18 | 21 | Weekday | Monday | 0.71221 | 0.81499 | 0.73996 | 0.81855 | 1 | 0.81855 | 0.81855 | 0.34518 | 0.81855 | 0.71221 | 0.71221 | 0.85842 | 0.68269 | 0.93484 | 0.59187 | 0.70609 | 0.86042 | 0.48719 | 0.24769 | 0.82526 | 0.15086 | 0.88799 | 0.71095 | 0.34518 | 0.37686 | 0.64148 | 0.44835 | 0.83611 | 0.64057 | 0.97318 | 0.52821 | 0.68286 | 0.83039 | 0.4597 | 0.33341 | 0.81678 | 0.2707 | 0.91248 | 0.55111 | 0.34176 | 0.38416 | 0.54364 | 0.25371 | 0
Dec | 18 | 22 | Weekday | Monday | 0.69636 | 0.79506 | 0.71964 | 0.71298 | 1 | 0.71298 | 0.71298 | 0.14232 | 0.71298 | 0.69636 | 0.69636 | 0.83536 | 0.64055 | 0.75352 | 0.29173 | 0.23518 | 0.73835 | 0.39477 | 0.24547 | 0.83527 | 0.14998 | 0.65985 | 0.34724 | 0.14232 | 0.18115 | 0.25631 | 0.39788 | 0.83462 | 0.58854 | 0.75691 | 0.33745 | 0.23937 | 0.65925 | 0.36563 | 0.33315 | 0.8146 | 0.27115 | 0.65174 | 0.3633 | 0.18847 | 0.24853 | 0.32072 | 0.24435 | 0
Dec | 18 | 23 | Weekday | Monday | 0.65882 | 0.80621 | 0.70276 | 0.60639 | 1 | 0.60639 | 0.60639 | 0.14389 | 0.60639 | 0.65882 | 0.65882 | 0.80028 | 0.64608 | 0.54606 | 0.24735 | 0.22602 | 0.61425 | 0.47126 | 0.2503 | 0.86584 | 0.15436 | 0.48008 | 0.32468 | 0.14389 | 0.18231 | 0.37418 | 0.452 | 0.85218 | 0.58814 | 0.53048 | 0.28216 | 0.23012 | 0.51358 | 0.42797 | 0.33888 | 0.85711 | 0.27733 | 0.45117 | 0.34055 | 0.19028 | 0.24996 | 0.46884 | 0.25284 | 0
Dec | 19 | 24 | Weekday | Tuesday | 0.64349 | 0.78892 | 0.69797 | 0.53855 | 1 | 0.53855 | 0.53855 | 0.1441 | 0.53855 | 0.64349 | 0.64349 | 0.59955 | 0.63725 | 0.35036 | 0.24561 | 0.23575 | 0.54384 | 0.41069 | 0.2472 | 0.6463 | 0.15565 | 0.43074 | 0.33441 | 0.1441 | 0.18186 | 0.28422 | 0.41882 | 0.48748 | 0.57604 | 0.38955 | 0.27982 | 0.23968 | 0.42399 | 0.38182 | 0.33473 | 0.48628 | 0.27704 | 0.39756 | 0.34879 | 0.18897 | 0.24863 | 0.35292 | 0.24655 | 0
Dec | 19 | 1 | Weekday | Tuesday | 0.63727 | 0.75533 | 0.69142 | 0.50681 | 1 | 0.50681 | 0.50681 | 0.14639 | 0.50681 | 0.63727 | 0.63727 | 0.19968 | 0.63719 | 0.3065 | 0.24615 | 0.23538 | 0.54219 | 0.48503 | 0.24859 | 0.24494 | 0.15517 | 0.42145 | 0.33473 | 0.14639 | 0.18319 | 0.27077 | 0.46959 | 0.31966 | 0.57445 | 0.35581 | 0.27985 | 0.23959 | 0.41107 | 0.44204 | 0.33535 | 0.33674 | 0.27737 | 0.38607 | 0.34838 | 0.18954 | 0.24881 | 0.33102 | 0.25515 | 0
Dec | 19 | 2 | Weekday | Tuesday | 0.63823 | 0.74378 | 0.68917 | 0.49288 | 1 | 0.49288 | 0.49288 | 0.1487 | 0.49288 | 0.63823 | 0.63823 | 0.19958 | 0.63593 | 0.28433 | 0.24683 | 0.24271 | 0.54365 | 0.4213 | 0.25047 | 0.24617 | 0.15678 | 0.41199 | 0.33174 | 0.1487 | 0.18421 | 0.2733 | 0.43238 | 0.32017 | 0.57123 | 0.32694 | 0.28013 | 0.24663 | 0.40504 | 0.39194 | 0.33606 | 0.33762 | 0.27922 | 0.36929 | 0.34885 | 0.1901 | 0.24896 | 0.33198 | 0.24833 | 0
Dec | 19 | 3 | Weekday | Tuesday | 0.63886 | 0.74543 | 0.69237 | 0.48577 | 1 | 0.48577 | 0.48577 | 0.1512 | 0.48577 | 0.63886 | 0.63886 | 0.19973 | 0.63226 | 0.28126 | 0.24808 | 0.24358 | 0.55065 | 0.49283 | 0.24905 | 0.2457 | 0.15788 | 0.41549 | 0.33492 | 0.1512 | 0.1873 | 0.28476 | 0.48444 | 0.32042 | 0.56491 | 0.32483 | 0.28052 | 0.24784 | 0.40258 | 0.44794 | 0.33654 | 0.33806 | 0.27968 | 0.373 | 0.34838 | 0.19065 | 0.24939 | 0.3403 | 0.25705 | 0
Dec | 19 | 4 | Weekday | Tuesday | 0.64422 | 0.74735 | 0.70873 | 0.495 | 1 | 0.495 | 0.495 | 0.15354 | 0.495 | 0.64422 | 0.64422 | 0.20472 | 0.68409 | 0.31024 | 0.26067 | 0.25056 | 0.59993 | 0.58778 | 0.25764 | 0.25638 | 0.16031 | 0.43428 | 0.33503 | 0.15354 | 0.19065 | 0.33254 | 0.44511 | 0.32848 | 0.62667 | 0.34519 | 0.29336 | 0.25451 | 0.45531 | 0.54264 | 0.341 | 0.35121 | 0.28339 | 0.39293 | 0.34885 | 0.19122 | 0.24986 | 0.39617 | 0.24981 | 0
Dec | 19 | 5 | Weekday | Tuesday | 0.62578 | 0.7695 | 0.74973 | 0.56716 | 1 | 0.56716 | 0.56716 | 0.15558 | 0.56716 | 0.62578 | 0.62578 | 0.6218 | 0.75299 | 0.41597 | 0.30161 | 0.26341 | 0.70791 | 0.74556 | 0.25841 | 0.67168 | 0.16229 | 0.51291 | 0.35147 | 0.15558 | 0.19381 | 0.33245 | 0.49599 | 0.49462 | 0.62736 | 0.43657 | 0.3402 | 0.2676 | 0.56827 | 0.66136 | 0.34136 | 0.49229 | 0.28641 | 0.47078 | 0.36865 | 0.19175 | 0.2503 | 0.3955 | 0.25854 | 0
Dec | 19 | 6 | Weekday | Tuesday | 0.64218 | 0.81242 | 0.8075 | 0.64044 | 0.82686 | 0.64044 | 0.64044 | 0.96444 | 0.64044 | 0.64218 | 0.64218 | 0.85204 | 0.84411 | 0.70664 | 0.59363 | 0.97909 | 0.87053 | 0.89353 | 0.85029 | 1 | 0.92316 | 0.77366 | 0.78429 | 0.96444 | 1 | 0.81298 | 0.6418 | 0.8384 | 0.79217 | 0.76106 | 0.41645 | 1 | 0.69853 | 0.85405 | 0.39001 | 0.9994 | 0.43788 | 0.76461 | 0.51183 | 0.39428 | 0.37862 | 0.57307 | 0.34345 | 0
Dec | 19 | 7 | Weekday | Tuesday | 0.65512 | 0.82594 | 0.84408 | 0.66744 | 0.0044583 | 0.66744 | 0.66744 | 0.80825 | 0.66744 | 0.65512 | 0.65512 | 0.93969 | 0.90657 | 0.96486 | 0.67115 | 0.8934 | 0.83189 | 0.96917 | 0.93695 | 0.93312 | 0.99572 | 0.88721 | 0.73888 | 0.80825 | 0.80487 | 0.76007 | 0.728 | 0.91548 | 0.87116 | 0.94299 | 0.48397 | 0.85374 | 0.64998 | 0.9442 | 0.71077 | 0.91326 | 0.78703 | 0.89116 | 0.43808 | 0.38357 | 0.31378 | 0.5494 | 0.49766 | 0
Dec | 19 | 8 | Weekday | Tuesday | 0.68369 | 0.85419 | 0.85706 | 0.70741 | 0.0044583 | 0.70741 | 0.70741 | 0.87883 | 0.70741 | 0.68369 | 0.68369 | 0.94861 | 0.93424 | 0.83021 | 1 | 1 | 0.79756 | 0.96691 | 1 | 0.79527 | 1 | 0.81123 | 0.95384 | 0.87883 | 0.85575 | 0.93595 | 0.88064 | 0.90794 | 0.90882 | 0.80153 | 0.9882 | 0.96913 | 0.61729 | 0.94931 | 0.96396 | 0.72882 | 0.98454 | 0.78667 | 0.8397 | 0.57473 | 0.50224 | 0.82156 | 0.73351 | 0
Dec | 19 | 9 | Weekday | Tuesday | 0.77554 | 0.87751 | 0.85501 | 0.70665 | 0.0044583 | 0.70665 | 0.70665 | 0.97866 | 0.70665 | 0.77554 | 0.77554 | 0.80519 | 0.96335 | 0.72152 | 0.93424 | 0.88403 | 0.7114 | 1 | 0.95716 | 0.77965 | 0.96022 | 0.76564 | 0.90451 | 0.97866 | 0.94077 | 0.96507 | 0.96371 | 0.74507 | 0.94536 | 0.72094 | 0.95229 | 0.85801 | 0.54461 | 1 | 0.9636 | 0.72934 | 0.9843 | 0.75094 | 0.83974 | 0.82789 | 0.76299 | 0.90849 | 0.88575 | 0
Dec | 19 | 10 | Weekday | Tuesday | 0.82843 | 0.89431 | 0.85147 | 0.70737 | 0.0044583 | 0.70737 | 0.70737 | 0.96568 | 0.70737 | 0.82843 | 0.82843 | 0.95166 | 0.9785 | 0.59251 | 0.87411 | 0.8472 | 0.62705 | 0.98662 | 0.95107 | 0.8692 | 0.93658 | 0.59559 | 0.88351 | 0.96568 | 0.91797 | 0.92234 | 0.9282 | 0.90831 | 0.96565 | 0.57531 | 0.90492 | 0.82711 | 0.46951 | 0.99223 | 0.98674 | 0.90637 | 0.99745 | 0.56536 | 0.83987 | 0.87144 | 0.80971 | 0.87889 | 0.88546 | 0
Dec | 19 | 11 | Weekday | Tuesday | 0.85808 | 0.90488 | 0.84605 | 0.69711 | 0.0044583 | 0.69711 | 0.69711 | 0.91431 | 0.69711 | 0.85808 | 0.85808 | 0.92769 | 0.99035 | 0.55242 | 0.85925 | 0.82542 | 0.59453 | 0.97639 | 0.91965 | 0.86559 | 0.89835 | 0.58394 | 0.86837 | 0.91431 | 0.85712 | 1 | 0.90115 | 0.92477 | 0.98159 | 0.56788 | 0.90535 | 0.81025 | 0.47128 | 0.98542 | 0.99206 | 0.94704 | 1 | 0.56231 | 0.84062 | 0.87002 | 0.80971 | 1 | 0.88554 | 0
Dec | 19 | 12 | Weekday | Tuesday | 0.83786 | 0.89984 | 0.83643 | 0.69511 | 0.0044583 | 0.69511 | 0.69511 | 0.88863 | 0.69511 | 0.83786 | 0.83786 | 0.87855 | 0.96879 | 0.54356 | 0.82102 | 0.83948 | 0.5695 | 0.92962 | 0.9097 | 0.81345 | 0.88054 | 0.5786 | 0.84548 | 0.88863 | 0.827 | 0.93135 | 0.81677 | 0.90961 | 0.96263 | 0.56339 | 0.86142 | 0.8283 | 0.46276 | 0.93588 | 0.98887 | 0.91477 | 0.99964 | 0.56055 | 0.80302 | 0.86961 | 0.80971 | 0.92799 | 0.80249 | 0
Dec | 19 | 13 | Weekday | Tuesday | 0.80519 | 0.89627 | 0.83578 | 0.68232 | 0.0044583 | 0.68232 | 0.68232 | 0.87124 | 0.68232 | 0.80519 | 0.80519 | 0.75327 | 0.99645 | 0.52507 | 0.85205 | 0.80308 | 0.55128 | 0.94983 | 0.90658 | 0.80207 | 0.87442 | 0.57295 | 0.85779 | 0.87124 | 0.80754 | 0.91551 | 0.87607 | 0.74585 | 0.993 | 0.53424 | 0.91335 | 0.7939 | 0.45525 | 0.96444 | 0.96739 | 0.90782 | 0.99131 | 0.56032 | 0.8417 | 0.87006 | 0.80971 | 0.91689 | 0.88526 | 0
Dec | 19 | 14 | Weekday | Tuesday | 0.78839 | 0.89646 | 0.82845 | 0.68427 | 0.0044583 | 0.68427 | 0.68427 | 0.86185 | 0.68427 | 0.78839 | 0.78839 | 0.74071 | 0.99357 | 0.52324 | 0.84469 | 0.76743 | 0.54046 | 0.9464 | 0.89982 | 0.6947 | 0.87095 | 0.57057 | 0.84881 | 0.86185 | 0.79909 | 0.90099 | 0.87538 | 0.74579 | 0.99239 | 0.52613 | 0.91268 | 0.75994 | 0.45131 | 0.9621 | 0.96695 | 0.73069 | 0.99123 | 0.55821 | 0.84109 | 0.87033 | 0.80971 | 0.90149 | 0.88516 | 0
Dec | 19 | 15 | Weekday | Tuesday | 0.78572 | 0.89956 | 0.81962 | 0.73561 | 1 | 0.73561 | 0.73561 | 0.8573 | 0.73561 | 0.78572 | 0.78572 | 0.79075 | 0.9901 | 0.51253 | 0.84176 | 0.76342 | 0.57192 | 0.89856 | 0.89605 | 0.71202 | 0.84629 | 0.57019 | 0.84558 | 0.8573 | 0.79672 | 0.88846 | 0.88473 | 0.74543 | 0.98957 | 0.50552 | 0.90829 | 0.75616 | 0.4849 | 0.92223 | 0.95328 | 0.72995 | 0.96932 | 0.55207 | 0.84028 | 0.87075 | 0.80971 | 0.88742 | 0.88551 | 0
Dec | 19 | 16 | Weekday | Tuesday | 0.81338 | 0.93586 | 0.81974 | 0.87423 | 1 | 0.87423 | 0.87423 | 0.96643 | 0.87423 | 0.81338 | 0.81338 | 1 | 1 | 0.55273 | 0.93023 | 0.88114 | 0.83023 | 0.9497 | 0.90975 | 0.78472 | 0.82891 | 0.62668 | 1 | 0.96643 | 0.95354 | 0.93706 | 1 | 0.99933 | 1 | 0.59934 | 1 | 0.87493 | 0.80067 | 0.97893 | 1 | 0.81646 | 0.99483 | 0.66714 | 1 | 0.99336 | 0.99245 | 0.94023 | 1 | 0
Dec | 19 | 17 | Weekday | Tuesday | 0.81083 | 0.92652 | 0.8079 | 0.99867 | 1 | 0.99867 | 0.99867 | 1 | 0.99867 | 0.81083 | 0.81083 | 0.99962 | 0.98831 | 0.66169 | 0.8545 | 0.85834 | 0.95324 | 0.94416 | 0.76004 | 0.90496 | 0.77985 | 0.72751 | 0.78144 | 1 | 0.99552 | 0.94167 | 0.49703 | 0.99935 | 0.98903 | 0.71387 | 0.89892 | 0.85143 | 0.949 | 0.97183 | 0.75429 | 0.99354 | 0.82201 | 0.77604 | 0.70293 | 1 | 1 | 0.93383 | 0.41392 | 0
Dec | 19 | 18 | Weekday | Tuesday | 0.7822 | 0.90342 | 0.78867 | 0.99986 | 1 | 0.99986 | 0.99986 | 0.8758 | 0.99986 | 0.7822 | 0.7822 | 0.99981 | 0.80198 | 0.86724 | 0.71604 | 0.71493 | 1 | 0.63285 | 0.78466 | 0.91895 | 0.79913 | 0.81896 | 0.7134 | 0.8758 | 0.87934 | 0.95132 | 0.34892 | 0.99945 | 0.78629 | 0.89865 | 0.71381 | 0.69958 | 1 | 0.6325 | 0.75453 | 0.99352 | 0.8222 | 0.85016 | 0.58906 | 0.79111 | 0.78581 | 0.9306 | 0.23639 | 0
Dec | 19 | 19 | Weekday | Tuesday | 0.76173 | 0.89145 | 0.77358 | 0.96118 | 1 | 0.96118 | 0.96118 | 0.87936 | 0.96118 | 0.76173 | 0.76173 | 0.86307 | 0.79367 | 0.83853 | 0.70585 | 0.72074 | 0.98389 | 0.63869 | 0.80495 | 0.93388 | 0.80617 | 0.83399 | 0.72622 | 0.87936 | 0.88913 | 0.9017 | 0.42151 | 0.83781 | 0.77489 | 0.91759 | 0.68999 | 0.7027 | 0.97653 | 0.63384 | 0.75555 | 0.99629 | 0.82291 | 0.87528 | 0.58906 | 0.75595 | 0.74993 | 0.85448 | 0.24913 | 0
Dec | 19 | 20 | Weekday | Tuesday | 0.75239 | 0.86151 | 0.75884 | 0.88667 | 1 | 0.88667 | 0.88667 | 0.85228 | 0.88667 | 0.75239 | 0.75239 | 0.85727 | 0.71019 | 0.89036 | 0.60358 | 0.69003 | 0.9753 | 0.58133 | 0.8153 | 0.81446 | 0.81647 | 0.91657 | 0.70235 | 0.85228 | 0.8668 | 0.83371 | 0.37832 | 0.83743 | 0.67248 | 1 | 0.55115 | 0.66795 | 0.96644 | 0.54998 | 0.75568 | 0.81873 | 0.823 | 0.96671 | 0.55111 | 0.69861 | 0.69253 | 0.75857 | 0.24139 | 0
Dec | 19 | 21 | Weekday | Tuesday | 0.71221 | 0.81499 | 0.73996 | 0.81855 | 1 | 0.81855 | 0.81855 | 0.34518 | 0.81855 | 0.71221 | 0.71221 | 0.85842 | 0.68269 | 0.93484 | 0.59187 | 0.70609 | 0.86042 | 0.48719 | 0.24769 | 0.82526 | 0.15086 | 0.88799 | 0.71095 | 0.34518 | 0.37686 | 0.64148 | 0.44835 | 0.83611 | 0.64057 | 0.97318 | 0.52821 | 0.68286 | 0.83039 | 0.4597 | 0.33341 | 0.81678 | 0.2707 | 0.91248 | 0.55111 | 0.34176 | 0.38416 | 0.54364 | 0.25371 | 0
Dec | 19 | 22 | Weekday | Tuesday | 0.69636 | 0.79506 | 0.71964 | 0.71298 | 1 | 0.71298 | 0.71298 | 0.14232 | 0.71298 | 0.69636 | 0.69636 | 0.83536 | 0.64055 | 0.75352 | 0.29173 | 0.23518 | 0.73835 | 0.39477 | 0.24547 | 0.83527 | 0.14998 | 0.65985 | 0.34724 | 0.14232 | 0.18115 | 0.25631 | 0.39788 | 0.83462 | 0.58854 | 0.75691 | 0.33745 | 0.23937 | 0.65925 | 0.36563 | 0.33315 | 0.8146 | 0.27115 | 0.65174 | 0.3633 | 0.18847 | 0.24853 | 0.32072 | 0.24435 | 0
Dec | 19 | 23 | Weekday | Tuesday | 0.65882 | 0.80621 | 0.70276 | 0.60639 | 1 | 0.60639 | 0.60639 | 0.14389 | 0.60639 | 0.65882 | 0.65882 | 0.80028 | 0.64608 | 0.54606 | 0.24735 | 0.22602 | 0.61425 | 0.47126 | 0.2503 | 0.86584 | 0.15436 | 0.48008 | 0.32468 | 0.14389 | 0.18231 | 0.37418 | 0.452 | 0.85218 | 0.58814 | 0.53048 | 0.28216 | 0.23012 | 0.51358 | 0.42797 | 0.33888 | 0.85711 | 0.27733 | 0.45117 | 0.34055 | 0.19028 | 0.24996 | 0.46884 | 0.25284 | 0
Dec | 20 | 24 | Weekday | Wednesday | 0.64349 | 0.78892 | 0.69797 | 0.53855 | 1 | 0.53855 | 0.53855 | 0.1441 | 0.53855 | 0.64349 | 0.64349 | 0.59955 | 0.63725 | 0.35036 | 0.24561 | 0.23575 | 0.54384 | 0.41069 | 0.2472 | 0.6463 | 0.15565 | 0.43074 | 0.33441 | 0.1441 | 0.18186 | 0.28422 | 0.41882 | 0.48748 | 0.57604 | 0.38955 | 0.27982 | 0.23968 | 0.42399 | 0.38182 | 0.33473 | 0.48628 | 0.27704 | 0.39756 | 0.34879 | 0.18897 | 0.24863 | 0.35292 | 0.24655 | 0
Dec | 20 | 1 | Weekday | Wednesday | 0.63727 | 0.75533 | 0.69142 | 0.50681 | 1 | 0.50681 | 0.50681 | 0.14639 | 0.50681 | 0.63727 | 0.63727 | 0.19968 | 0.63719 | 0.3065 | 0.24615 | 0.23538 | 0.54219 | 0.48503 | 0.24859 | 0.24494 | 0.15517 | 0.42145 | 0.33473 | 0.14639 | 0.18319 | 0.27077 | 0.46959 | 0.31966 | 0.57445 | 0.35581 | 0.27985 | 0.23959 | 0.41107 | 0.44204 | 0.33535 | 0.33674 | 0.27737 | 0.38607 | 0.34838 | 0.18954 | 0.24881 | 0.33102 | 0.25515 | 0
Dec | 20 | 2 | Weekday | Wednesday | 0.63823 | 0.74378 | 0.68917 | 0.49288 | 1 | 0.49288 | 0.49288 | 0.1487 | 0.49288 | 0.63823 | 0.63823 | 0.19958 | 0.63593 | 0.28433 | 0.24683 | 0.24271 | 0.54365 | 0.4213 | 0.25047 | 0.24617 | 0.15678 | 0.41199 | 0.33174 | 0.1487 | 0.18421 | 0.2733 | 0.43238 | 0.32017 | 0.57123 | 0.32694 | 0.28013 | 0.24663 | 0.40504 | 0.39194 | 0.33606 | 0.33762 | 0.27922 | 0.36929 | 0.34885 | 0.1901 | 0.24896 | 0.33198 | 0.24833 | 0
Dec | 20 | 3 | Weekday | Wednesday | 0.63886 | 0.74543 | 0.69237 | 0.48577 | 1 | 0.48577 | 0.48577 | 0.1512 | 0.48577 | 0.63886 | 0.63886 | 0.19973 | 0.63226 | 0.28126 | 0.24808 | 0.24358 | 0.55065 | 0.49283 | 0.24905 | 0.2457 | 0.15788 | 0.41549 | 0.33492 | 0.1512 | 0.1873 | 0.28476 | 0.48444 | 0.32042 | 0.56491 | 0.32483 | 0.28052 | 0.24784 | 0.40258 | 0.44794 | 0.33654 | 0.33806 | 0.27968 | 0.373 | 0.34838 | 0.19065 | 0.24939 | 0.3403 | 0.25705 | 0
Dec | 20 | 4 | Weekday | Wednesday | 0.64422 | 0.74735 | 0.70873 | 0.495 | 1 | 0.495 | 0.495 | 0.15354 | 0.495 | 0.64422 | 0.64422 | 0.20472 | 0.68409 | 0.31024 | 0.26067 | 0.25056 | 0.59993 | 0.58778 | 0.25764 | 0.25638 | 0.16031 | 0.43428 | 0.33503 | 0.15354 | 0.19065 | 0.33254 | 0.44511 | 0.32848 | 0.62667 | 0.34519 | 0.29336 | 0.25451 | 0.45531 | 0.54264 | 0.341 | 0.35121 | 0.28339 | 0.39293 | 0.34885 | 0.19122 | 0.24986 | 0.39617 | 0.24981 | 0
Dec | 20 | 5 | Weekday | Wednesday | 0.62578 | 0.7695 | 0.74973 | 0.56716 | 1 | 0.56716 | 0.56716 | 0.15558 | 0.56716 | 0.62578 | 0.62578 | 0.6218 | 0.75299 | 0.41597 | 0.30161 | 0.26341 | 0.70791 | 0.74556 | 0.25841 | 0.67168 | 0.16229 | 0.51291 | 0.35147 | 0.15558 | 0.19381 | 0.33245 | 0.49599 | 0.49462 | 0.62736 | 0.43657 | 0.3402 | 0.2676 | 0.56827 | 0.66136 | 0.34136 | 0.49229 | 0.28641 | 0.47078 | 0.36865 | 0.19175 | 0.2503 | 0.3955 | 0.25854 | 0
Dec | 20 | 6 | Weekday | Wednesday | 0.64218 | 0.81242 | 0.8075 | 0.64044 | 0.82686 | 0.64044 | 0.64044 | 0.96444 | 0.64044 | 0.64218 | 0.64218 | 0.85204 | 0.84411 | 0.70664 | 0.59363 | 0.97909 | 0.87053 | 0.89353 | 0.85029 | 1 | 0.92316 | 0.77366 | 0.78429 | 0.96444 | 1 | 0.81298 | 0.6418 | 0.8384 | 0.79217 | 0.76106 | 0.41645 | 1 | 0.69853 | 0.85405 | 0.39001 | 0.9994 | 0.43788 | 0.76461 | 0.51183 | 0.39428 | 0.37862 | 0.57307 | 0.34345 | 0
Dec | 20 | 7 | Weekday | Wednesday | 0.65512 | 0.82594 | 0.84408 | 0.66744 | 0.0044583 | 0.66744 | 0.66744 | 0.80825 | 0.66744 | 0.65512 | 0.65512 | 0.93969 | 0.90657 | 0.96486 | 0.67115 | 0.8934 | 0.83189 | 0.96917 | 0.93695 | 0.93312 | 0.99572 | 0.88721 | 0.73888 | 0.80825 | 0.80487 | 0.76007 | 0.728 | 0.91548 | 0.87116 | 0.94299 | 0.48397 | 0.85374 | 0.64998 | 0.9442 | 0.71077 | 0.91326 | 0.78703 | 0.89116 | 0.43808 | 0.38357 | 0.31378 | 0.5494 | 0.49766 | 0
Dec | 20 | 8 | Weekday | Wednesday | 0.68369 | 0.85419 | 0.85706 | 0.70741 | 0.0044583 | 0.70741 | 0.70741 | 0.87883 | 0.70741 | 0.68369 | 0.68369 | 0.94861 | 0.93424 | 0.83021 | 1 | 1 | 0.79756 | 0.96691 | 1 | 0.79527 | 1 | 0.81123 | 0.95384 | 0.87883 | 0.85575 | 0.93595 | 0.88064 | 0.90794 | 0.90882 | 0.80153 | 0.9882 | 0.96913 | 0.61729 | 0.94931 | 0.96396 | 0.72882 | 0.98454 | 0.78667 | 0.8397 | 0.57473 | 0.50224 | 0.82156 | 0.73351 | 0
Dec | 20 | 9 | Weekday | Wednesday | 0.77554 | 0.87751 | 0.85501 | 0.70665 | 0.0044583 | 0.70665 | 0.70665 | 0.97866 | 0.70665 | 0.77554 | 0.77554 | 0.80519 | 0.96335 | 0.72152 | 0.93424 | 0.88403 | 0.7114 | 1 | 0.95716 | 0.77965 | 0.96022 | 0.76564 | 0.90451 | 0.97866 | 0.94077 | 0.96507 | 0.96371 | 0.74507 | 0.94536 | 0.72094 | 0.95229 | 0.85801 | 0.54461 | 1 | 0.9636 | 0.72934 | 0.9843 | 0.75094 | 0.83974 | 0.82789 | 0.76299 | 0.90849 | 0.88575 | 0
Dec | 20 | 10 | Weekday | Wednesday | 0.82843 | 0.89431 | 0.85147 | 0.70737 | 0.0044583 | 0.70737 | 0.70737 | 0.96568 | 0.70737 | 0.82843 | 0.82843 | 0.95166 | 0.9785 | 0.59251 | 0.87411 | 0.8472 | 0.62705 | 0.98662 | 0.95107 | 0.8692 | 0.93658 | 0.59559 | 0.88351 | 0.96568 | 0.91797 | 0.92234 | 0.9282 | 0.90831 | 0.96565 | 0.57531 | 0.90492 | 0.82711 | 0.46951 | 0.99223 | 0.98674 | 0.90637 | 0.99745 | 0.56536 | 0.83987 | 0.87144 | 0.80971 | 0.87889 | 0.88546 | 0
Dec | 20 | 11 | Weekday | Wednesday | 0.85808 | 0.90488 | 0.84605 | 0.69711 | 0.0044583 | 0.69711 | 0.69711 | 0.91431 | 0.69711 | 0.85808 | 0.85808 | 0.92769 | 0.99035 | 0.55242 | 0.85925 | 0.82542 | 0.59453 | 0.97639 | 0.91965 | 0.86559 | 0.89835 | 0.58394 | 0.86837 | 0.91431 | 0.85712 | 1 | 0.90115 | 0.92477 | 0.98159 | 0.56788 | 0.90535 | 0.81025 | 0.47128 | 0.98542 | 0.99206 | 0.94704 | 1 | 0.56231 | 0.84062 | 0.87002 | 0.80971 | 1 | 0.88554 | 0
Dec | 20 | 12 | Weekday | Wednesday | 0.83786 | 0.89984 | 0.83643 | 0.69511 | 0.0044583 | 0.69511 | 0.69511 | 0.88863 | 0.69511 | 0.83786 | 0.83786 | 0.87855 | 0.96879 | 0.54356 | 0.82102 | 0.83948 | 0.5695 | 0.92962 | 0.9097 | 0.81345 | 0.88054 | 0.5786 | 0.84548 | 0.88863 | 0.827 | 0.93135 | 0.81677 | 0.90961 | 0.96263 | 0.56339 | 0.86142 | 0.8283 | 0.46276 | 0.93588 | 0.98887 | 0.91477 | 0.99964 | 0.56055 | 0.80302 | 0.86961 | 0.80971 | 0.92799 | 0.80249 | 0
Dec | 20 | 13 | Weekday | Wednesday | 0.80519 | 0.89627 | 0.83578 | 0.68232 | 0.0044583 | 0.68232 | 0.68232 | 0.87124 | 0.68232 | 0.80519 | 0.80519 | 0.75327 | 0.99645 | 0.52507 | 0.85205 | 0.80308 | 0.55128 | 0.94983 | 0.90658 | 0.80207 | 0.87442 | 0.57295 | 0.85779 | 0.87124 | 0.80754 | 0.91551 | 0.87607 | 0.74585 | 0.993 | 0.53424 | 0.91335 | 0.7939 | 0.45525 | 0.96444 | 0.96739 | 0.90782 | 0.99131 | 0.56032 | 0.8417 | 0.87006 | 0.80971 | 0.91689 | 0.88526 | 0
Dec | 20 | 14 | Weekday | Wednesday | 0.78839 | 0.89646 | 0.82845 | 0.68427 | 0.0044583 | 0.68427 | 0.68427 | 0.86185 | 0.68427 | 0.78839 | 0.78839 | 0.74071 | 0.99357 | 0.52324 | 0.84469 | 0.76743 | 0.54046 | 0.9464 | 0.89982 | 0.6947 | 0.87095 | 0.57057 | 0.84881 | 0.86185 | 0.79909 | 0.90099 | 0.87538 | 0.74579 | 0.99239 | 0.52613 | 0.91268 | 0.75994 | 0.45131 | 0.9621 | 0.96695 | 0.73069 | 0.99123 | 0.55821 | 0.84109 | 0.87033 | 0.80971 | 0.90149 | 0.88516 | 0
Dec | 20 | 15 | Weekday | Wednesday | 0.78572 | 0.89956 | 0.81962 | 0.73561 | 1 | 0.73561 | 0.73561 | 0.8573 | 0.73561 | 0.78572 | 0.78572 | 0.79075 | 0.9901 | 0.51253 | 0.84176 | 0.76342 | 0.57192 | 0.89856 | 0.89605 | 0.71202 | 0.84629 | 0.57019 | 0.84558 | 0.8573 | 0.79672 | 0.88846 | 0.88473 | 0.74543 | 0.98957 | 0.50552 | 0.90829 | 0.75616 | 0.4849 | 0.92223 | 0.95328 | 0.72995 | 0.96932 | 0.55207 | 0.84028 | 0.87075 | 0.80971 | 0.88742 | 0.88551 | 0
Dec | 20 | 16 | Weekday | Wednesday | 0.81338 | 0.93586 | 0.81974 | 0.87423 | 1 | 0.87423 | 0.87423 | 0.96643 | 0.87423 | 0.81338 | 0.81338 | 1 | 1 | 0.55273 | 0.93023 | 0.88114 | 0.83023 | 0.9497 | 0.90975 | 0.78472 | 0.82891 | 0.62668 | 1 | 0.96643 | 0.95354 | 0.93706 | 1 | 0.99933 | 1 | 0.59934 | 1 | 0.87493 | 0.80067 | 0.97893 | 1 | 0.81646 | 0.99483 | 0.66714 | 1 | 0.99336 | 0.99245 | 0.94023 | 1 | 0
Dec | 20 | 17 | Weekday | Wednesday | 0.81083 | 0.92652 | 0.8079 | 0.99867 | 1 | 0.99867 | 0.99867 | 1 | 0.99867 | 0.81083 | 0.81083 | 0.99962 | 0.98831 | 0.66169 | 0.8545 | 0.85834 | 0.95324 | 0.94416 | 0.76004 | 0.90496 | 0.77985 | 0.72751 | 0.78144 | 1 | 0.99552 | 0.94167 | 0.49703 | 0.99935 | 0.98903 | 0.71387 | 0.89892 | 0.85143 | 0.949 | 0.97183 | 0.75429 | 0.99354 | 0.82201 | 0.77604 | 0.70293 | 1 | 1 | 0.93383 | 0.41392 | 0
Dec | 20 | 18 | Weekday | Wednesday | 0.7822 | 0.90342 | 0.78867 | 0.99986 | 1 | 0.99986 | 0.99986 | 0.8758 | 0.99986 | 0.7822 | 0.7822 | 0.99981 | 0.80198 | 0.86724 | 0.71604 | 0.71493 | 1 | 0.63285 | 0.78466 | 0.91895 | 0.79913 | 0.81896 | 0.7134 | 0.8758 | 0.87934 | 0.95132 | 0.34892 | 0.99945 | 0.78629 | 0.89865 | 0.71381 | 0.69958 | 1 | 0.6325 | 0.75453 | 0.99352 | 0.8222 | 0.85016 | 0.58906 | 0.79111 | 0.78581 | 0.9306 | 0.23639 | 0
Dec | 20 | 19 | Weekday | Wednesday | 0.76173 | 0.89145 | 0.77358 | 0.96118 | 1 | 0.96118 | 0.96118 | 0.87936 | 0.96118 | 0.76173 | 0.76173 | 0.86307 | 0.79367 | 0.83853 | 0.70585 | 0.72074 | 0.98389 | 0.63869 | 0.80495 | 0.93388 | 0.80617 | 0.83399 | 0.72622 | 0.87936 | 0.88913 | 0.9017 | 0.42151 | 0.83781 | 0.77489 | 0.91759 | 0.68999 | 0.7027 | 0.97653 | 0.63384 | 0.75555 | 0.99629 | 0.82291 | 0.87528 | 0.58906 | 0.75595 | 0.74993 | 0.85448 | 0.24913 | 0
Dec | 20 | 20 | Weekday | Wednesday | 0.75239 | 0.86151 | 0.75884 | 0.88667 | 1 | 0.88667 | 0.88667 | 0.85228 | 0.88667 | 0.75239 | 0.75239 | 0.85727 | 0.71019 | 0.89036 | 0.60358 | 0.69003 | 0.9753 | 0.58133 | 0.8153 | 0.81446 | 0.81647 | 0.91657 | 0.70235 | 0.85228 | 0.8668 | 0.83371 | 0.37832 | 0.83743 | 0.67248 | 1 | 0.55115 | 0.66795 | 0.96644 | 0.54998 | 0.75568 | 0.81873 | 0.823 | 0.96671 | 0.55111 | 0.69861 | 0.69253 | 0.75857 | 0.24139 | 0
Dec | 20 | 21 | Weekday | Wednesday | 0.71221 | 0.81499 | 0.73996 | 0.81855 | 1 | 0.81855 | 0.81855 | 0.34518 | 0.81855 | 0.71221 | 0.71221 | 0.85842 | 0.68269 | 0.93484 | 0.59187 | 0.70609 | 0.86042 | 0.48719 | 0.24769 | 0.82526 | 0.15086 | 0.88799 | 0.71095 | 0.34518 | 0.37686 | 0.64148 | 0.44835 | 0.83611 | 0.64057 | 0.97318 | 0.52821 | 0.68286 | 0.83039 | 0.4597 | 0.33341 | 0.81678 | 0.2707 | 0.91248 | 0.55111 | 0.34176 | 0.38416 | 0.54364 | 0.25371 | 0
Dec | 20 | 22 | Weekday | Wednesday | 0.69636 | 0.79506 | 0.71964 | 0.71298 | 1 | 0.71298 | 0.71298 | 0.14232 | 0.71298 | 0.69636 | 0.69636 | 0.83536 | 0.64055 | 0.75352 | 0.29173 | 0.23518 | 0.73835 | 0.39477 | 0.24547 | 0.83527 | 0.14998 | 0.65985 | 0.34724 | 0.14232 | 0.18115 | 0.25631 | 0.39788 | 0.83462 | 0.58854 | 0.75691 | 0.33745 | 0.23937 | 0.65925 | 0.36563 | 0.33315 | 0.8146 | 0.27115 | 0.65174 | 0.3633 | 0.18847 | 0.24853 | 0.32072 | 0.24435 | 0
Dec | 20 | 23 | Weekday | Wednesday | 0.65882 | 0.80621 | 0.70276 | 0.60639 | 1 | 0.60639 | 0.60639 | 0.14389 | 0.60639 | 0.65882 | 0.65882 | 0.80028 | 0.64608 | 0.54606 | 0.24735 | 0.22602 | 0.61425 | 0.47126 | 0.2503 | 0.86584 | 0.15436 | 0.48008 | 0.32468 | 0.14389 | 0.18231 | 0.37418 | 0.452 | 0.85218 | 0.58814 | 0.53048 | 0.28216 | 0.23012 | 0.51358 | 0.42797 | 0.33888 | 0.85711 | 0.27733 | 0.45117 | 0.34055 | 0.19028 | 0.24996 | 0.46884 | 0.25284 | 0
Dec | 21 | 24 | Weekday | Thursday | 0.64349 | 0.78892 | 0.69797 | 0.53855 | 1 | 0.53855 | 0.53855 | 0.1441 | 0.53855 | 0.64349 | 0.64349 | 0.59955 | 0.63725 | 0.35036 | 0.24561 | 0.23575 | 0.54384 | 0.41069 | 0.2472 | 0.6463 | 0.15565 | 0.43074 | 0.33441 | 0.1441 | 0.18186 | 0.28422 | 0.41882 | 0.48748 | 0.57604 | 0.38955 | 0.27982 | 0.23968 | 0.42399 | 0.38182 | 0.33473 | 0.48628 | 0.27704 | 0.39756 | 0.34879 | 0.18897 | 0.24863 | 0.35292 | 0.24655 | 0
Dec | 21 | 1 | Weekday | Thursday | 0.63727 | 0.75533 | 0.69142 | 0.50681 | 1 | 0.50681 | 0.50681 | 0.14639 | 0.50681 | 0.63727 | 0.63727 | 0.19968 | 0.63719 | 0.3065 | 0.24615 | 0.23538 | 0.54219 | 0.48503 | 0.24859 | 0.24494 | 0.15517 | 0.42145 | 0.33473 | 0.14639 | 0.18319 | 0.27077 | 0.46959 | 0.31966 | 0.57445 | 0.35581 | 0.27985 | 0.23959 | 0.41107 | 0.44204 | 0.33535 | 0.33674 | 0.27737 | 0.38607 | 0.34838 | 0.18954 | 0.24881 | 0.33102 | 0.25515 | 0
Dec | 21 | 2 | Weekday | Thursday | 0.63823 | 0.74378 | 0.68917 | 0.49288 | 1 | 0.49288 | 0.49288 | 0.1487 | 0.49288 | 0.63823 | 0.63823 | 0.19958 | 0.63593 | 0.28433 | 0.24683 | 0.24271 | 0.54365 | 0.4213 | 0.25047 | 0.24617 | 0.15678 | 0.41199 | 0.33174 | 0.1487 | 0.18421 | 0.2733 | 0.43238 | 0.32017 | 0.57123 | 0.32694 | 0.28013 | 0.24663 | 0.40504 | 0.39194 | 0.33606 | 0.33762 | 0.27922 | 0.36929 | 0.34885 | 0.1901 | 0.24896 | 0.33198 | 0.24833 | 0
Dec | 21 | 3 | Weekday | Thursday | 0.63886 | 0.74543 | 0.69237 | 0.48577 | 1 | 0.48577 | 0.48577 | 0.1512 | 0.48577 | 0.63886 | 0.63886 | 0.19973 | 0.63226 | 0.28126 | 0.24808 | 0.24358 | 0.55065 | 0.49283 | 0.24905 | 0.2457 | 0.15788 | 0.41549 | 0.33492 | 0.1512 | 0.1873 | 0.28476 | 0.48444 | 0.32042 | 0.56491 | 0.32483 | 0.28052 | 0.24784 | 0.40258 | 0.44794 | 0.33654 | 0.33806 | 0.27968 | 0.373 | 0.34838 | 0.19065 | 0.24939 | 0.3403 | 0.25705 | 0
Dec | 21 | 4 | Weekday | Thursday | 0.64422 | 0.74735 | 0.70873 | 0.495 | 1 | 0.495 | 0.495 | 0.15354 | 0.495 | 0.64422 | 0.64422 | 0.20472 | 0.68409 | 0.31024 | 0.26067 | 0.25056 | 0.59993 | 0.58778 | 0.25764 | 0.25638 | 0.16031 | 0.43428 | 0.33503 | 0.15354 | 0.19065 | 0.33254 | 0.44511 | 0.32848 | 0.62667 | 0.34519 | 0.29336 | 0.25451 | 0.45531 | 0.54264 | 0.341 | 0.35121 | 0.28339 | 0.39293 | 0.34885 | 0.19122 | 0.24986 | 0.39617 | 0.24981 | 0
Dec | 21 | 5 | Weekday | Thursday | 0.62578 | 0.7695 | 0.74973 | 0.56716 | 1 | 0.56716 | 0.56716 | 0.15558 | 0.56716 | 0.62578 | 0.62578 | 0.6218 | 0.75299 | 0.41597 | 0.30161 | 0.26341 | 0.70791 | 0.74556 | 0.25841 | 0.67168 | 0.16229 | 0.51291 | 0.35147 | 0.15558 | 0.19381 | 0.33245 | 0.49599 | 0.49462 | 0.62736 | 0.43657 | 0.3402 | 0.2676 | 0.56827 | 0.66136 | 0.34136 | 0.49229 | 0.28641 | 0.47078 | 0.36865 | 0.19175 | 0.2503 | 0.3955 | 0.25854 | 0
Dec | 21 | 6 | Weekday | Thursday | 0.64218 | 0.81242 | 0.8075 | 0.64044 | 0.82686 | 0.64044 | 0.64044 | 0.96444 | 0.64044 | 0.64218 | 0.64218 | 0.85204 | 0.84411 | 0.70664 | 0.59363 | 0.97909 | 0.87053 | 0.89353 | 0.85029 | 1 | 0.92316 | 0.77366 | 0.78429 | 0.96444 | 1 | 0.81298 | 0.6418 | 0.8384 | 0.79217 | 0.76106 | 0.41645 | 1 | 0.69853 | 0.85405 | 0.39001 | 0.9994 | 0.43788 | 0.76461 | 0.51183 | 0.39428 | 0.37862 | 0.57307 | 0.34345 | 0
Dec | 21 | 7 | Weekday | Thursday | 0.65512 | 0.82594 | 0.84408 | 0.66744 | 0.0044583 | 0.66744 | 0.66744 | 0.80825 | 0.66744 | 0.65512 | 0.65512 | 0.93969 | 0.90657 | 0.96486 | 0.67115 | 0.8934 | 0.83189 | 0.96917 | 0.93695 | 0.93312 | 0.99572 | 0.88721 | 0.73888 | 0.80825 | 0.80487 | 0.76007 | 0.728 | 0.91548 | 0.87116 | 0.94299 | 0.48397 | 0.85374 | 0.64998 | 0.9442 | 0.71077 | 0.91326 | 0.78703 | 0.89116 | 0.43808 | 0.38357 | 0.31378 | 0.5494 | 0.49766 | 0
Dec | 21 | 8 | Weekday | Thursday | 0.68369 | 0.85419 | 0.85706 | 0.70741 | 0.0044583 | 0.70741 | 0.70741 | 0.87883 | 0.70741 | 0.68369 | 0.68369 | 0.94861 | 0.93424 | 0.83021 | 1 | 1 | 0.79756 | 0.96691 | 1 | 0.79527 | 1 | 0.81123 | 0.95384 | 0.87883 | 0.85575 | 0.93595 | 0.88064 | 0.90794 | 0.90882 | 0.80153 | 0.9882 | 0.96913 | 0.61729 | 0.94931 | 0.96396 | 0.72882 | 0.98454 | 0.78667 | 0.8397 | 0.57473 | 0.50224 | 0.82156 | 0.73351 | 0
Dec | 21 | 9 | Weekday | Thursday | 0.77554 | 0.87751 | 0.85501 | 0.70665 | 0.0044583 | 0.70665 | 0.70665 | 0.97866 | 0.70665 | 0.77554 | 0.77554 | 0.80519 | 0.96335 | 0.72152 | 0.93424 | 0.88403 | 0.7114 | 1 | 0.95716 | 0.77965 | 0.96022 | 0.76564 | 0.90451 | 0.97866 | 0.94077 | 0.96507 | 0.96371 | 0.74507 | 0.94536 | 0.72094 | 0.95229 | 0.85801 | 0.54461 | 1 | 0.9636 | 0.72934 | 0.9843 | 0.75094 | 0.83974 | 0.82789 | 0.76299 | 0.90849 | 0.88575 | 0
Dec | 21 | 10 | Weekday | Thursday | 0.82843 | 0.89431 | 0.85147 | 0.70737 | 0.0044583 | 0.70737 | 0.70737 | 0.96568 | 0.70737 | 0.82843 | 0.82843 | 0.95166 | 0.9785 | 0.59251 | 0.87411 | 0.8472 | 0.62705 | 0.98662 | 0.95107 | 0.8692 | 0.93658 | 0.59559 | 0.88351 | 0.96568 | 0.91797 | 0.92234 | 0.9282 | 0.90831 | 0.96565 | 0.57531 | 0.90492 | 0.82711 | 0.46951 | 0.99223 | 0.98674 | 0.90637 | 0.99745 | 0.56536 | 0.83987 | 0.87144 | 0.80971 | 0.87889 | 0.88546 | 0
Dec | 21 | 11 | Weekday | Thursday | 0.85808 | 0.90488 | 0.84605 | 0.69711 | 0.0044583 | 0.69711 | 0.69711 | 0.91431 | 0.69711 | 0.85808 | 0.85808 | 0.92769 | 0.99035 | 0.55242 | 0.85925 | 0.82542 | 0.59453 | 0.97639 | 0.91965 | 0.86559 | 0.89835 | 0.58394 | 0.86837 | 0.91431 | 0.85712 | 1 | 0.90115 | 0.92477 | 0.98159 | 0.56788 | 0.90535 | 0.81025 | 0.47128 | 0.98542 | 0.99206 | 0.94704 | 1 | 0.56231 | 0.84062 | 0.87002 | 0.80971 | 1 | 0.88554 | 0
Dec | 21 | 12 | Weekday | Thursday | 0.83786 | 0.89984 | 0.83643 | 0.69511 | 0.0044583 | 0.69511 | 0.69511 | 0.88863 | 0.69511 | 0.83786 | 0.83786 | 0.87855 | 0.96879 | 0.54356 | 0.82102 | 0.83948 | 0.5695 | 0.92962 | 0.9097 | 0.81345 | 0.88054 | 0.5786 | 0.84548 | 0.88863 | 0.827 | 0.93135 | 0.81677 | 0.90961 | 0.96263 | 0.56339 | 0.86142 | 0.8283 | 0.46276 | 0.93588 | 0.98887 | 0.91477 | 0.99964 | 0.56055 | 0.80302 | 0.86961 | 0.80971 | 0.92799 | 0.80249 | 0
Dec | 21 | 13 | Weekday | Thursday | 0.80519 | 0.89627 | 0.83578 | 0.68232 | 0.0044583 | 0.68232 | 0.68232 | 0.87124 | 0.68232 | 0.80519 | 0.80519 | 0.75327 | 0.99645 | 0.52507 | 0.85205 | 0.80308 | 0.55128 | 0.94983 | 0.90658 | 0.80207 | 0.87442 | 0.57295 | 0.85779 | 0.87124 | 0.80754 | 0.91551 | 0.87607 | 0.74585 | 0.993 | 0.53424 | 0.91335 | 0.7939 | 0.45525 | 0.96444 | 0.96739 | 0.90782 | 0.99131 | 0.56032 | 0.8417 | 0.87006 | 0.80971 | 0.91689 | 0.88526 | 0
Dec | 21 | 14 | Weekday | Thursday | 0.78839 | 0.89646 | 0.82845 | 0.68427 | 0.0044583 | 0.68427 | 0.68427 | 0.86185 | 0.68427 | 0.78839 | 0.78839 | 0.74071 | 0.99357 | 0.52324 | 0.84469 | 0.76743 | 0.54046 | 0.9464 | 0.89982 | 0.6947 | 0.87095 | 0.57057 | 0.84881 | 0.86185 | 0.79909 | 0.90099 | 0.87538 | 0.74579 | 0.99239 | 0.52613 | 0.91268 | 0.75994 | 0.45131 | 0.9621 | 0.96695 | 0.73069 | 0.99123 | 0.55821 | 0.84109 | 0.87033 | 0.80971 | 0.90149 | 0.88516 | 0
Dec | 21 | 15 | Weekday | Thursday | 0.78572 | 0.89956 | 0.81962 | 0.73561 | 1 | 0.73561 | 0.73561 | 0.8573 | 0.73561 | 0.78572 | 0.78572 | 0.79075 | 0.9901 | 0.51253 | 0.84176 | 0.76342 | 0.57192 | 0.89856 | 0.89605 | 0.71202 | 0.84629 | 0.57019 | 0.84558 | 0.8573 | 0.79672 | 0.88846 | 0.88473 | 0.74543 | 0.98957 | 0.50552 | 0.90829 | 0.75616 | 0.4849 | 0.92223 | 0.95328 | 0.72995 | 0.96932 | 0.55207 | 0.84028 | 0.87075 | 0.80971 | 0.88742 | 0.88551 | 0
Dec | 21 | 16 | Weekday | Thursday | 0.81338 | 0.93586 | 0.81974 | 0.87423 | 1 | 0.87423 | 0.87423 | 0.96643 | 0.87423 | 0.81338 | 0.81338 | 1 | 1 | 0.55273 | 0.93023 | 0.88114 | 0.83023 | 0.9497 | 0.90975 | 0.78472 | 0.82891 | 0.62668 | 1 | 0.96643 | 0.95354 | 0.93706 | 1 | 0.99933 | 1 | 0.59934 | 1 | 0.87493 | 0.80067 | 0.97893 | 1 | 0.81646 | 0.99483 | 0.66714 | 1 | 0.99336 | 0.99245 | 0.94023 | 1 | 0
Dec | 21 | 17 | Weekday | Thursday | 0.81083 | 0.92652 | 0.8079 | 0.99867 | 1 | 0.99867 | 0.99867 | 1 | 0.99867 | 0.81083 | 0.81083 | 0.99962 | 0.98831 | 0.66169 | 0.8545 | 0.85834 | 0.95324 | 0.94416 | 0.76004 | 0.90496 | 0.77985 | 0.72751 | 0.78144 | 1 | 0.99552 | 0.94167 | 0.49703 | 0.99935 | 0.98903 | 0.71387 | 0.89892 | 0.85143 | 0.949 | 0.97183 | 0.75429 | 0.99354 | 0.82201 | 0.77604 | 0.70293 | 1 | 1 | 0.93383 | 0.41392 | 0
Dec | 21 | 18 | Weekday | Thursday | 0.7822 | 0.90342 | 0.78867 | 0.99986 | 1 | 0.99986 | 0.99986 | 0.8758 | 0.99986 | 0.7822 | 0.7822 | 0.99981 | 0.80198 | 0.86724 | 0.71604 | 0.71493 | 1 | 0.63285 | 0.78466 | 0.91895 | 0.79913 | 0.81896 | 0.7134 | 0.8758 | 0.87934 | 0.95132 | 0.34892 | 0.99945 | 0.78629 | 0.89865 | 0.71381 | 0.69958 | 1 | 0.6325 | 0.75453 | 0.99352 | 0.8222 | 0.85016 | 0.58906 | 0.79111 | 0.78581 | 0.9306 | 0.23639 | 0
Dec | 21 | 19 | Weekday | Thursday | 0.76173 | 0.89145 | 0.77358 | 0.96118 | 1 | 0.96118 | 0.96118 | 0.87936 | 0.96118 | 0.76173 | 0.76173 | 0.86307 | 0.79367 | 0.83853 | 0.70585 | 0.72074 | 0.98389 | 0.63869 | 0.80495 | 0.93388 | 0.80617 | 0.83399 | 0.72622 | 0.87936 | 0.88913 | 0.9017 | 0.42151 | 0.83781 | 0.77489 | 0.91759 | 0.68999 | 0.7027 | 0.97653 | 0.63384 | 0.75555 | 0.99629 | 0.82291 | 0.87528 | 0.58906 | 0.75595 | 0.74993 | 0.85448 | 0.24913 | 0
Dec | 21 | 20 | Weekday | Thursday | 0.75239 | 0.86151 | 0.75884 | 0.88667 | 1 | 0.88667 | 0.88667 | 0.85228 | 0.88667 | 0.75239 | 0.75239 | 0.85727 | 0.71019 | 0.89036 | 0.60358 | 0.69003 | 0.9753 | 0.58133 | 0.8153 | 0.81446 | 0.81647 | 0.91657 | 0.70235 | 0.85228 | 0.8668 | 0.83371 | 0.37832 | 0.83743 | 0.67248 | 1 | 0.55115 | 0.66795 | 0.96644 | 0.54998 | 0.75568 | 0.81873 | 0.823 | 0.96671 | 0.55111 | 0.69861 | 0.69253 | 0.75857 | 0.24139 | 0
Dec | 21 | 21 | Weekday | Thursday | 0.71221 | 0.81499 | 0.73996 | 0.81855 | 1 | 0.81855 | 0.81855 | 0.34518 | 0.81855 | 0.71221 | 0.71221 | 0.85842 | 0.68269 | 0.93484 | 0.59187 | 0.70609 | 0.86042 | 0.48719 | 0.24769 | 0.82526 | 0.15086 | 0.88799 | 0.71095 | 0.34518 | 0.37686 | 0.64148 | 0.44835 | 0.83611 | 0.64057 | 0.97318 | 0.52821 | 0.68286 | 0.83039 | 0.4597 | 0.33341 | 0.81678 | 0.2707 | 0.91248 | 0.55111 | 0.34176 | 0.38416 | 0.54364 | 0.25371 | 0
Dec | 21 | 22 | Weekday | Thursday | 0.69636 | 0.79506 | 0.71964 | 0.71298 | 1 | 0.71298 | 0.71298 | 0.14232 | 0.71298 | 0.69636 | 0.69636 | 0.83536 | 0.64055 | 0.75352 | 0.29173 | 0.23518 | 0.73835 | 0.39477 | 0.24547 | 0.83527 | 0.14998 | 0.65985 | 0.34724 | 0.14232 | 0.18115 | 0.25631 | 0.39788 | 0.83462 | 0.58854 | 0.75691 | 0.33745 | 0.23937 | 0.65925 | 0.36563 | 0.33315 | 0.8146 | 0.27115 | 0.65174 | 0.3633 | 0.18847 | 0.24853 | 0.32072 | 0.24435 | 0
Dec | 21 | 23 | Weekday | Thursday | 0.65882 | 0.80621 | 0.70276 | 0.60639 | 1 | 0.60639 | 0.60639 | 0.14389 | 0.60639 | 0.65882 | 0.65882 | 0.80028 | 0.64608 | 0.54606 | 0.24735 | 0.22602 | 0.61425 | 0.47126 | 0.2503 | 0.86584 | 0.15436 | 0.48008 | 0.32468 | 0.14389 | 0.18231 | 0.37418 | 0.452 | 0.85218 | 0.58814 | 0.53048 | 0.28216 | 0.23012 | 0.51358 | 0.42797 | 0.33888 | 0.85711 | 0.27733 | 0.45117 | 0.34055 | 0.19028 | 0.24996 | 0.46884 | 0.25284 | 0
Dec | 22 | 24 | Weekday | Friday | 0.64349 | 0.78892 | 0.69797 | 0.53855 | 1 | 0.53855 | 0.53855 | 0.1441 | 0.53855 | 0.64349 | 0.64349 | 0.59955 | 0.63725 | 0.35036 | 0.24561 | 0.23575 | 0.54384 | 0.41069 | 0.2472 | 0.6463 | 0.15565 | 0.43074 | 0.33441 | 0.1441 | 0.18186 | 0.28422 | 0.41882 | 0.48748 | 0.57604 | 0.38955 | 0.27982 | 0.23968 | 0.42399 | 0.38182 | 0.33473 | 0.48628 | 0.27704 | 0.39756 | 0.34879 | 0.18897 | 0.24863 | 0.35292 | 0.24655 | 0
Dec | 22 | 1 | Weekday | Friday | 0.63727 | 0.75533 | 0.69142 | 0.50681 | 1 | 0.50681 | 0.50681 | 0.14639 | 0.50681 | 0.63727 | 0.63727 | 0.19968 | 0.63719 | 0.3065 | 0.24615 | 0.23538 | 0.54219 | 0.48503 | 0.24859 | 0.24494 | 0.15517 | 0.42145 | 0.33473 | 0.14639 | 0.18319 | 0.27077 | 0.46959 | 0.31966 | 0.57445 | 0.35581 | 0.27985 | 0.23959 | 0.41107 | 0.44204 | 0.33535 | 0.33674 | 0.27737 | 0.38607 | 0.34838 | 0.18954 | 0.24881 | 0.33102 | 0.25515 | 0
Dec | 22 | 2 | Weekday | Friday | 0.63823 | 0.74378 | 0.68917 | 0.49288 | 1 | 0.49288 | 0.49288 | 0.1487 | 0.49288 | 0.63823 | 0.63823 | 0.19958 | 0.63593 | 0.28433 | 0.24683 | 0.24271 | 0.54365 | 0.4213 | 0.25047 | 0.24617 | 0.15678 | 0.41199 | 0.33174 | 0.1487 | 0.18421 | 0.2733 | 0.43238 | 0.32017 | 0.57123 | 0.32694 | 0.28013 | 0.24663 | 0.40504 | 0.39194 | 0.33606 | 0.33762 | 0.27922 | 0.36929 | 0.34885 | 0.1901 | 0.24896 | 0.33198 | 0.24833 | 0
Dec | 22 | 3 | Weekday | Friday | 0.63886 | 0.74543 | 0.69237 | 0.48577 | 1 | 0.48577 | 0.48577 | 0.1512 | 0.48577 | 0.63886 | 0.63886 | 0.19973 | 0.63226 | 0.28126 | 0.24808 | 0.24358 | 0.55065 | 0.49283 | 0.24905 | 0.2457 | 0.15788 | 0.41549 | 0.33492 | 0.1512 | 0.1873 | 0.28476 | 0.48444 | 0.32042 | 0.56491 | 0.32483 | 0.28052 | 0.24784 | 0.40258 | 0.44794 | 0.33654 | 0.33806 | 0.27968 | 0.373 | 0.34838 | 0.19065 | 0.24939 | 0.3403 | 0.25705 | 0
Dec | 22 | 4 | Weekday | Friday | 0.64422 | 0.74735 | 0.70873 | 0.495 | 1 | 0.495 | 0.495 | 0.15354 | 0.495 | 0.64422 | 0.64422 | 0.20472 | 0.68409 | 0.31024 | 0.26067 | 0.25056 | 0.59993 | 0.58778 | 0.25764 | 0.25638 | 0.16031 | 0.43428 | 0.33503 | 0.15354 | 0.19065 | 0.33254 | 0.44511 | 0.32848 | 0.62667 | 0.34519 | 0.29336 | 0.25451 | 0.45531 | 0.54264 | 0.341 | 0.35121 | 0.28339 | 0.39293 | 0.34885 | 0.19122 | 0.24986 | 0.39617 | 0.24981 | 0
Dec | 22 | 5 | Weekday | Friday | 0.62578 | 0.7695 | 0.74973 | 0.56716 | 1 | 0.56716 | 0.56716 | 0.15558 | 0.56716 | 0.62578 | 0.62578 | 0.6218 | 0.75299 | 0.41597 | 0.30161 | 0.26341 | 0.70791 | 0.74556 | 0.25841 | 0.67168 | 0.16229 | 0.51291 | 0.35147 | 0.15558 | 0.19381 | 0.33245 | 0.49599 | 0.49462 | 0.62736 | 0.43657 | 0.3402 | 0.2676 | 0.56827 | 0.66136 | 0.34136 | 0.49229 | 0.28641 | 0.47078 | 0.36865 | 0.19175 | 0.2503 | 0.3955 | 0.25854 | 0
Dec | 22 | 6 | Weekday | Friday | 0.64218 | 0.81242 | 0.8075 | 0.64044 | 0.82686 | 0.64044 | 0.64044 | 0.96444 | 0.64044 | 0.64218 | 0.64218 | 0.85204 | 0.84411 | 0.70664 | 0.59363 | 0.97909 | 0.87053 | 0.89353 | 0.85029 | 1 | 0.92316 | 0.77366 | 0.78429 | 0.96444 | 1 | 0.81298 | 0.6418 | 0.8384 | 0.79217 | 0.76106 | 0.41645 | 1 | 0.69853 | 0.85405 | 0.39001 | 0.9994 | 0.43788 | 0.76461 | 0.51183 | 0.39428 | 0.37862 | 0.57307 | 0.34345 | 0
Dec | 22 | 7 | Weekday | Friday | 0.65512 | 0.82594 | 0.84408 | 0.66744 | 0.0044583 | 0.66744 | 0.66744 | 0.80825 | 0.66744 | 0.65512 | 0.65512 | 0.93969 | 0.90657 | 0.96486 | 0.67115 | 0.8934 | 0.83189 | 0.96917 | 0.93695 | 0.93312 | 0.99572 | 0.88721 | 0.73888 | 0.80825 | 0.80487 | 0.76007 | 0.728 | 0.91548 | 0.87116 | 0.94299 | 0.48397 | 0.85374 | 0.64998 | 0.9442 | 0.71077 | 0.91326 | 0.78703 | 0.89116 | 0.43808 | 0.38357 | 0.31378 | 0.5494 | 0.49766 | 0
Dec | 22 | 8 | Weekday | Friday | 0.68369 | 0.85419 | 0.85706 | 0.70741 | 0.0044583 | 0.70741 | 0.70741 | 0.87883 | 0.70741 | 0.68369 | 0.68369 | 0.94861 | 0.93424 | 0.83021 | 1 | 1 | 0.79756 | 0.96691 | 1 | 0.79527 | 1 | 0.81123 | 0.95384 | 0.87883 | 0.85575 | 0.93595 | 0.88064 | 0.90794 | 0.90882 | 0.80153 | 0.9882 | 0.96913 | 0.61729 | 0.94931 | 0.96396 | 0.72882 | 0.98454 | 0.78667 | 0.8397 | 0.57473 | 0.50224 | 0.82156 | 0.73351 | 0
Dec | 22 | 9 | Weekday | Friday | 0.77554 | 0.87751 | 0.85501 | 0.70665 | 0.0044583 | 0.70665 | 0.70665 | 0.97866 | 0.70665 | 0.77554 | 0.77554 | 0.80519 | 0.96335 | 0.72152 | 0.93424 | 0.88403 | 0.7114 | 1 | 0.95716 | 0.77965 | 0.96022 | 0.76564 | 0.90451 | 0.97866 | 0.94077 | 0.96507 | 0.96371 | 0.74507 | 0.94536 | 0.72094 | 0.95229 | 0.85801 | 0.54461 | 1 | 0.9636 | 0.72934 | 0.9843 | 0.75094 | 0.83974 | 0.82789 | 0.76299 | 0.90849 | 0.88575 | 0
Dec | 22 | 10 | Weekday | Friday | 0.82843 | 0.89431 | 0.85147 | 0.70737 | 0.0044583 | 0.70737 | 0.70737 | 0.96568 | 0.70737 | 0.82843 | 0.82843 | 0.95166 | 0.9785 | 0.59251 | 0.87411 | 0.8472 | 0.62705 | 0.98662 | 0.95107 | 0.8692 | 0.93658 | 0.59559 | 0.88351 | 0.96568 | 0.91797 | 0.92234 | 0.9282 | 0.90831 | 0.96565 | 0.57531 | 0.90492 | 0.82711 | 0.46951 | 0.99223 | 0.98674 | 0.90637 | 0.99745 | 0.56536 | 0.83987 | 0.87144 | 0.80971 | 0.87889 | 0.88546 | 0
Dec | 22 | 11 | Weekday | Friday | 0.85808 | 0.90488 | 0.84605 | 0.69711 | 0.0044583 | 0.69711 | 0.69711 | 0.91431 | 0.69711 | 0.85808 | 0.85808 | 0.92769 | 0.99035 | 0.55242 | 0.85925 | 0.82542 | 0.59453 | 0.97639 | 0.91965 | 0.86559 | 0.89835 | 0.58394 | 0.86837 | 0.91431 | 0.85712 | 1 | 0.90115 | 0.92477 | 0.98159 | 0.56788 | 0.90535 | 0.81025 | 0.47128 | 0.98542 | 0.99206 | 0.94704 | 1 | 0.56231 | 0.84062 | 0.87002 | 0.80971 | 1 | 0.88554 | 0
Dec | 22 | 12 | Weekday | Friday | 0.83786 | 0.89984 | 0.83643 | 0.69511 | 0.0044583 | 0.69511 | 0.69511 | 0.88863 | 0.69511 | 0.83786 | 0.83786 | 0.87855 | 0.96879 | 0.54356 | 0.82102 | 0.83948 | 0.5695 | 0.92962 | 0.9097 | 0.81345 | 0.88054 | 0.5786 | 0.84548 | 0.88863 | 0.827 | 0.93135 | 0.81677 | 0.90961 | 0.96263 | 0.56339 | 0.86142 | 0.8283 | 0.46276 | 0.93588 | 0.98887 | 0.91477 | 0.99964 | 0.56055 | 0.80302 | 0.86961 | 0.80971 | 0.92799 | 0.80249 | 0
Dec | 22 | 13 | Weekday | Friday | 0.80519 | 0.89627 | 0.83578 | 0.68232 | 0.0044583 | 0.68232 | 0.68232 | 0.87124 | 0.68232 | 0.80519 | 0.80519 | 0.75327 | 0.99645 | 0.52507 | 0.85205 | 0.80308 | 0.55128 | 0.94983 | 0.90658 | 0.80207 | 0.87442 | 0.57295 | 0.85779 | 0.87124 | 0.80754 | 0.91551 | 0.87607 | 0.74585 | 0.993 | 0.53424 | 0.91335 | 0.7939 | 0.45525 | 0.96444 | 0.96739 | 0.90782 | 0.99131 | 0.56032 | 0.8417 | 0.87006 | 0.80971 | 0.91689 | 0.88526 | 0
Dec | 22 | 14 | Weekday | Friday | 0.78839 | 0.89646 | 0.82845 | 0.68427 | 0.0044583 | 0.68427 | 0.68427 | 0.86185 | 0.68427 | 0.78839 | 0.78839 | 0.74071 | 0.99357 | 0.52324 | 0.84469 | 0.76743 | 0.54046 | 0.9464 | 0.89982 | 0.6947 | 0.87095 | 0.57057 | 0.84881 | 0.86185 | 0.79909 | 0.90099 | 0.87538 | 0.74579 | 0.99239 | 0.52613 | 0.91268 | 0.75994 | 0.45131 | 0.9621 | 0.96695 | 0.73069 | 0.99123 | 0.55821 | 0.84109 | 0.87033 | 0.80971 | 0.90149 | 0.88516 | 0
Dec | 22 | 15 | Weekday | Friday | 0.78572 | 0.89956 | 0.81962 | 0.73561 | 1 | 0.73561 | 0.73561 | 0.8573 | 0.73561 | 0.78572 | 0.78572 | 0.79075 | 0.9901 | 0.51253 | 0.84176 | 0.76342 | 0.57192 | 0.89856 | 0.89605 | 0.71202 | 0.84629 | 0.57019 | 0.84558 | 0.8573 | 0.79672 | 0.88846 | 0.88473 | 0.74543 | 0.98957 | 0.50552 | 0.90829 | 0.75616 | 0.4849 | 0.92223 | 0.95328 | 0.72995 | 0.96932 | 0.55207 | 0.84028 | 0.87075 | 0.80971 | 0.88742 | 0.88551 | 0
Dec | 22 | 16 | Weekday | Friday | 0.81338 | 0.93586 | 0.81974 | 0.87423 | 1 | 0.87423 | 0.87423 | 0.96643 | 0.87423 | 0.81338 | 0.81338 | 1 | 1 | 0.55273 | 0.93023 | 0.88114 | 0.83023 | 0.9497 | 0.90975 | 0.78472 | 0.82891 | 0.62668 | 1 | 0.96643 | 0.95354 | 0.93706 | 1 | 0.99933 | 1 | 0.59934 | 1 | 0.87493 | 0.80067 | 0.97893 | 1 | 0.81646 | 0.99483 | 0.66714 | 1 | 0.99336 | 0.99245 | 0.94023 | 1 | 0
Dec | 22 | 17 | Weekday | Friday | 0.81083 | 0.92652 | 0.8079 | 0.99867 | 1 | 0.99867 | 0.99867 | 1 | 0.99867 | 0.81083 | 0.81083 | 0.99962 | 0.98831 | 0.66169 | 0.8545 | 0.85834 | 0.95324 | 0.94416 | 0.76004 | 0.90496 | 0.77985 | 0.72751 | 0.78144 | 1 | 0.99552 | 0.94167 | 0.49703 | 0.99935 | 0.98903 | 0.71387 | 0.89892 | 0.85143 | 0.949 | 0.97183 | 0.75429 | 0.99354 | 0.82201 | 0.77604 | 0.70293 | 1 | 1 | 0.93383 | 0.41392 | 0
Dec | 22 | 18 | Weekday | Friday | 0.7822 | 0.90342 | 0.78867 | 0.99986 | 1 | 0.99986 | 0.99986 | 0.8758 | 0.99986 | 0.7822 | 0.7822 | 0.99981 | 0.80198 | 0.86724 | 0.71604 | 0.71493 | 1 | 0.63285 | 0.78466 | 0.91895 | 0.79913 | 0.81896 | 0.7134 | 0.8758 | 0.87934 | 0.95132 | 0.34892 | 0.99945 | 0.78629 | 0.89865 | 0.71381 | 0.69958 | 1 | 0.6325 | 0.75453 | 0.99352 | 0.8222 | 0.85016 | 0.58906 | 0.79111 | 0.78581 | 0.9306 | 0.23639 | 0
Dec | 22 | 19 | Weekday | Friday | 0.76173 | 0.89145 | 0.77358 | 0.96118 | 1 | 0.96118 | 0.96118 | 0.87936 | 0.96118 | 0.76173 | 0.76173 | 0.86307 | 0.79367 | 0.83853 | 0.70585 | 0.72074 | 0.98389 | 0.63869 | 0.80495 | 0.93388 | 0.80617 | 0.83399 | 0.72622 | 0.87936 | 0.88913 | 0.9017 | 0.42151 | 0.83781 | 0.77489 | 0.91759 | 0.68999 | 0.7027 | 0.97653 | 0.63384 | 0.75555 | 0.99629 | 0.82291 | 0.87528 | 0.58906 | 0.75595 | 0.74993 | 0.85448 | 0.24913 | 0
Dec | 22 | 20 | Weekday | Friday | 0.75239 | 0.86151 | 0.75884 | 0.88667 | 1 | 0.88667 | 0.88667 | 0.85228 | 0.88667 | 0.75239 | 0.75239 | 0.85727 | 0.71019 | 0.89036 | 0.60358 | 0.69003 | 0.9753 | 0.58133 | 0.8153 | 0.81446 | 0.81647 | 0.91657 | 0.70235 | 0.85228 | 0.8668 | 0.83371 | 0.37832 | 0.83743 | 0.67248 | 1 | 0.55115 | 0.66795 | 0.96644 | 0.54998 | 0.75568 | 0.81873 | 0.823 | 0.96671 | 0.55111 | 0.69861 | 0.69253 | 0.75857 | 0.24139 | 0
Dec | 22 | 21 | Weekday | Friday | 0.71221 | 0.81499 | 0.73996 | 0.81855 | 1 | 0.81855 | 0.81855 | 0.34518 | 0.81855 | 0.71221 | 0.71221 | 0.85842 | 0.68269 | 0.93484 | 0.59187 | 0.70609 | 0.86042 | 0.48719 | 0.24769 | 0.82526 | 0.15086 | 0.88799 | 0.71095 | 0.34518 | 0.37686 | 0.64148 | 0.44835 | 0.83611 | 0.64057 | 0.97318 | 0.52821 | 0.68286 | 0.83039 | 0.4597 | 0.33341 | 0.81678 | 0.2707 | 0.91248 | 0.55111 | 0.34176 | 0.38416 | 0.54364 | 0.25371 | 0
Dec | 22 | 22 | Weekday | Friday | 0.69636 | 0.79506 | 0.71964 | 0.71298 | 1 | 0.71298 | 0.71298 | 0.14232 | 0.71298 | 0.69636 | 0.69636 | 0.83536 | 0.64055 | 0.75352 | 0.29173 | 0.23518 | 0.73835 | 0.39477 | 0.24547 | 0.83527 | 0.14998 | 0.65985 | 0.34724 | 0.14232 | 0.18115 | 0.25631 | 0.39788 | 0.83462 | 0.58854 | 0.75691 | 0.33745 | 0.23937 | 0.65925 | 0.36563 | 0.33315 | 0.8146 | 0.27115 | 0.65174 | 0.3633 | 0.18847 | 0.24853 | 0.32072 | 0.24435 | 0
Dec | 22 | 23 | Weekday | Friday | 0.65882 | 0.80621 | 0.70276 | 0.60639 | 1 | 0.60639 | 0.60639 | 0.14003 | 0.60639 | 0.65882 | 0.65882 | 0.78993 | 0.64806 | 0.562 | 0.23381 | 0.21168 | 0.59606 | 0.47622 | 0.25426 | 0.85792 | 0.15728 | 0.48471 | 0.31085 | 0.14003 | 0.17879 | 0.36819 | 0.42926 | 0.85223 | 0.59453 | 0.54658 | 0.26915 | 0.21572 | 0.51123 | 0.42303 | 0.34051 | 0.8571 | 0.28261 | 0.45644 | 0.32629 | 0.18218 | 0.2431 | 0.46032 | 0.24839 | 0
Dec | 23 | 24 | Weekend | Saturday | 0.65413 | 0.79909 | 0.74223 | 0.5375 | 1 | 0.5375 | 0.5375 | 0.14454 | 0.5375 | 0.65413 | 0.65413 | 0.59186 | 0.63342 | 0.3695 | 0.2057 | 0.19985 | 0.52385 | 0.41473 | 0.25328 | 0.63567 | 0.15582 | 0.43909 | 0.2947 | 0.14454 | 0.18197 | 0.27424 | 0.43556 | 0.48761 | 0.5759 | 0.41746 | 0.23449 | 0.20267 | 0.42138 | 0.37731 | 0.33666 | 0.48645 | 0.27899 | 0.40817 | 0.30809 | 0.18547 | 0.24555 | 0.33916 | 0.24933 | 0
Dec | 23 | 1 | Weekend | Saturday | 0.64961 | 0.7682 | 0.73351 | 0.51123 | 1 | 0.51123 | 0.51123 | 0.1462 | 0.51123 | 0.64961 | 0.64961 | 0.19959 | 0.62858 | 0.33682 | 0.20638 | 0.19998 | 0.52542 | 0.4854 | 0.25371 | 0.24595 | 0.15744 | 0.43712 | 0.29733 | 0.1462 | 0.18383 | 0.25534 | 0.44452 | 0.31976 | 0.56825 | 0.40167 | 0.23434 | 0.20373 | 0.40883 | 0.43005 | 0.33682 | 0.33688 | 0.28004 | 0.41185 | 0.31157 | 0.18584 | 0.24581 | 0.31372 | 0.25069 | 0
Dec | 23 | 2 | Weekend | Saturday | 0.6536 | 0.75918 | 0.73055 | 0.50154 | 1 | 0.50154 | 0.50154 | 0.14772 | 0.50154 | 0.6536 | 0.6536 | 0.19988 | 0.62539 | 0.30221 | 0.20805 | 0.20879 | 0.52796 | 0.42319 | 0.25641 | 0.24534 | 0.15836 | 0.40546 | 0.30258 | 0.14772 | 0.18725 | 0.26732 | 0.45136 | 0.32026 | 0.56317 | 0.35356 | 0.2348 | 0.21159 | 0.40295 | 0.38586 | 0.33755 | 0.33776 | 0.28169 | 0.36673 | 0.31511 | 0.18614 | 0.24629 | 0.32236 | 0.25162 | 0
Dec | 23 | 3 | Weekend | Saturday | 0.65668 | 0.76328 | 0.73462 | 0.49506 | 1 | 0.49506 | 0.49506 | 0.14817 | 0.49506 | 0.65668 | 0.65668 | 0.20006 | 0.62476 | 0.29629 | 0.20832 | 0.20899 | 0.53307 | 0.4921 | 0.25651 | 0.24655 | 0.16048 | 0.41234 | 0.30163 | 0.14817 | 0.19265 | 0.27159 | 0.45764 | 0.32056 | 0.56067 | 0.34852 | 0.23454 | 0.21256 | 0.40028 | 0.43856 | 0.3379 | 0.33829 | 0.28419 | 0.36989 | 0.31438 | 0.18627 | 0.24705 | 0.32529 | 0.25253 | 0
Dec | 23 | 4 | Weekend | Saturday | 0.66609 | 0.77405 | 0.7588 | 0.51418 | 1 | 0.51418 | 0.51418 | 0.14939 | 0.51418 | 0.66609 | 0.66609 | 0.20179 | 0.62925 | 0.32309 | 0.22028 | 0.22311 | 0.58003 | 0.47515 | 0.26158 | 0.25046 | 0.16098 | 0.42814 | 0.30477 | 0.14939 | 0.19336 | 0.30121 | 0.46055 | 0.32389 | 0.56607 | 0.36642 | 0.24695 | 0.22621 | 0.45274 | 0.43198 | 0.3408 | 0.3437 | 0.28393 | 0.38943 | 0.31639 | 0.1865 | 0.24715 | 0.35789 | 0.25278 | 0
Dec | 23 | 5 | Weekend | Saturday | 0.64666 | 0.81249 | 0.82246 | 0.60827 | 1 | 0.60827 | 0.60827 | 0.14933 | 0.60827 | 0.64666 | 0.64666 | 0.60821 | 0.6294 | 0.36664 | 0.24182 | 0.21958 | 0.68704 | 0.59816 | 0.25922 | 0.649 | 0.16417 | 0.47097 | 0.30445 | 0.14933 | 0.19595 | 0.3052 | 0.46495 | 0.4901 | 0.56617 | 0.40898 | 0.27062 | 0.22291 | 0.56559 | 0.53056 | 0.33986 | 0.48496 | 0.28657 | 0.43519 | 0.31438 | 0.18661 | 0.24751 | 0.35974 | 0.25309 | 0
Dec | 23 | 6 | Weekend | Saturday | 0.68038 | 0.87172 | 0.91425 | 0.7077 | 0.87556 | 0.7077 | 0.7077 | 0.38902 | 0.7077 | 0.68038 | 0.68038 | 0.83502 | 0.66645 | 0.54634 | 0.42114 | 0.55754 | 0.84807 | 0.59902 | 0.26377 | 0.97773 | 0.16292 | 0.64596 | 0.53147 | 0.38902 | 0.42719 | 0.75446 | 0.46252 | 0.83545 | 0.61936 | 0.63407 | 0.36811 | 0.56831 | 0.69455 | 0.55955 | 0.34024 | 0.99539 | 0.28433 | 0.64068 | 0.42217 | 0.24787 | 0.28601 | 0.49475 | 0.25073 | 0
Dec | 23 | 7 | Weekend | Saturday | 0.71965 | 0.90937 | 0.97712 | 0.70543 | 0.0044583 | 0.70543 | 0.70543 | 0.28275 | 0.70543 | 0.71965 | 0.71965 | 0.86507 | 0.73491 | 0.79821 | 0.41719 | 0.45297 | 0.80345 | 0.61045 | 0.22191 | 0.88751 | 0.14003 | 0.74425 | 0.41211 | 0.28275 | 0.28491 | 0.71412 | 0.45122 | 0.91739 | 0.66315 | 0.80547 | 0.34748 | 0.43631 | 0.6427 | 0.5614 | 0.29268 | 0.91564 | 0.24482 | 0.74121 | 0.27276 | 0.16986 | 0.15116 | 0.49024 | 0.19113 | 0
Dec | 23 | 8 | Weekend | Saturday | 0.77554 | 0.95156 | 1 | 0.68116 | 0.0044583 | 0.68116 | 0.68116 | 0.81899 | 0.68116 | 0.77554 | 0.77554 | 0.86942 | 0.75957 | 1 | 0.47642 | 0.42351 | 0.72984 | 0.61632 | 0.2172 | 0.74226 | 0.13307 | 1 | 0.40587 | 0.81899 | 0.79343 | 0.82077 | 0.42726 | 0.90842 | 0.71475 | 0.97735 | 0.46425 | 0.41019 | 0.57227 | 0.59551 | 0.28647 | 0.72982 | 0.23628 | 1 | 0.31531 | 0.4017 | 0.32715 | 0.68068 | 0.1893 | 0
Dec | 23 | 9 | Weekend | Saturday | 0.89538 | 0.9739 | 0.99855 | 0.63682 | 0.0044583 | 0.63682 | 0.63682 | 0.74148 | 0.63682 | 0.89538 | 0.89538 | 0.7631 | 0.80768 | 0.80752 | 0.4273 | 0.3895 | 0.64511 | 0.66584 | 0.212 | 0.73326 | 0.13347 | 0.84995 | 0.38065 | 0.74148 | 0.71355 | 0.77916 | 0.40868 | 0.74565 | 0.77379 | 0.81209 | 0.42803 | 0.3789 | 0.49972 | 0.63764 | 0.28498 | 0.7305 | 0.23603 | 0.85207 | 0.31212 | 0.47545 | 0.40863 | 0.66813 | 0.24662 | 0
Dec | 23 | 10 | Weekend | Saturday | 0.96506 | 0.9911 | 0.9942 | 0.62212 | 0.0044583 | 0.62212 | 0.62212 | 0.8033 | 0.62212 | 0.96506 | 0.96506 | 0.92613 | 0.81967 | 0.63393 | 0.3834 | 0.38029 | 0.56546 | 0.61453 | 0.21181 | 0.84104 | 0.13672 | 0.62111 | 0.37715 | 0.8033 | 0.7629 | 0.84624 | 0.40093 | 0.90911 | 0.78925 | 0.62094 | 0.38121 | 0.37116 | 0.42478 | 0.60117 | 0.28479 | 0.90767 | 0.23509 | 0.59031 | 0.31514 | 0.63309 | 0.56685 | 0.78803 | 0.24875 | 0
Dec | 23 | 11 | Weekend | Saturday | 1 | 0.99565 | 0.98727 | 0.6156 | 0.0044583 | 0.6156 | 0.6156 | 0.76713 | 0.6156 | 1 | 1 | 0.9125 | 0.83028 | 0.57645 | 0.37755 | 0.37252 | 0.53622 | 0.65446 | 0.21158 | 0.8447 | 0.13391 | 0.5859 | 0.36567 | 0.76713 | 0.72131 | 0.92617 | 0.35601 | 0.92526 | 0.80354 | 0.5855 | 0.38089 | 0.36481 | 0.42649 | 0.62975 | 0.28804 | 0.94804 | 0.23686 | 0.56363 | 0.31314 | 0.63197 | 0.56685 | 0.90996 | 0.24364 | 0
Dec | 23 | 12 | Weekend | Saturday | 0.98507 | 0.98729 | 0.97459 | 0.62102 | 0.0044583 | 0.62102 | 0.62102 | 0.79674 | 0.62102 | 0.98507 | 0.98507 | 0.87919 | 0.82814 | 0.5392 | 0.37489 | 0.36419 | 0.51108 | 0.59059 | 0.20683 | 0.80014 | 0.13143 | 0.57916 | 0.31872 | 0.79674 | 0.74369 | 0.89388 | 0.29769 | 0.91028 | 0.80336 | 0.58297 | 0.38058 | 0.35743 | 0.42105 | 0.57773 | 0.28371 | 0.91622 | 0.23247 | 0.56382 | 0.25356 | 0.73679 | 0.67234 | 0.89211 | 0.17379 | 0
Dec | 23 | 13 | Weekend | Saturday | 0.95704 | 0.98431 | 0.97589 | 0.6083 | 0.0044583 | 0.6083 | 0.6083 | 0.77489 | 0.6083 | 0.95704 | 0.95704 | 0.74917 | 0.82828 | 0.51788 | 0.36956 | 0.34085 | 0.48556 | 0.64641 | 0.20638 | 0.79163 | 0.13047 | 0.57365 | 0.31022 | 0.77489 | 0.72075 | 0.87727 | 0.27099 | 0.74648 | 0.80568 | 0.55142 | 0.38096 | 0.33498 | 0.40905 | 0.62424 | 0.28315 | 0.90909 | 0.23241 | 0.56389 | 0.25106 | 0.73623 | 0.67234 | 0.8826 | 0.16991 | 0
Dec | 23 | 14 | Weekend | Saturday | 0.93993 | 0.98403 | 0.96376 | 0.61903 | 0.0044583 | 0.61903 | 0.61903 | 0.76559 | 0.61903 | 0.93993 | 0.93993 | 0.72342 | 0.82447 | 0.51616 | 0.27142 | 0.28165 | 0.4701 | 0.59722 | 0.2044 | 0.67034 | 0.12996 | 0.56809 | 0.30694 | 0.76559 | 0.71181 | 0.85965 | 0.28216 | 0.74646 | 0.80373 | 0.55246 | 0.2606 | 0.27505 | 0.40442 | 0.58625 | 0.28303 | 0.73194 | 0.23176 | 0.56158 | 0.25214 | 0.73619 | 0.67234 | 0.86556 | 0.17236 | 0
Dec | 23 | 15 | Weekend | Saturday | 0.92905 | 0.97897 | 0.94523 | 0.68206 | 1 | 0.68206 | 0.68206 | 0.76672 | 0.68206 | 0.92905 | 0.92905 | 0.76939 | 0.77389 | 0.50949 | 0.28095 | 0.29243 | 0.50736 | 0.64254 | 0.20609 | 0.68558 | 0.12949 | 0.56951 | 0.31496 | 0.76672 | 0.71426 | 0.85089 | 0.27797 | 0.74609 | 0.75885 | 0.53056 | 0.25879 | 0.28413 | 0.43887 | 0.62084 | 0.28293 | 0.73115 | 0.23193 | 0.55579 | 0.25162 | 0.73719 | 0.67234 | 0.84955 | 0.17016 | 0
Dec | 23 | 16 | Weekend | Saturday | 0.92356 | 1 | 0.9329 | 0.83802 | 1 | 0.83802 | 0.83802 | 0.87326 | 0.83802 | 0.92356 | 0.92356 | 0.98286 | 0.77193 | 0.55207 | 0.38079 | 0.41618 | 0.77323 | 0.60653 | 0.24011 | 0.76316 | 0.14993 | 0.62799 | 0.48388 | 0.87326 | 0.86606 | 0.89857 | 0.3453 | 0.99992 | 0.75076 | 0.6133 | 0.35646 | 0.40952 | 0.75659 | 0.59485 | 0.33217 | 0.81752 | 0.27203 | 0.6703 | 0.41588 | 0.85855 | 0.85311 | 0.89961 | 0.23237 | 0
Dec | 23 | 17 | Weekend | Saturday | 0.89137 | 0.98104 | 0.91142 | 0.98428 | 1 | 0.98428 | 0.98428 | 0.86122 | 0.98428 | 0.89137 | 0.89137 | 0.99681 | 0.74166 | 0.63071 | 0.39762 | 0.42719 | 0.92744 | 0.63797 | 0.24233 | 0.89804 | 0.15149 | 0.69798 | 0.4772 | 0.86122 | 0.86605 | 0.87544 | 0.34673 | 0.99988 | 0.71469 | 0.69581 | 0.35694 | 0.4193 | 0.94099 | 0.60786 | 0.33438 | 0.99455 | 0.27386 | 0.74639 | 0.39101 | 0.75639 | 0.75714 | 0.84154 | 0.23574 | 0
Dec | 23 | 18 | Weekend | Saturday | 0.85067 | 0.95618 | 0.88118 | 1 | 1 | 1 | 1 | 0.76847 | 1 | 0.85067 | 0.85067 | 0.98887 | 0.7246 | 0.77455 | 0.29996 | 0.20755 | 0.97771 | 0.48302 | 0.24544 | 0.89734 | 0.15258 | 0.8416 | 0.30219 | 0.76847 | 0.78067 | 0.87924 | 0.40954 | 1 | 0.6891 | 0.89059 | 0.34188 | 0.21109 | 0.99666 | 0.45594 | 0.33608 | 0.99471 | 0.27485 | 0.90113 | 0.31383 | 0.5932 | 0.59278 | 0.82325 | 0.24612 | 0
Dec | 23 | 19 | Weekend | Saturday | 0.8096 | 0.94371 | 0.86191 | 0.97618 | 1 | 0.97618 | 0.97618 | 0.36686 | 0.97618 | 0.8096 | 0.8096 | 0.82932 | 0.72002 | 0.83496 | 0.27975 | 0.20587 | 0.9586 | 0.53827 | 0.2472 | 0.90188 | 0.15487 | 0.85841 | 0.30053 | 0.36686 | 0.39673 | 0.78796 | 0.37654 | 0.83993 | 0.68192 | 0.94139 | 0.31793 | 0.2092 | 0.97284 | 0.4983 | 0.3374 | 1 | 0.27902 | 0.91048 | 0.31234 | 0.37016 | 0.41112 | 0.69936 | 0.23943 | 0
Dec | 23 | 20 | Weekend | Saturday | 0.78655 | 0.90569 | 0.84219 | 0.90714 | 1 | 0.90714 | 0.90714 | 0.3547 | 0.90714 | 0.78655 | 0.78655 | 0.82858 | 0.67722 | 0.86777 | 0.28098 | 0.21442 | 0.9487 | 0.47377 | 0.25038 | 0.78045 | 0.15812 | 0.91851 | 0.30245 | 0.3547 | 0.3859 | 0.76229 | 0.43034 | 0.83954 | 0.625 | 0.99616 | 0.31823 | 0.21771 | 0.96256 | 0.43823 | 0.33796 | 0.82247 | 0.28006 | 0.97707 | 0.31383 | 0.3475 | 0.38852 | 0.66194 | 0.24843 | 0
Dec | 23 | 21 | Weekend | Saturday | 0.73384 | 0.84531 | 0.81583 | 0.83744 | 1 | 0.83744 | 0.83744 | 0.16722 | 0.83744 | 0.73384 | 0.73384 | 0.82227 | 0.67566 | 0.84754 | 0.2611 | 0.21431 | 0.8327 | 0.49117 | 0.25462 | 0.79024 | 0.16984 | 0.9026 | 0.30071 | 0.16722 | 0.20513 | 0.6408 | 0.38906 | 0.83796 | 0.62147 | 0.96026 | 0.29416 | 0.21784 | 0.82635 | 0.44548 | 0.33803 | 0.82004 | 0.28187 | 0.95481 | 0.31234 | 0.22127 | 0.28125 | 0.54649 | 0.24066 | 0
Dec | 23 | 22 | Weekend | Saturday | 0.71432 | 0.81542 | 0.78714 | 0.72233 | 1 | 0.72233 | 0.72233 | 0.141 | 0.72233 | 0.71432 | 0.71432 | 0.78859 | 0.67325 | 0.81664 | 0.24098 | 0.22281 | 0.70344 | 0.42038 | 0.26194 | 0.78973 | 0.16242 | 0.70624 | 0.30398 | 0.141 | 0.17963 | 0.27031 | 0.44126 | 0.83558 | 0.61478 | 0.8147 | 0.2705 | 0.22618 | 0.65437 | 0.38398 | 0.33864 | 0.81636 | 0.28372 | 0.71439 | 0.31588 | 0.18466 | 0.24523 | 0.33793 | 0.2496 | 0
Dec | 23 | 23 | Weekend | Saturday | 0.67403 | 0.82061 | 0.75357 | 0.61166 | 1 | 0.61166 | 0.61166 | 0.14003 | 0.61166 | 0.67403 | 0.67403 | 0.78993 | 0.64806 | 0.562 | 0.23381 | 0.21168 | 0.59606 | 0.47622 | 0.25426 | 0.85792 | 0.15728 | 0.48471 | 0.31085 | 0.14003 | 0.17879 | 0.36819 | 0.42926 | 0.85223 | 0.59453 | 0.54658 | 0.26915 | 0.21572 | 0.51123 | 0.42303 | 0.34051 | 0.8571 | 0.28261 | 0.45644 | 0.32629 | 0.18218 | 0.2431 | 0.46032 | 0.24839 | 0
Dec | 24 | 24 | Weekend | Sunday | 0.65413 | 0.79909 | 0.74223 | 0.5375 | 1 | 0.5375 | 0.5375 | 0.14454 | 0.5375 | 0.65413 | 0.65413 | 0.59186 | 0.63342 | 0.3695 | 0.2057 | 0.19985 | 0.52385 | 0.41473 | 0.25328 | 0.63567 | 0.15582 | 0.43909 | 0.2947 | 0.14454 | 0.18197 | 0.27424 | 0.43556 | 0.48761 | 0.5759 | 0.41746 | 0.23449 | 0.20267 | 0.42138 | 0.37731 | 0.33666 | 0.48645 | 0.27899 | 0.40817 | 0.30809 | 0.18547 | 0.24555 | 0.33916 | 0.24933 | 0
Dec | 24 | 1 | Weekend | Sunday | 0.64961 | 0.7682 | 0.73351 | 0.51123 | 1 | 0.51123 | 0.51123 | 0.1462 | 0.51123 | 0.64961 | 0.64961 | 0.19959 | 0.62858 | 0.33682 | 0.20638 | 0.19998 | 0.52542 | 0.4854 | 0.25371 | 0.24595 | 0.15744 | 0.43712 | 0.29733 | 0.1462 | 0.18383 | 0.25534 | 0.44452 | 0.31976 | 0.56825 | 0.40167 | 0.23434 | 0.20373 | 0.40883 | 0.43005 | 0.33682 | 0.33688 | 0.28004 | 0.41185 | 0.31157 | 0.18584 | 0.24581 | 0.31372 | 0.25069 | 0
Dec | 24 | 2 | Weekend | Sunday | 0.6536 | 0.75918 | 0.73055 | 0.50154 | 1 | 0.50154 | 0.50154 | 0.14772 | 0.50154 | 0.6536 | 0.6536 | 0.19988 | 0.62539 | 0.30221 | 0.20805 | 0.20879 | 0.52796 | 0.42319 | 0.25641 | 0.24534 | 0.15836 | 0.40546 | 0.30258 | 0.14772 | 0.18725 | 0.26732 | 0.45136 | 0.32026 | 0.56317 | 0.35356 | 0.2348 | 0.21159 | 0.40295 | 0.38586 | 0.33755 | 0.33776 | 0.28169 | 0.36673 | 0.31511 | 0.18614 | 0.24629 | 0.32236 | 0.25162 | 0
Dec | 24 | 3 | Weekend | Sunday | 0.65668 | 0.76328 | 0.73462 | 0.49506 | 1 | 0.49506 | 0.49506 | 0.14817 | 0.49506 | 0.65668 | 0.65668 | 0.20006 | 0.62476 | 0.29629 | 0.20832 | 0.20899 | 0.53307 | 0.4921 | 0.25651 | 0.24655 | 0.16048 | 0.41234 | 0.30163 | 0.14817 | 0.19265 | 0.27159 | 0.45764 | 0.32056 | 0.56067 | 0.34852 | 0.23454 | 0.21256 | 0.40028 | 0.43856 | 0.3379 | 0.33829 | 0.28419 | 0.36989 | 0.31438 | 0.18627 | 0.24705 | 0.32529 | 0.25253 | 0
Dec | 24 | 4 | Weekend | Sunday | 0.66609 | 0.77405 | 0.7588 | 0.51418 | 1 | 0.51418 | 0.51418 | 0.14939 | 0.51418 | 0.66609 | 0.66609 | 0.20179 | 0.62925 | 0.32309 | 0.22028 | 0.22311 | 0.58003 | 0.47515 | 0.26158 | 0.25046 | 0.16098 | 0.42814 | 0.30477 | 0.14939 | 0.19336 | 0.30121 | 0.46055 | 0.32389 | 0.56607 | 0.36642 | 0.24695 | 0.22621 | 0.45274 | 0.43198 | 0.3408 | 0.3437 | 0.28393 | 0.38943 | 0.31639 | 0.1865 | 0.24715 | 0.35789 | 0.25278 | 0
Dec | 24 | 5 | Weekend | Sunday | 0.64666 | 0.81249 | 0.82246 | 0.60827 | 1 | 0.60827 | 0.60827 | 0.14933 | 0.60827 | 0.64666 | 0.64666 | 0.60821 | 0.6294 | 0.36664 | 0.24182 | 0.21958 | 0.68704 | 0.59816 | 0.25922 | 0.649 | 0.16417 | 0.47097 | 0.30445 | 0.14933 | 0.19595 | 0.3052 | 0.46495 | 0.4901 | 0.56617 | 0.40898 | 0.27062 | 0.22291 | 0.56559 | 0.53056 | 0.33986 | 0.48496 | 0.28657 | 0.43519 | 0.31438 | 0.18661 | 0.24751 | 0.35974 | 0.25309 | 0
Dec | 24 | 6 | Weekend | Sunday | 0.68038 | 0.87172 | 0.91425 | 0.7077 | 0.87556 | 0.7077 | 0.7077 | 0.38902 | 0.7077 | 0.68038 | 0.68038 | 0.83502 | 0.66645 | 0.54634 | 0.42114 | 0.55754 | 0.84807 | 0.59902 | 0.26377 | 0.97773 | 0.16292 | 0.64596 | 0.53147 | 0.38902 | 0.42719 | 0.75446 | 0.46252 | 0.83545 | 0.61936 | 0.63407 | 0.36811 | 0.56831 | 0.69455 | 0.55955 | 0.34024 | 0.99539 | 0.28433 | 0.64068 | 0.42217 | 0.24787 | 0.28601 | 0.49475 | 0.25073 | 0
Dec | 24 | 7 | Weekend | Sunday | 0.71965 | 0.90937 | 0.97712 | 0.70543 | 0.0044583 | 0.70543 | 0.70543 | 0.28275 | 0.70543 | 0.71965 | 0.71965 | 0.86507 | 0.73491 | 0.79821 | 0.41719 | 0.45297 | 0.80345 | 0.61045 | 0.22191 | 0.88751 | 0.14003 | 0.74425 | 0.41211 | 0.28275 | 0.28491 | 0.71412 | 0.45122 | 0.91739 | 0.66315 | 0.80547 | 0.34748 | 0.43631 | 0.6427 | 0.5614 | 0.29268 | 0.91564 | 0.24482 | 0.74121 | 0.27276 | 0.16986 | 0.15116 | 0.49024 | 0.19113 | 0
Dec | 24 | 8 | Weekend | Sunday | 0.77554 | 0.95156 | 1 | 0.68116 | 0.0044583 | 0.68116 | 0.68116 | 0.81899 | 0.68116 | 0.77554 | 0.77554 | 0.86942 | 0.75957 | 1 | 0.47642 | 0.42351 | 0.72984 | 0.61632 | 0.2172 | 0.74226 | 0.13307 | 1 | 0.40587 | 0.81899 | 0.79343 | 0.82077 | 0.42726 | 0.90842 | 0.71475 | 0.97735 | 0.46425 | 0.41019 | 0.57227 | 0.59551 | 0.28647 | 0.72982 | 0.23628 | 1 | 0.31531 | 0.4017 | 0.32715 | 0.68068 | 0.1893 | 0
Dec | 24 | 9 | Weekend | Sunday | 0.89538 | 0.9739 | 0.99855 | 0.63682 | 0.0044583 | 0.63682 | 0.63682 | 0.74148 | 0.63682 | 0.89538 | 0.89538 | 0.7631 | 0.80768 | 0.80752 | 0.4273 | 0.3895 | 0.64511 | 0.66584 | 0.212 | 0.73326 | 0.13347 | 0.84995 | 0.38065 | 0.74148 | 0.71355 | 0.77916 | 0.40868 | 0.74565 | 0.77379 | 0.81209 | 0.42803 | 0.3789 | 0.49972 | 0.63764 | 0.28498 | 0.7305 | 0.23603 | 0.85207 | 0.31212 | 0.47545 | 0.40863 | 0.66813 | 0.24662 | 0
Dec | 24 | 10 | Weekend | Sunday | 0.96506 | 0.9911 | 0.9942 | 0.62212 | 0.0044583 | 0.62212 | 0.62212 | 0.8033 | 0.62212 | 0.96506 | 0.96506 | 0.92613 | 0.81967 | 0.63393 | 0.3834 | 0.38029 | 0.56546 | 0.61453 | 0.21181 | 0.84104 | 0.13672 | 0.62111 | 0.37715 | 0.8033 | 0.7629 | 0.84624 | 0.40093 | 0.90911 | 0.78925 | 0.62094 | 0.38121 | 0.37116 | 0.42478 | 0.60117 | 0.28479 | 0.90767 | 0.23509 | 0.59031 | 0.31514 | 0.63309 | 0.56685 | 0.78803 | 0.24875 | 0
Dec | 24 | 11 | Weekend | Sunday | 1 | 0.99565 | 0.98727 | 0.6156 | 0.0044583 | 0.6156 | 0.6156 | 0.76713 | 0.6156 | 1 | 1 | 0.9125 | 0.83028 | 0.57645 | 0.37755 | 0.37252 | 0.53622 | 0.65446 | 0.21158 | 0.8447 | 0.13391 | 0.5859 | 0.36567 | 0.76713 | 0.72131 | 0.92617 | 0.35601 | 0.92526 | 0.80354 | 0.5855 | 0.38089 | 0.36481 | 0.42649 | 0.62975 | 0.28804 | 0.94804 | 0.23686 | 0.56363 | 0.31314 | 0.63197 | 0.56685 | 0.90996 | 0.24364 | 0
Dec | 24 | 12 | Weekend | Sunday | 0.98507 | 0.98729 | 0.97459 | 0.62102 | 0.0044583 | 0.62102 | 0.62102 | 0.79674 | 0.62102 | 0.98507 | 0.98507 | 0.87919 | 0.82814 | 0.5392 | 0.37489 | 0.36419 | 0.51108 | 0.59059 | 0.20683 | 0.80014 | 0.13143 | 0.57916 | 0.31872 | 0.79674 | 0.74369 | 0.89388 | 0.29769 | 0.91028 | 0.80336 | 0.58297 | 0.38058 | 0.35743 | 0.42105 | 0.57773 | 0.28371 | 0.91622 | 0.23247 | 0.56382 | 0.25356 | 0.73679 | 0.67234 | 0.89211 | 0.17379 | 0
Dec | 24 | 13 | Weekend | Sunday | 0.95704 | 0.98431 | 0.97589 | 0.6083 | 0.0044583 | 0.6083 | 0.6083 | 0.77489 | 0.6083 | 0.95704 | 0.95704 | 0.74917 | 0.82828 | 0.51788 | 0.36956 | 0.34085 | 0.48556 | 0.64641 | 0.20638 | 0.79163 | 0.13047 | 0.57365 | 0.31022 | 0.77489 | 0.72075 | 0.87727 | 0.27099 | 0.74648 | 0.80568 | 0.55142 | 0.38096 | 0.33498 | 0.40905 | 0.62424 | 0.28315 | 0.90909 | 0.23241 | 0.56389 | 0.25106 | 0.73623 | 0.67234 | 0.8826 | 0.16991 | 0
Dec | 24 | 14 | Weekend | Sunday | 0.93993 | 0.98403 | 0.96376 | 0.61903 | 0.0044583 | 0.61903 | 0.61903 | 0.76559 | 0.61903 | 0.93993 | 0.93993 | 0.72342 | 0.82447 | 0.51616 | 0.27142 | 0.28165 | 0.4701 | 0.59722 | 0.2044 | 0.67034 | 0.12996 | 0.56809 | 0.30694 | 0.76559 | 0.71181 | 0.85965 | 0.28216 | 0.74646 | 0.80373 | 0.55246 | 0.2606 | 0.27505 | 0.40442 | 0.58625 | 0.28303 | 0.73194 | 0.23176 | 0.56158 | 0.25214 | 0.73619 | 0.67234 | 0.86556 | 0.17236 | 0
Dec | 24 | 15 | Weekend | Sunday | 0.92905 | 0.97897 | 0.94523 | 0.68206 | 1 | 0.68206 | 0.68206 | 0.76672 | 0.68206 | 0.92905 | 0.92905 | 0.76939 | 0.77389 | 0.50949 | 0.28095 | 0.29243 | 0.50736 | 0.64254 | 0.20609 | 0.68558 | 0.12949 | 0.56951 | 0.31496 | 0.76672 | 0.71426 | 0.85089 | 0.27797 | 0.74609 | 0.75885 | 0.53056 | 0.25879 | 0.28413 | 0.43887 | 0.62084 | 0.28293 | 0.73115 | 0.23193 | 0.55579 | 0.25162 | 0.73719 | 0.67234 | 0.84955 | 0.17016 | 0
Dec | 24 | 16 | Weekend | Sunday | 0.92356 | 1 | 0.9329 | 0.83802 | 1 | 0.83802 | 0.83802 | 0.87326 | 0.83802 | 0.92356 | 0.92356 | 0.98286 | 0.77193 | 0.55207 | 0.38079 | 0.41618 | 0.77323 | 0.60653 | 0.24011 | 0.76316 | 0.14993 | 0.62799 | 0.48388 | 0.87326 | 0.86606 | 0.89857 | 0.3453 | 0.99992 | 0.75076 | 0.6133 | 0.35646 | 0.40952 | 0.75659 | 0.59485 | 0.33217 | 0.81752 | 0.27203 | 0.6703 | 0.41588 | 0.85855 | 0.85311 | 0.89961 | 0.23237 | 0
Dec | 24 | 17 | Weekend | Sunday | 0.89137 | 0.98104 | 0.91142 | 0.98428 | 1 | 0.98428 | 0.98428 | 0.86122 | 0.98428 | 0.89137 | 0.89137 | 0.99681 | 0.74166 | 0.63071 | 0.39762 | 0.42719 | 0.92744 | 0.63797 | 0.24233 | 0.89804 | 0.15149 | 0.69798 | 0.4772 | 0.86122 | 0.86605 | 0.87544 | 0.34673 | 0.99988 | 0.71469 | 0.69581 | 0.35694 | 0.4193 | 0.94099 | 0.60786 | 0.33438 | 0.99455 | 0.27386 | 0.74639 | 0.39101 | 0.75639 | 0.75714 | 0.84154 | 0.23574 | 0
Dec | 24 | 18 | Weekend | Sunday | 0.85067 | 0.95618 | 0.88118 | 1 | 1 | 1 | 1 | 0.76847 | 1 | 0.85067 | 0.85067 | 0.98887 | 0.7246 | 0.77455 | 0.29996 | 0.20755 | 0.97771 | 0.48302 | 0.24544 | 0.89734 | 0.15258 | 0.8416 | 0.30219 | 0.76847 | 0.78067 | 0.87924 | 0.40954 | 1 | 0.6891 | 0.89059 | 0.34188 | 0.21109 | 0.99666 | 0.45594 | 0.33608 | 0.99471 | 0.27485 | 0.90113 | 0.31383 | 0.5932 | 0.59278 | 0.82325 | 0.24612 | 0
Dec | 24 | 19 | Weekend | Sunday | 0.8096 | 0.94371 | 0.86191 | 0.97618 | 1 | 0.97618 | 0.97618 | 0.36686 | 0.97618 | 0.8096 | 0.8096 | 0.82932 | 0.72002 | 0.83496 | 0.27975 | 0.20587 | 0.9586 | 0.53827 | 0.2472 | 0.90188 | 0.15487 | 0.85841 | 0.30053 | 0.36686 | 0.39673 | 0.78796 | 0.37654 | 0.83993 | 0.68192 | 0.94139 | 0.31793 | 0.2092 | 0.97284 | 0.4983 | 0.3374 | 1 | 0.27902 | 0.91048 | 0.31234 | 0.37016 | 0.41112 | 0.69936 | 0.23943 | 0
Dec | 24 | 20 | Weekend | Sunday | 0.78655 | 0.90569 | 0.84219 | 0.90714 | 1 | 0.90714 | 0.90714 | 0.3547 | 0.90714 | 0.78655 | 0.78655 | 0.82858 | 0.67722 | 0.86777 | 0.28098 | 0.21442 | 0.9487 | 0.47377 | 0.25038 | 0.78045 | 0.15812 | 0.91851 | 0.30245 | 0.3547 | 0.3859 | 0.76229 | 0.43034 | 0.83954 | 0.625 | 0.99616 | 0.31823 | 0.21771 | 0.96256 | 0.43823 | 0.33796 | 0.82247 | 0.28006 | 0.97707 | 0.31383 | 0.3475 | 0.38852 | 0.66194 | 0.24843 | 0
Dec | 24 | 21 | Weekend | Sunday | 0.73384 | 0.84531 | 0.81583 | 0.83744 | 1 | 0.83744 | 0.83744 | 0.16722 | 0.83744 | 0.73384 | 0.73384 | 0.82227 | 0.67566 | 0.84754 | 0.2611 | 0.21431 | 0.8327 | 0.49117 | 0.25462 | 0.79024 | 0.16984 | 0.9026 | 0.30071 | 0.16722 | 0.20513 | 0.6408 | 0.38906 | 0.83796 | 0.62147 | 0.96026 | 0.29416 | 0.21784 | 0.82635 | 0.44548 | 0.33803 | 0.82004 | 0.28187 | 0.95481 | 0.31234 | 0.22127 | 0.28125 | 0.54649 | 0.24066 | 0
Dec | 24 | 22 | Weekend | Sunday | 0.71432 | 0.81542 | 0.78714 | 0.72233 | 1 | 0.72233 | 0.72233 | 0.141 | 0.72233 | 0.71432 | 0.71432 | 0.78859 | 0.67325 | 0.81664 | 0.24098 | 0.22281 | 0.70344 | 0.42038 | 0.26194 | 0.78973 | 0.16242 | 0.70624 | 0.30398 | 0.141 | 0.17963 | 0.27031 | 0.44126 | 0.83558 | 0.61478 | 0.8147 | 0.2705 | 0.22618 | 0.65437 | 0.38398 | 0.33864 | 0.81636 | 0.28372 | 0.71439 | 0.31588 | 0.18466 | 0.24523 | 0.33793 | 0.2496 | 0
Dec | 24 | 23 | Weekend | Sunday | 0.67403 | 0.82061 | 0.75357 | 0.61166 | 1 | 0.61166 | 0.61166 | 0.14389 | 0.61166 | 0.67403 | 0.67403 | 0.80028 | 0.64608 | 0.54606 | 0.24735 | 0.22602 | 0.61425 | 0.47126 | 0.2503 | 0.86584 | 0.15436 | 0.48008 | 0.32468 | 0.14389 | 0.18231 | 0.37418 | 0.452 | 0.85218 | 0.58814 | 0.53048 | 0.28216 | 0.23012 | 0.51358 | 0.42797 | 0.33888 | 0.85711 | 0.27733 | 0.45117 | 0.34055 | 0.19028 | 0.24996 | 0.46884 | 0.25284 | 0
Dec | 25 | 24 | Weekday | Monday | 0.64349 | 0.78892 | 0.69797 | 0.53855 | 1 | 0.53855 | 0.53855 | 0.1441 | 0.53855 | 0.64349 | 0.64349 | 0.59955 | 0.63725 | 0.35036 | 0.24561 | 0.23575 | 0.54384 | 0.41069 | 0.2472 | 0.6463 | 0.15565 | 0.43074 | 0.33441 | 0.1441 | 0.18186 | 0.28422 | 0.41882 | 0.48748 | 0.57604 | 0.38955 | 0.27982 | 0.23968 | 0.42399 | 0.38182 | 0.33473 | 0.48628 | 0.27704 | 0.39756 | 0.34879 | 0.18897 | 0.24863 | 0.35292 | 0.24655 | 0
Dec | 25 | 1 | Weekday | Monday | 0.63727 | 0.75533 | 0.69142 | 0.50681 | 1 | 0.50681 | 0.50681 | 0.14639 | 0.50681 | 0.63727 | 0.63727 | 0.19968 | 0.63719 | 0.3065 | 0.24615 | 0.23538 | 0.54219 | 0.48503 | 0.24859 | 0.24494 | 0.15517 | 0.42145 | 0.33473 | 0.14639 | 0.18319 | 0.27077 | 0.46959 | 0.31966 | 0.57445 | 0.35581 | 0.27985 | 0.23959 | 0.41107 | 0.44204 | 0.33535 | 0.33674 | 0.27737 | 0.38607 | 0.34838 | 0.18954 | 0.24881 | 0.33102 | 0.25515 | 0
Dec | 25 | 2 | Weekday | Monday | 0.63823 | 0.74378 | 0.68917 | 0.49288 | 1 | 0.49288 | 0.49288 | 0.1487 | 0.49288 | 0.63823 | 0.63823 | 0.19958 | 0.63593 | 0.28433 | 0.24683 | 0.24271 | 0.54365 | 0.4213 | 0.25047 | 0.24617 | 0.15678 | 0.41199 | 0.33174 | 0.1487 | 0.18421 | 0.2733 | 0.43238 | 0.32017 | 0.57123 | 0.32694 | 0.28013 | 0.24663 | 0.40504 | 0.39194 | 0.33606 | 0.33762 | 0.27922 | 0.36929 | 0.34885 | 0.1901 | 0.24896 | 0.33198 | 0.24833 | 0
Dec | 25 | 3 | Weekday | Monday | 0.63886 | 0.74543 | 0.69237 | 0.48577 | 1 | 0.48577 | 0.48577 | 0.1512 | 0.48577 | 0.63886 | 0.63886 | 0.19973 | 0.63226 | 0.28126 | 0.24808 | 0.24358 | 0.55065 | 0.49283 | 0.24905 | 0.2457 | 0.15788 | 0.41549 | 0.33492 | 0.1512 | 0.1873 | 0.28476 | 0.48444 | 0.32042 | 0.56491 | 0.32483 | 0.28052 | 0.24784 | 0.40258 | 0.44794 | 0.33654 | 0.33806 | 0.27968 | 0.373 | 0.34838 | 0.19065 | 0.24939 | 0.3403 | 0.25705 | 0
Dec | 25 | 4 | Weekday | Monday | 0.64422 | 0.74735 | 0.70873 | 0.495 | 1 | 0.495 | 0.495 | 0.15354 | 0.495 | 0.64422 | 0.64422 | 0.20472 | 0.68409 | 0.31024 | 0.26067 | 0.25056 | 0.59993 | 0.58778 | 0.25764 | 0.25638 | 0.16031 | 0.43428 | 0.33503 | 0.15354 | 0.19065 | 0.33254 | 0.44511 | 0.32848 | 0.62667 | 0.34519 | 0.29336 | 0.25451 | 0.45531 | 0.54264 | 0.341 | 0.35121 | 0.28339 | 0.39293 | 0.34885 | 0.19122 | 0.24986 | 0.39617 | 0.24981 | 0
Dec | 25 | 5 | Weekday | Monday | 0.62578 | 0.7695 | 0.74973 | 0.56716 | 1 | 0.56716 | 0.56716 | 0.15558 | 0.56716 | 0.62578 | 0.62578 | 0.6218 | 0.75299 | 0.41597 | 0.30161 | 0.26341 | 0.70791 | 0.74556 | 0.25841 | 0.67168 | 0.16229 | 0.51291 | 0.35147 | 0.15558 | 0.19381 | 0.33245 | 0.49599 | 0.49462 | 0.62736 | 0.43657 | 0.3402 | 0.2676 | 0.56827 | 0.66136 | 0.34136 | 0.49229 | 0.28641 | 0.47078 | 0.36865 | 0.19175 | 0.2503 | 0.3955 | 0.25854 | 0
Dec | 25 | 6 | Weekday | Monday | 0.64218 | 0.81242 | 0.8075 | 0.64044 | 0.82686 | 0.64044 | 0.64044 | 0.96444 | 0.64044 | 0.64218 | 0.64218 | 0.85204 | 0.84411 | 0.70664 | 0.59363 | 0.97909 | 0.87053 | 0.89353 | 0.85029 | 1 | 0.92316 | 0.77366 | 0.78429 | 0.96444 | 1 | 0.81298 | 0.6418 | 0.8384 | 0.79217 | 0.76106 | 0.41645 | 1 | 0.69853 | 0.85405 | 0.39001 | 0.9994 | 0.43788 | 0.76461 | 0.51183 | 0.39428 | 0.37862 | 0.57307 | 0.34345 | 0
Dec | 25 | 7 | Weekday | Monday | 0.65512 | 0.82594 | 0.84408 | 0.66744 | 0.0044583 | 0.66744 | 0.66744 | 0.80825 | 0.66744 | 0.65512 | 0.65512 | 0.93969 | 0.90657 | 0.96486 | 0.67115 | 0.8934 | 0.83189 | 0.96917 | 0.93695 | 0.93312 | 0.99572 | 0.88721 | 0.73888 | 0.80825 | 0.80487 | 0.76007 | 0.728 | 0.91548 | 0.87116 | 0.94299 | 0.48397 | 0.85374 | 0.64998 | 0.9442 | 0.71077 | 0.91326 | 0.78703 | 0.89116 | 0.43808 | 0.38357 | 0.31378 | 0.5494 | 0.49766 | 0
Dec | 25 | 8 | Weekday | Monday | 0.68369 | 0.85419 | 0.85706 | 0.70741 | 0.0044583 | 0.70741 | 0.70741 | 0.87883 | 0.70741 | 0.68369 | 0.68369 | 0.94861 | 0.93424 | 0.83021 | 1 | 1 | 0.79756 | 0.96691 | 1 | 0.79527 | 1 | 0.81123 | 0.95384 | 0.87883 | 0.85575 | 0.93595 | 0.88064 | 0.90794 | 0.90882 | 0.80153 | 0.9882 | 0.96913 | 0.61729 | 0.94931 | 0.96396 | 0.72882 | 0.98454 | 0.78667 | 0.8397 | 0.57473 | 0.50224 | 0.82156 | 0.73351 | 0
Dec | 25 | 9 | Weekday | Monday | 0.77554 | 0.87751 | 0.85501 | 0.70665 | 0.0044583 | 0.70665 | 0.70665 | 0.97866 | 0.70665 | 0.77554 | 0.77554 | 0.80519 | 0.96335 | 0.72152 | 0.93424 | 0.88403 | 0.7114 | 1 | 0.95716 | 0.77965 | 0.96022 | 0.76564 | 0.90451 | 0.97866 | 0.94077 | 0.96507 | 0.96371 | 0.74507 | 0.94536 | 0.72094 | 0.95229 | 0.85801 | 0.54461 | 1 | 0.9636 | 0.72934 | 0.9843 | 0.75094 | 0.83974 | 0.82789 | 0.76299 | 0.90849 | 0.88575 | 0
Dec | 25 | 10 | Weekday | Monday | 0.82843 | 0.89431 | 0.85147 | 0.70737 | 0.0044583 | 0.70737 | 0.70737 | 0.96568 | 0.70737 | 0.82843 | 0.82843 | 0.95166 | 0.9785 | 0.59251 | 0.87411 | 0.8472 | 0.62705 | 0.98662 | 0.95107 | 0.8692 | 0.93658 | 0.59559 | 0.88351 | 0.96568 | 0.91797 | 0.92234 | 0.9282 | 0.90831 | 0.96565 | 0.57531 | 0.90492 | 0.82711 | 0.46951 | 0.99223 | 0.98674 | 0.90637 | 0.99745 | 0.56536 | 0.83987 | 0.87144 | 0.80971 | 0.87889 | 0.88546 | 0
Dec | 25 | 11 | Weekday | Monday | 0.85808 | 0.90488 | 0.84605 | 0.69711 | 0.0044583 | 0.69711 | 0.69711 | 0.91431 | 0.69711 | 0.85808 | 0.85808 | 0.92769 | 0.99035 | 0.55242 | 0.85925 | 0.82542 | 0.59453 | 0.97639 | 0.91965 | 0.86559 | 0.89835 | 0.58394 | 0.86837 | 0.91431 | 0.85712 | 1 | 0.90115 | 0.92477 | 0.98159 | 0.56788 | 0.90535 | 0.81025 | 0.47128 | 0.98542 | 0.99206 | 0.94704 | 1 | 0.56231 | 0.84062 | 0.87002 | 0.80971 | 1 | 0.88554 | 0
Dec | 25 | 12 | Weekday | Monday | 0.83786 | 0.89984 | 0.83643 | 0.69511 | 0.0044583 | 0.69511 | 0.69511 | 0.88863 | 0.69511 | 0.83786 | 0.83786 | 0.87855 | 0.96879 | 0.54356 | 0.82102 | 0.83948 | 0.5695 | 0.92962 | 0.9097 | 0.81345 | 0.88054 | 0.5786 | 0.84548 | 0.88863 | 0.827 | 0.93135 | 0.81677 | 0.90961 | 0.96263 | 0.56339 | 0.86142 | 0.8283 | 0.46276 | 0.93588 | 0.98887 | 0.91477 | 0.99964 | 0.56055 | 0.80302 | 0.86961 | 0.80971 | 0.92799 | 0.80249 | 0
Dec | 25 | 13 | Weekday | Monday | 0.80519 | 0.89627 | 0.83578 | 0.68232 | 0.0044583 | 0.68232 | 0.68232 | 0.87124 | 0.68232 | 0.80519 | 0.80519 | 0.75327 | 0.99645 | 0.52507 | 0.85205 | 0.80308 | 0.55128 | 0.94983 | 0.90658 | 0.80207 | 0.87442 | 0.57295 | 0.85779 | 0.87124 | 0.80754 | 0.91551 | 0.87607 | 0.74585 | 0.993 | 0.53424 | 0.91335 | 0.7939 | 0.45525 | 0.96444 | 0.96739 | 0.90782 | 0.99131 | 0.56032 | 0.8417 | 0.87006 | 0.80971 | 0.91689 | 0.88526 | 0
Dec | 25 | 14 | Weekday | Monday | 0.78839 | 0.89646 | 0.82845 | 0.68427 | 0.0044583 | 0.68427 | 0.68427 | 0.86185 | 0.68427 | 0.78839 | 0.78839 | 0.74071 | 0.99357 | 0.52324 | 0.84469 | 0.76743 | 0.54046 | 0.9464 | 0.89982 | 0.6947 | 0.87095 | 0.57057 | 0.84881 | 0.86185 | 0.79909 | 0.90099 | 0.87538 | 0.74579 | 0.99239 | 0.52613 | 0.91268 | 0.75994 | 0.45131 | 0.9621 | 0.96695 | 0.73069 | 0.99123 | 0.55821 | 0.84109 | 0.87033 | 0.80971 | 0.90149 | 0.88516 | 0
Dec | 25 | 15 | Weekday | Monday | 0.78572 | 0.89956 | 0.81962 | 0.73561 | 1 | 0.73561 | 0.73561 | 0.8573 | 0.73561 | 0.78572 | 0.78572 | 0.79075 | 0.9901 | 0.51253 | 0.84176 | 0.76342 | 0.57192 | 0.89856 | 0.89605 | 0.71202 | 0.84629 | 0.57019 | 0.84558 | 0.8573 | 0.79672 | 0.88846 | 0.88473 | 0.74543 | 0.98957 | 0.50552 | 0.90829 | 0.75616 | 0.4849 | 0.92223 | 0.95328 | 0.72995 | 0.96932 | 0.55207 | 0.84028 | 0.87075 | 0.80971 | 0.88742 | 0.88551 | 0
Dec | 25 | 16 | Weekday | Monday | 0.81338 | 0.93586 | 0.81974 | 0.87423 | 1 | 0.87423 | 0.87423 | 0.96643 | 0.87423 | 0.81338 | 0.81338 | 1 | 1 | 0.55273 | 0.93023 | 0.88114 | 0.83023 | 0.9497 | 0.90975 | 0.78472 | 0.82891 | 0.62668 | 1 | 0.96643 | 0.95354 | 0.93706 | 1 | 0.99933 | 1 | 0.59934 | 1 | 0.87493 | 0.80067 | 0.97893 | 1 | 0.81646 | 0.99483 | 0.66714 | 1 | 0.99336 | 0.99245 | 0.94023 | 1 | 0
Dec | 25 | 17 | Weekday | Monday | 0.81083 | 0.92652 | 0.8079 | 0.99867 | 1 | 0.99867 | 0.99867 | 1 | 0.99867 | 0.81083 | 0.81083 | 0.99962 | 0.98831 | 0.66169 | 0.8545 | 0.85834 | 0.95324 | 0.94416 | 0.76004 | 0.90496 | 0.77985 | 0.72751 | 0.78144 | 1 | 0.99552 | 0.94167 | 0.49703 | 0.99935 | 0.98903 | 0.71387 | 0.89892 | 0.85143 | 0.949 | 0.97183 | 0.75429 | 0.99354 | 0.82201 | 0.77604 | 0.70293 | 1 | 1 | 0.93383 | 0.41392 | 0
Dec | 25 | 18 | Weekday | Monday | 0.7822 | 0.90342 | 0.78867 | 0.99986 | 1 | 0.99986 | 0.99986 | 0.8758 | 0.99986 | 0.7822 | 0.7822 | 0.99981 | 0.80198 | 0.86724 | 0.71604 | 0.71493 | 1 | 0.63285 | 0.78466 | 0.91895 | 0.79913 | 0.81896 | 0.7134 | 0.8758 | 0.87934 | 0.95132 | 0.34892 | 0.99945 | 0.78629 | 0.89865 | 0.71381 | 0.69958 | 1 | 0.6325 | 0.75453 | 0.99352 | 0.8222 | 0.85016 | 0.58906 | 0.79111 | 0.78581 | 0.9306 | 0.23639 | 0
Dec | 25 | 19 | Weekday | Monday | 0.76173 | 0.89145 | 0.77358 | 0.96118 | 1 | 0.96118 | 0.96118 | 0.87936 | 0.96118 | 0.76173 | 0.76173 | 0.86307 | 0.79367 | 0.83853 | 0.70585 | 0.72074 | 0.98389 | 0.63869 | 0.80495 | 0.93388 | 0.80617 | 0.83399 | 0.72622 | 0.87936 | 0.88913 | 0.9017 | 0.42151 | 0.83781 | 0.77489 | 0.91759 | 0.68999 | 0.7027 | 0.97653 | 0.63384 | 0.75555 | 0.99629 | 0.82291 | 0.87528 | 0.58906 | 0.75595 | 0.74993 | 0.85448 | 0.24913 | 0
Dec | 25 | 20 | Weekday | Monday | 0.75239 | 0.86151 | 0.75884 | 0.88667 | 1 | 0.88667 | 0.88667 | 0.85228 | 0.88667 | 0.75239 | 0.75239 | 0.85727 | 0.71019 | 0.89036 | 0.60358 | 0.69003 | 0.9753 | 0.58133 | 0.8153 | 0.81446 | 0.81647 | 0.91657 | 0.70235 | 0.85228 | 0.8668 | 0.83371 | 0.37832 | 0.83743 | 0.67248 | 1 | 0.55115 | 0.66795 | 0.96644 | 0.54998 | 0.75568 | 0.81873 | 0.823 | 0.96671 | 0.55111 | 0.69861 | 0.69253 | 0.75857 | 0.24139 | 0
Dec | 25 | 21 | Weekday | Monday | 0.71221 | 0.81499 | 0.73996 | 0.81855 | 1 | 0.81855 | 0.81855 | 0.34518 | 0.81855 | 0.71221 | 0.71221 | 0.85842 | 0.68269 | 0.93484 | 0.59187 | 0.70609 | 0.86042 | 0.48719 | 0.24769 | 0.82526 | 0.15086 | 0.88799 | 0.71095 | 0.34518 | 0.37686 | 0.64148 | 0.44835 | 0.83611 | 0.64057 | 0.97318 | 0.52821 | 0.68286 | 0.83039 | 0.4597 | 0.33341 | 0.81678 | 0.2707 | 0.91248 | 0.55111 | 0.34176 | 0.38416 | 0.54364 | 0.25371 | 0
Dec | 25 | 22 | Weekday | Monday | 0.69636 | 0.79506 | 0.71964 | 0.71298 | 1 | 0.71298 | 0.71298 | 0.14232 | 0.71298 | 0.69636 | 0.69636 | 0.83536 | 0.64055 | 0.75352 | 0.29173 | 0.23518 | 0.73835 | 0.39477 | 0.24547 | 0.83527 | 0.14998 | 0.65985 | 0.34724 | 0.14232 | 0.18115 | 0.25631 | 0.39788 | 0.83462 | 0.58854 | 0.75691 | 0.33745 | 0.23937 | 0.65925 | 0.36563 | 0.33315 | 0.8146 | 0.27115 | 0.65174 | 0.3633 | 0.18847 | 0.24853 | 0.32072 | 0.24435 | 0
Dec | 25 | 23 | Weekday | Monday | 0.65882 | 0.80621 | 0.70276 | 0.60639 | 1 | 0.60639 | 0.60639 | 0.14389 | 0.60639 | 0.65882 | 0.65882 | 0.80028 | 0.64608 | 0.54606 | 0.24735 | 0.22602 | 0.61425 | 0.47126 | 0.2503 | 0.86584 | 0.15436 | 0.48008 | 0.32468 | 0.14389 | 0.18231 | 0.37418 | 0.452 | 0.85218 | 0.58814 | 0.53048 | 0.28216 | 0.23012 | 0.51358 | 0.42797 | 0.33888 | 0.85711 | 0.27733 | 0.45117 | 0.34055 | 0.19028 | 0.24996 | 0.46884 | 0.25284 | 0
Dec | 26 | 24 | Weekday | Tuesday | 0.64349 | 0.78892 | 0.69797 | 0.53855 | 1 | 0.53855 | 0.53855 | 0.1441 | 0.53855 | 0.64349 | 0.64349 | 0.59955 | 0.63725 | 0.35036 | 0.24561 | 0.23575 | 0.54384 | 0.41069 | 0.2472 | 0.6463 | 0.15565 | 0.43074 | 0.33441 | 0.1441 | 0.18186 | 0.28422 | 0.41882 | 0.48748 | 0.57604 | 0.38955 | 0.27982 | 0.23968 | 0.42399 | 0.38182 | 0.33473 | 0.48628 | 0.27704 | 0.39756 | 0.34879 | 0.18897 | 0.24863 | 0.35292 | 0.24655 | 0
Dec | 26 | 1 | Weekday | Tuesday | 0.63727 | 0.75533 | 0.69142 | 0.50681 | 1 | 0.50681 | 0.50681 | 0.14639 | 0.50681 | 0.63727 | 0.63727 | 0.19968 | 0.63719 | 0.3065 | 0.24615 | 0.23538 | 0.54219 | 0.48503 | 0.24859 | 0.24494 | 0.15517 | 0.42145 | 0.33473 | 0.14639 | 0.18319 | 0.27077 | 0.46959 | 0.31966 | 0.57445 | 0.35581 | 0.27985 | 0.23959 | 0.41107 | 0.44204 | 0.33535 | 0.33674 | 0.27737 | 0.38607 | 0.34838 | 0.18954 | 0.24881 | 0.33102 | 0.25515 | 0
Dec | 26 | 2 | Weekday | Tuesday | 0.63823 | 0.74378 | 0.68917 | 0.49288 | 1 | 0.49288 | 0.49288 | 0.1487 | 0.49288 | 0.63823 | 0.63823 | 0.19958 | 0.63593 | 0.28433 | 0.24683 | 0.24271 | 0.54365 | 0.4213 | 0.25047 | 0.24617 | 0.15678 | 0.41199 | 0.33174 | 0.1487 | 0.18421 | 0.2733 | 0.43238 | 0.32017 | 0.57123 | 0.32694 | 0.28013 | 0.24663 | 0.40504 | 0.39194 | 0.33606 | 0.33762 | 0.27922 | 0.36929 | 0.34885 | 0.1901 | 0.24896 | 0.33198 | 0.24833 | 0
Dec | 26 | 3 | Weekday | Tuesday | 0.63886 | 0.74543 | 0.69237 | 0.48577 | 1 | 0.48577 | 0.48577 | 0.1512 | 0.48577 | 0.63886 | 0.63886 | 0.19973 | 0.63226 | 0.28126 | 0.24808 | 0.24358 | 0.55065 | 0.49283 | 0.24905 | 0.2457 | 0.15788 | 0.41549 | 0.33492 | 0.1512 | 0.1873 | 0.28476 | 0.48444 | 0.32042 | 0.56491 | 0.32483 | 0.28052 | 0.24784 | 0.40258 | 0.44794 | 0.33654 | 0.33806 | 0.27968 | 0.373 | 0.34838 | 0.19065 | 0.24939 | 0.3403 | 0.25705 | 0
Dec | 26 | 4 | Weekday | Tuesday | 0.64422 | 0.74735 | 0.70873 | 0.495 | 1 | 0.495 | 0.495 | 0.15354 | 0.495 | 0.64422 | 0.64422 | 0.20472 | 0.68409 | 0.31024 | 0.26067 | 0.25056 | 0.59993 | 0.58778 | 0.25764 | 0.25638 | 0.16031 | 0.43428 | 0.33503 | 0.15354 | 0.19065 | 0.33254 | 0.44511 | 0.32848 | 0.62667 | 0.34519 | 0.29336 | 0.25451 | 0.45531 | 0.54264 | 0.341 | 0.35121 | 0.28339 | 0.39293 | 0.34885 | 0.19122 | 0.24986 | 0.39617 | 0.24981 | 0
Dec | 26 | 5 | Weekday | Tuesday | 0.62578 | 0.7695 | 0.74973 | 0.56716 | 1 | 0.56716 | 0.56716 | 0.15558 | 0.56716 | 0.62578 | 0.62578 | 0.6218 | 0.75299 | 0.41597 | 0.30161 | 0.26341 | 0.70791 | 0.74556 | 0.25841 | 0.67168 | 0.16229 | 0.51291 | 0.35147 | 0.15558 | 0.19381 | 0.33245 | 0.49599 | 0.49462 | 0.62736 | 0.43657 | 0.3402 | 0.2676 | 0.56827 | 0.66136 | 0.34136 | 0.49229 | 0.28641 | 0.47078 | 0.36865 | 0.19175 | 0.2503 | 0.3955 | 0.25854 | 0
Dec | 26 | 6 | Weekday | Tuesday | 0.64218 | 0.81242 | 0.8075 | 0.64044 | 0.82686 | 0.64044 | 0.64044 | 0.96444 | 0.64044 | 0.64218 | 0.64218 | 0.85204 | 0.84411 | 0.70664 | 0.59363 | 0.97909 | 0.87053 | 0.89353 | 0.85029 | 1 | 0.92316 | 0.77366 | 0.78429 | 0.96444 | 1 | 0.81298 | 0.6418 | 0.8384 | 0.79217 | 0.76106 | 0.41645 | 1 | 0.69853 | 0.85405 | 0.39001 | 0.9994 | 0.43788 | 0.76461 | 0.51183 | 0.39428 | 0.37862 | 0.57307 | 0.34345 | 0
Dec | 26 | 7 | Weekday | Tuesday | 0.65512 | 0.82594 | 0.84408 | 0.66744 | 0.0044583 | 0.66744 | 0.66744 | 0.80825 | 0.66744 | 0.65512 | 0.65512 | 0.93969 | 0.90657 | 0.96486 | 0.67115 | 0.8934 | 0.83189 | 0.96917 | 0.93695 | 0.93312 | 0.99572 | 0.88721 | 0.73888 | 0.80825 | 0.80487 | 0.76007 | 0.728 | 0.91548 | 0.87116 | 0.94299 | 0.48397 | 0.85374 | 0.64998 | 0.9442 | 0.71077 | 0.91326 | 0.78703 | 0.89116 | 0.43808 | 0.38357 | 0.31378 | 0.5494 | 0.49766 | 0
Dec | 26 | 8 | Weekday | Tuesday | 0.68369 | 0.85419 | 0.85706 | 0.70741 | 0.0044583 | 0.70741 | 0.70741 | 0.87883 | 0.70741 | 0.68369 | 0.68369 | 0.94861 | 0.93424 | 0.83021 | 1 | 1 | 0.79756 | 0.96691 | 1 | 0.79527 | 1 | 0.81123 | 0.95384 | 0.87883 | 0.85575 | 0.93595 | 0.88064 | 0.90794 | 0.90882 | 0.80153 | 0.9882 | 0.96913 | 0.61729 | 0.94931 | 0.96396 | 0.72882 | 0.98454 | 0.78667 | 0.8397 | 0.57473 | 0.50224 | 0.82156 | 0.73351 | 0
Dec | 26 | 9 | Weekday | Tuesday | 0.77554 | 0.87751 | 0.85501 | 0.70665 | 0.0044583 | 0.70665 | 0.70665 | 0.97866 | 0.70665 | 0.77554 | 0.77554 | 0.80519 | 0.96335 | 0.72152 | 0.93424 | 0.88403 | 0.7114 | 1 | 0.95716 | 0.77965 | 0.96022 | 0.76564 | 0.90451 | 0.97866 | 0.94077 | 0.96507 | 0.96371 | 0.74507 | 0.94536 | 0.72094 | 0.95229 | 0.85801 | 0.54461 | 1 | 0.9636 | 0.72934 | 0.9843 | 0.75094 | 0.83974 | 0.82789 | 0.76299 | 0.90849 | 0.88575 | 0
Dec | 26 | 10 | Weekday | Tuesday | 0.82843 | 0.89431 | 0.85147 | 0.70737 | 0.0044583 | 0.70737 | 0.70737 | 0.96568 | 0.70737 | 0.82843 | 0.82843 | 0.95166 | 0.9785 | 0.59251 | 0.87411 | 0.8472 | 0.62705 | 0.98662 | 0.95107 | 0.8692 | 0.93658 | 0.59559 | 0.88351 | 0.96568 | 0.91797 | 0.92234 | 0.9282 | 0.90831 | 0.96565 | 0.57531 | 0.90492 | 0.82711 | 0.46951 | 0.99223 | 0.98674 | 0.90637 | 0.99745 | 0.56536 | 0.83987 | 0.87144 | 0.80971 | 0.87889 | 0.88546 | 0
Dec | 26 | 11 | Weekday | Tuesday | 0.85808 | 0.90488 | 0.84605 | 0.69711 | 0.0044583 | 0.69711 | 0.69711 | 0.91431 | 0.69711 | 0.85808 | 0.85808 | 0.92769 | 0.99035 | 0.55242 | 0.85925 | 0.82542 | 0.59453 | 0.97639 | 0.91965 | 0.86559 | 0.89835 | 0.58394 | 0.86837 | 0.91431 | 0.85712 | 1 | 0.90115 | 0.92477 | 0.98159 | 0.56788 | 0.90535 | 0.81025 | 0.47128 | 0.98542 | 0.99206 | 0.94704 | 1 | 0.56231 | 0.84062 | 0.87002 | 0.80971 | 1 | 0.88554 | 0
Dec | 26 | 12 | Weekday | Tuesday | 0.83786 | 0.89984 | 0.83643 | 0.69511 | 0.0044583 | 0.69511 | 0.69511 | 0.88863 | 0.69511 | 0.83786 | 0.83786 | 0.87855 | 0.96879 | 0.54356 | 0.82102 | 0.83948 | 0.5695 | 0.92962 | 0.9097 | 0.81345 | 0.88054 | 0.5786 | 0.84548 | 0.88863 | 0.827 | 0.93135 | 0.81677 | 0.90961 | 0.96263 | 0.56339 | 0.86142 | 0.8283 | 0.46276 | 0.93588 | 0.98887 | 0.91477 | 0.99964 | 0.56055 | 0.80302 | 0.86961 | 0.80971 | 0.92799 | 0.80249 | 0
Dec | 26 | 13 | Weekday | Tuesday | 0.80519 | 0.89627 | 0.83578 | 0.68232 | 0.0044583 | 0.68232 | 0.68232 | 0.87124 | 0.68232 | 0.80519 | 0.80519 | 0.75327 | 0.99645 | 0.52507 | 0.85205 | 0.80308 | 0.55128 | 0.94983 | 0.90658 | 0.80207 | 0.87442 | 0.57295 | 0.85779 | 0.87124 | 0.80754 | 0.91551 | 0.87607 | 0.74585 | 0.993 | 0.53424 | 0.91335 | 0.7939 | 0.45525 | 0.96444 | 0.96739 | 0.90782 | 0.99131 | 0.56032 | 0.8417 | 0.87006 | 0.80971 | 0.91689 | 0.88526 | 0
Dec | 26 | 14 | Weekday | Tuesday | 0.78839 | 0.89646 | 0.82845 | 0.68427 | 0.0044583 | 0.68427 | 0.68427 | 0.86185 | 0.68427 | 0.78839 | 0.78839 | 0.74071 | 0.99357 | 0.52324 | 0.84469 | 0.76743 | 0.54046 | 0.9464 | 0.89982 | 0.6947 | 0.87095 | 0.57057 | 0.84881 | 0.86185 | 0.79909 | 0.90099 | 0.87538 | 0.74579 | 0.99239 | 0.52613 | 0.91268 | 0.75994 | 0.45131 | 0.9621 | 0.96695 | 0.73069 | 0.99123 | 0.55821 | 0.84109 | 0.87033 | 0.80971 | 0.90149 | 0.88516 | 0
Dec | 26 | 15 | Weekday | Tuesday | 0.78572 | 0.89956 | 0.81962 | 0.73561 | 1 | 0.73561 | 0.73561 | 0.8573 | 0.73561 | 0.78572 | 0.78572 | 0.79075 | 0.9901 | 0.51253 | 0.84176 | 0.76342 | 0.57192 | 0.89856 | 0.89605 | 0.71202 | 0.84629 | 0.57019 | 0.84558 | 0.8573 | 0.79672 | 0.88846 | 0.88473 | 0.74543 | 0.98957 | 0.50552 | 0.90829 | 0.75616 | 0.4849 | 0.92223 | 0.95328 | 0.72995 | 0.96932 | 0.55207 | 0.84028 | 0.87075 | 0.80971 | 0.88742 | 0.88551 | 0
Dec | 26 | 16 | Weekday | Tuesday | 0.81338 | 0.93586 | 0.81974 | 0.87423 | 1 | 0.87423 | 0.87423 | 0.96643 | 0.87423 | 0.81338 | 0.81338 | 1 | 1 | 0.55273 | 0.93023 | 0.88114 | 0.83023 | 0.9497 | 0.90975 | 0.78472 | 0.82891 | 0.62668 | 1 | 0.96643 | 0.95354 | 0.93706 | 1 | 0.99933 | 1 | 0.59934 | 1 | 0.87493 | 0.80067 | 0.97893 | 1 | 0.81646 | 0.99483 | 0.66714 | 1 | 0.99336 | 0.99245 | 0.94023 | 1 | 0
Dec | 26 | 17 | Weekday | Tuesday | 0.81083 | 0.92652 | 0.8079 | 0.99867 | 1 | 0.99867 | 0.99867 | 1 | 0.99867 | 0.81083 | 0.81083 | 0.99962 | 0.98831 | 0.66169 | 0.8545 | 0.85834 | 0.95324 | 0.94416 | 0.76004 | 0.90496 | 0.77985 | 0.72751 | 0.78144 | 1 | 0.99552 | 0.94167 | 0.49703 | 0.99935 | 0.98903 | 0.71387 | 0.89892 | 0.85143 | 0.949 | 0.97183 | 0.75429 | 0.99354 | 0.82201 | 0.77604 | 0.70293 | 1 | 1 | 0.93383 | 0.41392 | 0
Dec | 26 | 18 | Weekday | Tuesday | 0.7822 | 0.90342 | 0.78867 | 0.99986 | 1 | 0.99986 | 0.99986 | 0.8758 | 0.99986 | 0.7822 | 0.7822 | 0.99981 | 0.80198 | 0.86724 | 0.71604 | 0.71493 | 1 | 0.63285 | 0.78466 | 0.91895 | 0.79913 | 0.81896 | 0.7134 | 0.8758 | 0.87934 | 0.95132 | 0.34892 | 0.99945 | 0.78629 | 0.89865 | 0.71381 | 0.69958 | 1 | 0.6325 | 0.75453 | 0.99352 | 0.8222 | 0.85016 | 0.58906 | 0.79111 | 0.78581 | 0.9306 | 0.23639 | 0
Dec | 26 | 19 | Weekday | Tuesday | 0.76173 | 0.89145 | 0.77358 | 0.96118 | 1 | 0.96118 | 0.96118 | 0.87936 | 0.96118 | 0.76173 | 0.76173 | 0.86307 | 0.79367 | 0.83853 | 0.70585 | 0.72074 | 0.98389 | 0.63869 | 0.80495 | 0.93388 | 0.80617 | 0.83399 | 0.72622 | 0.87936 | 0.88913 | 0.9017 | 0.42151 | 0.83781 | 0.77489 | 0.91759 | 0.68999 | 0.7027 | 0.97653 | 0.63384 | 0.75555 | 0.99629 | 0.82291 | 0.87528 | 0.58906 | 0.75595 | 0.74993 | 0.85448 | 0.24913 | 0
Dec | 26 | 20 | Weekday | Tuesday | 0.75239 | 0.86151 | 0.75884 | 0.88667 | 1 | 0.88667 | 0.88667 | 0.85228 | 0.88667 | 0.75239 | 0.75239 | 0.85727 | 0.71019 | 0.89036 | 0.60358 | 0.69003 | 0.9753 | 0.58133 | 0.8153 | 0.81446 | 0.81647 | 0.91657 | 0.70235 | 0.85228 | 0.8668 | 0.83371 | 0.37832 | 0.83743 | 0.67248 | 1 | 0.55115 | 0.66795 | 0.96644 | 0.54998 | 0.75568 | 0.81873 | 0.823 | 0.96671 | 0.55111 | 0.69861 | 0.69253 | 0.75857 | 0.24139 | 0
Dec | 26 | 21 | Weekday | Tuesday | 0.71221 | 0.81499 | 0.73996 | 0.81855 | 1 | 0.81855 | 0.81855 | 0.34518 | 0.81855 | 0.71221 | 0.71221 | 0.85842 | 0.68269 | 0.93484 | 0.59187 | 0.70609 | 0.86042 | 0.48719 | 0.24769 | 0.82526 | 0.15086 | 0.88799 | 0.71095 | 0.34518 | 0.37686 | 0.64148 | 0.44835 | 0.83611 | 0.64057 | 0.97318 | 0.52821 | 0.68286 | 0.83039 | 0.4597 | 0.33341 | 0.81678 | 0.2707 | 0.91248 | 0.55111 | 0.34176 | 0.38416 | 0.54364 | 0.25371 | 0
Dec | 26 | 22 | Weekday | Tuesday | 0.69636 | 0.79506 | 0.71964 | 0.71298 | 1 | 0.71298 | 0.71298 | 0.14232 | 0.71298 | 0.69636 | 0.69636 | 0.83536 | 0.64055 | 0.75352 | 0.29173 | 0.23518 | 0.73835 | 0.39477 | 0.24547 | 0.83527 | 0.14998 | 0.65985 | 0.34724 | 0.14232 | 0.18115 | 0.25631 | 0.39788 | 0.83462 | 0.58854 | 0.75691 | 0.33745 | 0.23937 | 0.65925 | 0.36563 | 0.33315 | 0.8146 | 0.27115 | 0.65174 | 0.3633 | 0.18847 | 0.24853 | 0.32072 | 0.24435 | 0
Dec | 26 | 23 | Weekday | Tuesday | 0.65882 | 0.80621 | 0.70276 | 0.60639 | 1 | 0.60639 | 0.60639 | 0.14389 | 0.60639 | 0.65882 | 0.65882 | 0.80028 | 0.64608 | 0.54606 | 0.24735 | 0.22602 | 0.61425 | 0.47126 | 0.2503 | 0.86584 | 0.15436 | 0.48008 | 0.32468 | 0.14389 | 0.18231 | 0.37418 | 0.452 | 0.85218 | 0.58814 | 0.53048 | 0.28216 | 0.23012 | 0.51358 | 0.42797 | 0.33888 | 0.85711 | 0.27733 | 0.45117 | 0.34055 | 0.19028 | 0.24996 | 0.46884 | 0.25284 | 0
Dec | 27 | 24 | Weekday | Wednesday | 0.64349 | 0.78892 | 0.69797 | 0.53855 | 1 | 0.53855 | 0.53855 | 0.1441 | 0.53855 | 0.64349 | 0.64349 | 0.59955 | 0.63725 | 0.35036 | 0.24561 | 0.23575 | 0.54384 | 0.41069 | 0.2472 | 0.6463 | 0.15565 | 0.43074 | 0.33441 | 0.1441 | 0.18186 | 0.28422 | 0.41882 | 0.48748 | 0.57604 | 0.38955 | 0.27982 | 0.23968 | 0.42399 | 0.38182 | 0.33473 | 0.48628 | 0.27704 | 0.39756 | 0.34879 | 0.18897 | 0.24863 | 0.35292 | 0.24655 | 0
Dec | 27 | 1 | Weekday | Wednesday | 0.63727 | 0.75533 | 0.69142 | 0.50681 | 1 | 0.50681 | 0.50681 | 0.14639 | 0.50681 | 0.63727 | 0.63727 | 0.19968 | 0.63719 | 0.3065 | 0.24615 | 0.23538 | 0.54219 | 0.48503 | 0.24859 | 0.24494 | 0.15517 | 0.42145 | 0.33473 | 0.14639 | 0.18319 | 0.27077 | 0.46959 | 0.31966 | 0.57445 | 0.35581 | 0.27985 | 0.23959 | 0.41107 | 0.44204 | 0.33535 | 0.33674 | 0.27737 | 0.38607 | 0.34838 | 0.18954 | 0.24881 | 0.33102 | 0.25515 | 0
Dec | 27 | 2 | Weekday | Wednesday | 0.63823 | 0.74378 | 0.68917 | 0.49288 | 1 | 0.49288 | 0.49288 | 0.1487 | 0.49288 | 0.63823 | 0.63823 | 0.19958 | 0.63593 | 0.28433 | 0.24683 | 0.24271 | 0.54365 | 0.4213 | 0.25047 | 0.24617 | 0.15678 | 0.41199 | 0.33174 | 0.1487 | 0.18421 | 0.2733 | 0.43238 | 0.32017 | 0.57123 | 0.32694 | 0.28013 | 0.24663 | 0.40504 | 0.39194 | 0.33606 | 0.33762 | 0.27922 | 0.36929 | 0.34885 | 0.1901 | 0.24896 | 0.33198 | 0.24833 | 0
Dec | 27 | 3 | Weekday | Wednesday | 0.63886 | 0.74543 | 0.69237 | 0.48577 | 1 | 0.48577 | 0.48577 | 0.1512 | 0.48577 | 0.63886 | 0.63886 | 0.19973 | 0.63226 | 0.28126 | 0.24808 | 0.24358 | 0.55065 | 0.49283 | 0.24905 | 0.2457 | 0.15788 | 0.41549 | 0.33492 | 0.1512 | 0.1873 | 0.28476 | 0.48444 | 0.32042 | 0.56491 | 0.32483 | 0.28052 | 0.24784 | 0.40258 | 0.44794 | 0.33654 | 0.33806 | 0.27968 | 0.373 | 0.34838 | 0.19065 | 0.24939 | 0.3403 | 0.25705 | 0
Dec | 27 | 4 | Weekday | Wednesday | 0.64422 | 0.74735 | 0.70873 | 0.495 | 1 | 0.495 | 0.495 | 0.15354 | 0.495 | 0.64422 | 0.64422 | 0.20472 | 0.68409 | 0.31024 | 0.26067 | 0.25056 | 0.59993 | 0.58778 | 0.25764 | 0.25638 | 0.16031 | 0.43428 | 0.33503 | 0.15354 | 0.19065 | 0.33254 | 0.44511 | 0.32848 | 0.62667 | 0.34519 | 0.29336 | 0.25451 | 0.45531 | 0.54264 | 0.341 | 0.35121 | 0.28339 | 0.39293 | 0.34885 | 0.19122 | 0.24986 | 0.39617 | 0.24981 | 0
Dec | 27 | 5 | Weekday | Wednesday | 0.62578 | 0.7695 | 0.74973 | 0.56716 | 1 | 0.56716 | 0.56716 | 0.15558 | 0.56716 | 0.62578 | 0.62578 | 0.6218 | 0.75299 | 0.41597 | 0.30161 | 0.26341 | 0.70791 | 0.74556 | 0.25841 | 0.67168 | 0.16229 | 0.51291 | 0.35147 | 0.15558 | 0.19381 | 0.33245 | 0.49599 | 0.49462 | 0.62736 | 0.43657 | 0.3402 | 0.2676 | 0.56827 | 0.66136 | 0.34136 | 0.49229 | 0.28641 | 0.47078 | 0.36865 | 0.19175 | 0.2503 | 0.3955 | 0.25854 | 0
Dec | 27 | 6 | Weekday | Wednesday | 0.64218 | 0.81242 | 0.8075 | 0.64044 | 0.82686 | 0.64044 | 0.64044 | 0.96444 | 0.64044 | 0.64218 | 0.64218 | 0.85204 | 0.84411 | 0.70664 | 0.59363 | 0.97909 | 0.87053 | 0.89353 | 0.85029 | 1 | 0.92316 | 0.77366 | 0.78429 | 0.96444 | 1 | 0.81298 | 0.6418 | 0.8384 | 0.79217 | 0.76106 | 0.41645 | 1 | 0.69853 | 0.85405 | 0.39001 | 0.9994 | 0.43788 | 0.76461 | 0.51183 | 0.39428 | 0.37862 | 0.57307 | 0.34345 | 0
Dec | 27 | 7 | Weekday | Wednesday | 0.65512 | 0.82594 | 0.84408 | 0.66744 | 0.0044583 | 0.66744 | 0.66744 | 0.80825 | 0.66744 | 0.65512 | 0.65512 | 0.93969 | 0.90657 | 0.96486 | 0.67115 | 0.8934 | 0.83189 | 0.96917 | 0.93695 | 0.93312 | 0.99572 | 0.88721 | 0.73888 | 0.80825 | 0.80487 | 0.76007 | 0.728 | 0.91548 | 0.87116 | 0.94299 | 0.48397 | 0.85374 | 0.64998 | 0.9442 | 0.71077 | 0.91326 | 0.78703 | 0.89116 | 0.43808 | 0.38357 | 0.31378 | 0.5494 | 0.49766 | 0
Dec | 27 | 8 | Weekday | Wednesday | 0.68369 | 0.85419 | 0.85706 | 0.70741 | 0.0044583 | 0.70741 | 0.70741 | 0.87883 | 0.70741 | 0.68369 | 0.68369 | 0.94861 | 0.93424 | 0.83021 | 1 | 1 | 0.79756 | 0.96691 | 1 | 0.79527 | 1 | 0.81123 | 0.95384 | 0.87883 | 0.85575 | 0.93595 | 0.88064 | 0.90794 | 0.90882 | 0.80153 | 0.9882 | 0.96913 | 0.61729 | 0.94931 | 0.96396 | 0.72882 | 0.98454 | 0.78667 | 0.8397 | 0.57473 | 0.50224 | 0.82156 | 0.73351 | 0
Dec | 27 | 9 | Weekday | Wednesday | 0.77554 | 0.87751 | 0.85501 | 0.70665 | 0.0044583 | 0.70665 | 0.70665 | 0.97866 | 0.70665 | 0.77554 | 0.77554 | 0.80519 | 0.96335 | 0.72152 | 0.93424 | 0.88403 | 0.7114 | 1 | 0.95716 | 0.77965 | 0.96022 | 0.76564 | 0.90451 | 0.97866 | 0.94077 | 0.96507 | 0.96371 | 0.74507 | 0.94536 | 0.72094 | 0.95229 | 0.85801 | 0.54461 | 1 | 0.9636 | 0.72934 | 0.9843 | 0.75094 | 0.83974 | 0.82789 | 0.76299 | 0.90849 | 0.88575 | 0
Dec | 27 | 10 | Weekday | Wednesday | 0.82843 | 0.89431 | 0.85147 | 0.70737 | 0.0044583 | 0.70737 | 0.70737 | 0.96568 | 0.70737 | 0.82843 | 0.82843 | 0.95166 | 0.9785 | 0.59251 | 0.87411 | 0.8472 | 0.62705 | 0.98662 | 0.95107 | 0.8692 | 0.93658 | 0.59559 | 0.88351 | 0.96568 | 0.91797 | 0.92234 | 0.9282 | 0.90831 | 0.96565 | 0.57531 | 0.90492 | 0.82711 | 0.46951 | 0.99223 | 0.98674 | 0.90637 | 0.99745 | 0.56536 | 0.83987 | 0.87144 | 0.80971 | 0.87889 | 0.88546 | 0
Dec | 27 | 11 | Weekday | Wednesday | 0.85808 | 0.90488 | 0.84605 | 0.69711 | 0.0044583 | 0.69711 | 0.69711 | 0.91431 | 0.69711 | 0.85808 | 0.85808 | 0.92769 | 0.99035 | 0.55242 | 0.85925 | 0.82542 | 0.59453 | 0.97639 | 0.91965 | 0.86559 | 0.89835 | 0.58394 | 0.86837 | 0.91431 | 0.85712 | 1 | 0.90115 | 0.92477 | 0.98159 | 0.56788 | 0.90535 | 0.81025 | 0.47128 | 0.98542 | 0.99206 | 0.94704 | 1 | 0.56231 | 0.84062 | 0.87002 | 0.80971 | 1 | 0.88554 | 0
Dec | 27 | 12 | Weekday | Wednesday | 0.83786 | 0.89984 | 0.83643 | 0.69511 | 0.0044583 | 0.69511 | 0.69511 | 0.88863 | 0.69511 | 0.83786 | 0.83786 | 0.87855 | 0.96879 | 0.54356 | 0.82102 | 0.83948 | 0.5695 | 0.92962 | 0.9097 | 0.81345 | 0.88054 | 0.5786 | 0.84548 | 0.88863 | 0.827 | 0.93135 | 0.81677 | 0.90961 | 0.96263 | 0.56339 | 0.86142 | 0.8283 | 0.46276 | 0.93588 | 0.98887 | 0.91477 | 0.99964 | 0.56055 | 0.80302 | 0.86961 | 0.80971 | 0.92799 | 0.80249 | 0
Dec | 27 | 13 | Weekday | Wednesday | 0.80519 | 0.89627 | 0.83578 | 0.68232 | 0.0044583 | 0.68232 | 0.68232 | 0.87124 | 0.68232 | 0.80519 | 0.80519 | 0.75327 | 0.99645 | 0.52507 | 0.85205 | 0.80308 | 0.55128 | 0.94983 | 0.90658 | 0.80207 | 0.87442 | 0.57295 | 0.85779 | 0.87124 | 0.80754 | 0.91551 | 0.87607 | 0.74585 | 0.993 | 0.53424 | 0.91335 | 0.7939 | 0.45525 | 0.96444 | 0.96739 | 0.90782 | 0.99131 | 0.56032 | 0.8417 | 0.87006 | 0.80971 | 0.91689 | 0.88526 | 0
Dec | 27 | 14 | Weekday | Wednesday | 0.78839 | 0.89646 | 0.82845 | 0.68427 | 0.0044583 | 0.68427 | 0.68427 | 0.86185 | 0.68427 | 0.78839 | 0.78839 | 0.74071 | 0.99357 | 0.52324 | 0.84469 | 0.76743 | 0.54046 | 0.9464 | 0.89982 | 0.6947 | 0.87095 | 0.57057 | 0.84881 | 0.86185 | 0.79909 | 0.90099 | 0.87538 | 0.74579 | 0.99239 | 0.52613 | 0.91268 | 0.75994 | 0.45131 | 0.9621 | 0.96695 | 0.73069 | 0.99123 | 0.55821 | 0.84109 | 0.87033 | 0.80971 | 0.90149 | 0.88516 | 0
Dec | 27 | 15 | Weekday | Wednesday | 0.78572 | 0.89956 | 0.81962 | 0.73561 | 1 | 0.73561 | 0.73561 | 0.8573 | 0.73561 | 0.78572 | 0.78572 | 0.79075 | 0.9901 | 0.51253 | 0.84176 | 0.76342 | 0.57192 | 0.89856 | 0.89605 | 0.71202 | 0.84629 | 0.57019 | 0.84558 | 0.8573 | 0.79672 | 0.88846 | 0.88473 | 0.74543 | 0.98957 | 0.50552 | 0.90829 | 0.75616 | 0.4849 | 0.92223 | 0.95328 | 0.72995 | 0.96932 | 0.55207 | 0.84028 | 0.87075 | 0.80971 | 0.88742 | 0.88551 | 0
Dec | 27 | 16 | Weekday | Wednesday | 0.81338 | 0.93586 | 0.81974 | 0.87423 | 1 | 0.87423 | 0.87423 | 0.96643 | 0.87423 | 0.81338 | 0.81338 | 1 | 1 | 0.55273 | 0.93023 | 0.88114 | 0.83023 | 0.9497 | 0.90975 | 0.78472 | 0.82891 | 0.62668 | 1 | 0.96643 | 0.95354 | 0.93706 | 1 | 0.99933 | 1 | 0.59934 | 1 | 0.87493 | 0.80067 | 0.97893 | 1 | 0.81646 | 0.99483 | 0.66714 | 1 | 0.99336 | 0.99245 | 0.94023 | 1 | 0
Dec | 27 | 17 | Weekday | Wednesday | 0.81083 | 0.92652 | 0.8079 | 0.99867 | 1 | 0.99867 | 0.99867 | 1 | 0.99867 | 0.81083 | 0.81083 | 0.99962 | 0.98831 | 0.66169 | 0.8545 | 0.85834 | 0.95324 | 0.94416 | 0.76004 | 0.90496 | 0.77985 | 0.72751 | 0.78144 | 1 | 0.99552 | 0.94167 | 0.49703 | 0.99935 | 0.98903 | 0.71387 | 0.89892 | 0.85143 | 0.949 | 0.97183 | 0.75429 | 0.99354 | 0.82201 | 0.77604 | 0.70293 | 1 | 1 | 0.93383 | 0.41392 | 0
Dec | 27 | 18 | Weekday | Wednesday | 0.7822 | 0.90342 | 0.78867 | 0.99986 | 1 | 0.99986 | 0.99986 | 0.8758 | 0.99986 | 0.7822 | 0.7822 | 0.99981 | 0.80198 | 0.86724 | 0.71604 | 0.71493 | 1 | 0.63285 | 0.78466 | 0.91895 | 0.79913 | 0.81896 | 0.7134 | 0.8758 | 0.87934 | 0.95132 | 0.34892 | 0.99945 | 0.78629 | 0.89865 | 0.71381 | 0.69958 | 1 | 0.6325 | 0.75453 | 0.99352 | 0.8222 | 0.85016 | 0.58906 | 0.79111 | 0.78581 | 0.9306 | 0.23639 | 0
Dec | 27 | 19 | Weekday | Wednesday | 0.76173 | 0.89145 | 0.77358 | 0.96118 | 1 | 0.96118 | 0.96118 | 0.87936 | 0.96118 | 0.76173 | 0.76173 | 0.86307 | 0.79367 | 0.83853 | 0.70585 | 0.72074 | 0.98389 | 0.63869 | 0.80495 | 0.93388 | 0.80617 | 0.83399 | 0.72622 | 0.87936 | 0.88913 | 0.9017 | 0.42151 | 0.83781 | 0.77489 | 0.91759 | 0.68999 | 0.7027 | 0.97653 | 0.63384 | 0.75555 | 0.99629 | 0.82291 | 0.87528 | 0.58906 | 0.75595 | 0.74993 | 0.85448 | 0.24913 | 0
Dec | 27 | 20 | Weekday | Wednesday | 0.75239 | 0.86151 | 0.75884 | 0.88667 | 1 | 0.88667 | 0.88667 | 0.85228 | 0.88667 | 0.75239 | 0.75239 | 0.85727 | 0.71019 | 0.89036 | 0.60358 | 0.69003 | 0.9753 | 0.58133 | 0.8153 | 0.81446 | 0.81647 | 0.91657 | 0.70235 | 0.85228 | 0.8668 | 0.83371 | 0.37832 | 0.83743 | 0.67248 | 1 | 0.55115 | 0.66795 | 0.96644 | 0.54998 | 0.75568 | 0.81873 | 0.823 | 0.96671 | 0.55111 | 0.69861 | 0.69253 | 0.75857 | 0.24139 | 0
Dec | 27 | 21 | Weekday | Wednesday | 0.71221 | 0.81499 | 0.73996 | 0.81855 | 1 | 0.81855 | 0.81855 | 0.34518 | 0.81855 | 0.71221 | 0.71221 | 0.85842 | 0.68269 | 0.93484 | 0.59187 | 0.70609 | 0.86042 | 0.48719 | 0.24769 | 0.82526 | 0.15086 | 0.88799 | 0.71095 | 0.34518 | 0.37686 | 0.64148 | 0.44835 | 0.83611 | 0.64057 | 0.97318 | 0.52821 | 0.68286 | 0.83039 | 0.4597 | 0.33341 | 0.81678 | 0.2707 | 0.91248 | 0.55111 | 0.34176 | 0.38416 | 0.54364 | 0.25371 | 0
Dec | 27 | 22 | Weekday | Wednesday | 0.69636 | 0.79506 | 0.71964 | 0.71298 | 1 | 0.71298 | 0.71298 | 0.14232 | 0.71298 | 0.69636 | 0.69636 | 0.83536 | 0.64055 | 0.75352 | 0.29173 | 0.23518 | 0.73835 | 0.39477 | 0.24547 | 0.83527 | 0.14998 | 0.65985 | 0.34724 | 0.14232 | 0.18115 | 0.25631 | 0.39788 | 0.83462 | 0.58854 | 0.75691 | 0.33745 | 0.23937 | 0.65925 | 0.36563 | 0.33315 | 0.8146 | 0.27115 | 0.65174 | 0.3633 | 0.18847 | 0.24853 | 0.32072 | 0.24435 | 0
Dec | 27 | 23 | Weekday | Wednesday | 0.65882 | 0.80621 | 0.70276 | 0.60639 | 1 | 0.60639 | 0.60639 | 0.14389 | 0.60639 | 0.65882 | 0.65882 | 0.80028 | 0.64608 | 0.54606 | 0.24735 | 0.22602 | 0.61425 | 0.47126 | 0.2503 | 0.86584 | 0.15436 | 0.48008 | 0.32468 | 0.14389 | 0.18231 | 0.37418 | 0.452 | 0.85218 | 0.58814 | 0.53048 | 0.28216 | 0.23012 | 0.51358 | 0.42797 | 0.33888 | 0.85711 | 0.27733 | 0.45117 | 0.34055 | 0.19028 | 0.24996 | 0.46884 | 0.25284 | 0
Dec | 28 | 24 | Weekday | Thursday | 0.64349 | 0.78892 | 0.69797 | 0.53855 | 1 | 0.53855 | 0.53855 | 0.1441 | 0.53855 | 0.64349 | 0.64349 | 0.59955 | 0.63725 | 0.35036 | 0.24561 | 0.23575 | 0.54384 | 0.41069 | 0.2472 | 0.6463 | 0.15565 | 0.43074 | 0.33441 | 0.1441 | 0.18186 | 0.28422 | 0.41882 | 0.48748 | 0.57604 | 0.38955 | 0.27982 | 0.23968 | 0.42399 | 0.38182 | 0.33473 | 0.48628 | 0.27704 | 0.39756 | 0.34879 | 0.18897 | 0.24863 | 0.35292 | 0.24655 | 0
Dec | 28 | 1 | Weekday | Thursday | 0.63727 | 0.75533 | 0.69142 | 0.50681 | 1 | 0.50681 | 0.50681 | 0.14639 | 0.50681 | 0.63727 | 0.63727 | 0.19968 | 0.63719 | 0.3065 | 0.24615 | 0.23538 | 0.54219 | 0.48503 | 0.24859 | 0.24494 | 0.15517 | 0.42145 | 0.33473 | 0.14639 | 0.18319 | 0.27077 | 0.46959 | 0.31966 | 0.57445 | 0.35581 | 0.27985 | 0.23959 | 0.41107 | 0.44204 | 0.33535 | 0.33674 | 0.27737 | 0.38607 | 0.34838 | 0.18954 | 0.24881 | 0.33102 | 0.25515 | 0
Dec | 28 | 2 | Weekday | Thursday | 0.63823 | 0.74378 | 0.68917 | 0.49288 | 1 | 0.49288 | 0.49288 | 0.1487 | 0.49288 | 0.63823 | 0.63823 | 0.19958 | 0.63593 | 0.28433 | 0.24683 | 0.24271 | 0.54365 | 0.4213 | 0.25047 | 0.24617 | 0.15678 | 0.41199 | 0.33174 | 0.1487 | 0.18421 | 0.2733 | 0.43238 | 0.32017 | 0.57123 | 0.32694 | 0.28013 | 0.24663 | 0.40504 | 0.39194 | 0.33606 | 0.33762 | 0.27922 | 0.36929 | 0.34885 | 0.1901 | 0.24896 | 0.33198 | 0.24833 | 0
Dec | 28 | 3 | Weekday | Thursday | 0.63886 | 0.74543 | 0.69237 | 0.48577 | 1 | 0.48577 | 0.48577 | 0.1512 | 0.48577 | 0.63886 | 0.63886 | 0.19973 | 0.63226 | 0.28126 | 0.24808 | 0.24358 | 0.55065 | 0.49283 | 0.24905 | 0.2457 | 0.15788 | 0.41549 | 0.33492 | 0.1512 | 0.1873 | 0.28476 | 0.48444 | 0.32042 | 0.56491 | 0.32483 | 0.28052 | 0.24784 | 0.40258 | 0.44794 | 0.33654 | 0.33806 | 0.27968 | 0.373 | 0.34838 | 0.19065 | 0.24939 | 0.3403 | 0.25705 | 0
Dec | 28 | 4 | Weekday | Thursday | 0.64422 | 0.74735 | 0.70873 | 0.495 | 1 | 0.495 | 0.495 | 0.15354 | 0.495 | 0.64422 | 0.64422 | 0.20472 | 0.68409 | 0.31024 | 0.26067 | 0.25056 | 0.59993 | 0.58778 | 0.25764 | 0.25638 | 0.16031 | 0.43428 | 0.33503 | 0.15354 | 0.19065 | 0.33254 | 0.44511 | 0.32848 | 0.62667 | 0.34519 | 0.29336 | 0.25451 | 0.45531 | 0.54264 | 0.341 | 0.35121 | 0.28339 | 0.39293 | 0.34885 | 0.19122 | 0.24986 | 0.39617 | 0.24981 | 0
Dec | 28 | 5 | Weekday | Thursday | 0.62578 | 0.7695 | 0.74973 | 0.56716 | 1 | 0.56716 | 0.56716 | 0.15558 | 0.56716 | 0.62578 | 0.62578 | 0.6218 | 0.75299 | 0.41597 | 0.30161 | 0.26341 | 0.70791 | 0.74556 | 0.25841 | 0.67168 | 0.16229 | 0.51291 | 0.35147 | 0.15558 | 0.19381 | 0.33245 | 0.49599 | 0.49462 | 0.62736 | 0.43657 | 0.3402 | 0.2676 | 0.56827 | 0.66136 | 0.34136 | 0.49229 | 0.28641 | 0.47078 | 0.36865 | 0.19175 | 0.2503 | 0.3955 | 0.25854 | 0
Dec | 28 | 6 | Weekday | Thursday | 0.64218 | 0.81242 | 0.8075 | 0.64044 | 0.82686 | 0.64044 | 0.64044 | 0.96444 | 0.64044 | 0.64218 | 0.64218 | 0.85204 | 0.84411 | 0.70664 | 0.59363 | 0.97909 | 0.87053 | 0.89353 | 0.85029 | 1 | 0.92316 | 0.77366 | 0.78429 | 0.96444 | 1 | 0.81298 | 0.6418 | 0.8384 | 0.79217 | 0.76106 | 0.41645 | 1 | 0.69853 | 0.85405 | 0.39001 | 0.9994 | 0.43788 | 0.76461 | 0.51183 | 0.39428 | 0.37862 | 0.57307 | 0.34345 | 0
Dec | 28 | 7 | Weekday | Thursday | 0.65512 | 0.82594 | 0.84408 | 0.66744 | 0.0044583 | 0.66744 | 0.66744 | 0.80825 | 0.66744 | 0.65512 | 0.65512 | 0.93969 | 0.90657 | 0.96486 | 0.67115 | 0.8934 | 0.83189 | 0.96917 | 0.93695 | 0.93312 | 0.99572 | 0.88721 | 0.73888 | 0.80825 | 0.80487 | 0.76007 | 0.728 | 0.91548 | 0.87116 | 0.94299 | 0.48397 | 0.85374 | 0.64998 | 0.9442 | 0.71077 | 0.91326 | 0.78703 | 0.89116 | 0.43808 | 0.38357 | 0.31378 | 0.5494 | 0.49766 | 0
Dec | 28 | 8 | Weekday | Thursday | 0.68369 | 0.85419 | 0.85706 | 0.70741 | 0.0044583 | 0.70741 | 0.70741 | 0.87883 | 0.70741 | 0.68369 | 0.68369 | 0.94861 | 0.93424 | 0.83021 | 1 | 1 | 0.79756 | 0.96691 | 1 | 0.79527 | 1 | 0.81123 | 0.95384 | 0.87883 | 0.85575 | 0.93595 | 0.88064 | 0.90794 | 0.90882 | 0.80153 | 0.9882 | 0.96913 | 0.61729 | 0.94931 | 0.96396 | 0.72882 | 0.98454 | 0.78667 | 0.8397 | 0.57473 | 0.50224 | 0.82156 | 0.73351 | 0
Dec | 28 | 9 | Weekday | Thursday | 0.77554 | 0.87751 | 0.85501 | 0.70665 | 0.0044583 | 0.70665 | 0.70665 | 0.97866 | 0.70665 | 0.77554 | 0.77554 | 0.80519 | 0.96335 | 0.72152 | 0.93424 | 0.88403 | 0.7114 | 1 | 0.95716 | 0.77965 | 0.96022 | 0.76564 | 0.90451 | 0.97866 | 0.94077 | 0.96507 | 0.96371 | 0.74507 | 0.94536 | 0.72094 | 0.95229 | 0.85801 | 0.54461 | 1 | 0.9636 | 0.72934 | 0.9843 | 0.75094 | 0.83974 | 0.82789 | 0.76299 | 0.90849 | 0.88575 | 0
Dec | 28 | 10 | Weekday | Thursday | 0.82843 | 0.89431 | 0.85147 | 0.70737 | 0.0044583 | 0.70737 | 0.70737 | 0.96568 | 0.70737 | 0.82843 | 0.82843 | 0.95166 | 0.9785 | 0.59251 | 0.87411 | 0.8472 | 0.62705 | 0.98662 | 0.95107 | 0.8692 | 0.93658 | 0.59559 | 0.88351 | 0.96568 | 0.91797 | 0.92234 | 0.9282 | 0.90831 | 0.96565 | 0.57531 | 0.90492 | 0.82711 | 0.46951 | 0.99223 | 0.98674 | 0.90637 | 0.99745 | 0.56536 | 0.83987 | 0.87144 | 0.80971 | 0.87889 | 0.88546 | 0
Dec | 28 | 11 | Weekday | Thursday | 0.85808 | 0.90488 | 0.84605 | 0.69711 | 0.0044583 | 0.69711 | 0.69711 | 0.91431 | 0.69711 | 0.85808 | 0.85808 | 0.92769 | 0.99035 | 0.55242 | 0.85925 | 0.82542 | 0.59453 | 0.97639 | 0.91965 | 0.86559 | 0.89835 | 0.58394 | 0.86837 | 0.91431 | 0.85712 | 1 | 0.90115 | 0.92477 | 0.98159 | 0.56788 | 0.90535 | 0.81025 | 0.47128 | 0.98542 | 0.99206 | 0.94704 | 1 | 0.56231 | 0.84062 | 0.87002 | 0.80971 | 1 | 0.88554 | 0
Dec | 28 | 12 | Weekday | Thursday | 0.83786 | 0.89984 | 0.83643 | 0.69511 | 0.0044583 | 0.69511 | 0.69511 | 0.88863 | 0.69511 | 0.83786 | 0.83786 | 0.87855 | 0.96879 | 0.54356 | 0.82102 | 0.83948 | 0.5695 | 0.92962 | 0.9097 | 0.81345 | 0.88054 | 0.5786 | 0.84548 | 0.88863 | 0.827 | 0.93135 | 0.81677 | 0.90961 | 0.96263 | 0.56339 | 0.86142 | 0.8283 | 0.46276 | 0.93588 | 0.98887 | 0.91477 | 0.99964 | 0.56055 | 0.80302 | 0.86961 | 0.80971 | 0.92799 | 0.80249 | 0
Dec | 28 | 13 | Weekday | Thursday | 0.80519 | 0.89627 | 0.83578 | 0.68232 | 0.0044583 | 0.68232 | 0.68232 | 0.87124 | 0.68232 | 0.80519 | 0.80519 | 0.75327 | 0.99645 | 0.52507 | 0.85205 | 0.80308 | 0.55128 | 0.94983 | 0.90658 | 0.80207 | 0.87442 | 0.57295 | 0.85779 | 0.87124 | 0.80754 | 0.91551 | 0.87607 | 0.74585 | 0.993 | 0.53424 | 0.91335 | 0.7939 | 0.45525 | 0.96444 | 0.96739 | 0.90782 | 0.99131 | 0.56032 | 0.8417 | 0.87006 | 0.80971 | 0.91689 | 0.88526 | 0
Dec | 28 | 14 | Weekday | Thursday | 0.78839 | 0.89646 | 0.82845 | 0.68427 | 0.0044583 | 0.68427 | 0.68427 | 0.86185 | 0.68427 | 0.78839 | 0.78839 | 0.74071 | 0.99357 | 0.52324 | 0.84469 | 0.76743 | 0.54046 | 0.9464 | 0.89982 | 0.6947 | 0.87095 | 0.57057 | 0.84881 | 0.86185 | 0.79909 | 0.90099 | 0.87538 | 0.74579 | 0.99239 | 0.52613 | 0.91268 | 0.75994 | 0.45131 | 0.9621 | 0.96695 | 0.73069 | 0.99123 | 0.55821 | 0.84109 | 0.87033 | 0.80971 | 0.90149 | 0.88516 | 0
Dec | 28 | 15 | Weekday | Thursday | 0.78572 | 0.89956 | 0.81962 | 0.73561 | 1 | 0.73561 | 0.73561 | 0.8573 | 0.73561 | 0.78572 | 0.78572 | 0.79075 | 0.9901 | 0.51253 | 0.84176 | 0.76342 | 0.57192 | 0.89856 | 0.89605 | 0.71202 | 0.84629 | 0.57019 | 0.84558 | 0.8573 | 0.79672 | 0.88846 | 0.88473 | 0.74543 | 0.98957 | 0.50552 | 0.90829 | 0.75616 | 0.4849 | 0.92223 | 0.95328 | 0.72995 | 0.96932 | 0.55207 | 0.84028 | 0.87075 | 0.80971 | 0.88742 | 0.88551 | 0
Dec | 28 | 16 | Weekday | Thursday | 0.81338 | 0.93586 | 0.81974 | 0.87423 | 1 | 0.87423 | 0.87423 | 0.96643 | 0.87423 | 0.81338 | 0.81338 | 1 | 1 | 0.55273 | 0.93023 | 0.88114 | 0.83023 | 0.9497 | 0.90975 | 0.78472 | 0.82891 | 0.62668 | 1 | 0.96643 | 0.95354 | 0.93706 | 1 | 0.99933 | 1 | 0.59934 | 1 | 0.87493 | 0.80067 | 0.97893 | 1 | 0.81646 | 0.99483 | 0.66714 | 1 | 0.99336 | 0.99245 | 0.94023 | 1 | 0
Dec | 28 | 17 | Weekday | Thursday | 0.81083 | 0.92652 | 0.8079 | 0.99867 | 1 | 0.99867 | 0.99867 | 1 | 0.99867 | 0.81083 | 0.81083 | 0.99962 | 0.98831 | 0.66169 | 0.8545 | 0.85834 | 0.95324 | 0.94416 | 0.76004 | 0.90496 | 0.77985 | 0.72751 | 0.78144 | 1 | 0.99552 | 0.94167 | 0.49703 | 0.99935 | 0.98903 | 0.71387 | 0.89892 | 0.85143 | 0.949 | 0.97183 | 0.75429 | 0.99354 | 0.82201 | 0.77604 | 0.70293 | 1 | 1 | 0.93383 | 0.41392 | 0
Dec | 28 | 18 | Weekday | Thursday | 0.7822 | 0.90342 | 0.78867 | 0.99986 | 1 | 0.99986 | 0.99986 | 0.8758 | 0.99986 | 0.7822 | 0.7822 | 0.99981 | 0.80198 | 0.86724 | 0.71604 | 0.71493 | 1 | 0.63285 | 0.78466 | 0.91895 | 0.79913 | 0.81896 | 0.7134 | 0.8758 | 0.87934 | 0.95132 | 0.34892 | 0.99945 | 0.78629 | 0.89865 | 0.71381 | 0.69958 | 1 | 0.6325 | 0.75453 | 0.99352 | 0.8222 | 0.85016 | 0.58906 | 0.79111 | 0.78581 | 0.9306 | 0.23639 | 0
Dec | 28 | 19 | Weekday | Thursday | 0.76173 | 0.89145 | 0.77358 | 0.96118 | 1 | 0.96118 | 0.96118 | 0.87936 | 0.96118 | 0.76173 | 0.76173 | 0.86307 | 0.79367 | 0.83853 | 0.70585 | 0.72074 | 0.98389 | 0.63869 | 0.80495 | 0.93388 | 0.80617 | 0.83399 | 0.72622 | 0.87936 | 0.88913 | 0.9017 | 0.42151 | 0.83781 | 0.77489 | 0.91759 | 0.68999 | 0.7027 | 0.97653 | 0.63384 | 0.75555 | 0.99629 | 0.82291 | 0.87528 | 0.58906 | 0.75595 | 0.74993 | 0.85448 | 0.24913 | 0
Dec | 28 | 20 | Weekday | Thursday | 0.75239 | 0.86151 | 0.75884 | 0.88667 | 1 | 0.88667 | 0.88667 | 0.85228 | 0.88667 | 0.75239 | 0.75239 | 0.85727 | 0.71019 | 0.89036 | 0.60358 | 0.69003 | 0.9753 | 0.58133 | 0.8153 | 0.81446 | 0.81647 | 0.91657 | 0.70235 | 0.85228 | 0.8668 | 0.83371 | 0.37832 | 0.83743 | 0.67248 | 1 | 0.55115 | 0.66795 | 0.96644 | 0.54998 | 0.75568 | 0.81873 | 0.823 | 0.96671 | 0.55111 | 0.69861 | 0.69253 | 0.75857 | 0.24139 | 0
Dec | 28 | 21 | Weekday | Thursday | 0.71221 | 0.81499 | 0.73996 | 0.81855 | 1 | 0.81855 | 0.81855 | 0.34518 | 0.81855 | 0.71221 | 0.71221 | 0.85842 | 0.68269 | 0.93484 | 0.59187 | 0.70609 | 0.86042 | 0.48719 | 0.24769 | 0.82526 | 0.15086 | 0.88799 | 0.71095 | 0.34518 | 0.37686 | 0.64148 | 0.44835 | 0.83611 | 0.64057 | 0.97318 | 0.52821 | 0.68286 | 0.83039 | 0.4597 | 0.33341 | 0.81678 | 0.2707 | 0.91248 | 0.55111 | 0.34176 | 0.38416 | 0.54364 | 0.25371 | 0
Dec | 28 | 22 | Weekday | Thursday | 0.69636 | 0.79506 | 0.71964 | 0.71298 | 1 | 0.71298 | 0.71298 | 0.14232 | 0.71298 | 0.69636 | 0.69636 | 0.83536 | 0.64055 | 0.75352 | 0.29173 | 0.23518 | 0.73835 | 0.39477 | 0.24547 | 0.83527 | 0.14998 | 0.65985 | 0.34724 | 0.14232 | 0.18115 | 0.25631 | 0.39788 | 0.83462 | 0.58854 | 0.75691 | 0.33745 | 0.23937 | 0.65925 | 0.36563 | 0.33315 | 0.8146 | 0.27115 | 0.65174 | 0.3633 | 0.18847 | 0.24853 | 0.32072 | 0.24435 | 0
Dec | 28 | 23 | Weekday | Thursday | 0.65882 | 0.80621 | 0.70276 | 0.60639 | 1 | 0.60639 | 0.60639 | 0.14389 | 0.60639 | 0.65882 | 0.65882 | 0.80028 | 0.64608 | 0.54606 | 0.24735 | 0.22602 | 0.61425 | 0.47126 | 0.2503 | 0.86584 | 0.15436 | 0.48008 | 0.32468 | 0.14389 | 0.18231 | 0.37418 | 0.452 | 0.85218 | 0.58814 | 0.53048 | 0.28216 | 0.23012 | 0.51358 | 0.42797 | 0.33888 | 0.85711 | 0.27733 | 0.45117 | 0.34055 | 0.19028 | 0.24996 | 0.46884 | 0.25284 | 0
Dec | 29 | 24 | Weekday | Friday | 0.64349 | 0.78892 | 0.69797 | 0.53855 | 1 | 0.53855 | 0.53855 | 0.1441 | 0.53855 | 0.64349 | 0.64349 | 0.59955 | 0.63725 | 0.35036 | 0.24561 | 0.23575 | 0.54384 | 0.41069 | 0.2472 | 0.6463 | 0.15565 | 0.43074 | 0.33441 | 0.1441 | 0.18186 | 0.28422 | 0.41882 | 0.48748 | 0.57604 | 0.38955 | 0.27982 | 0.23968 | 0.42399 | 0.38182 | 0.33473 | 0.48628 | 0.27704 | 0.39756 | 0.34879 | 0.18897 | 0.24863 | 0.35292 | 0.24655 | 0
Dec | 29 | 1 | Weekday | Friday | 0.63727 | 0.75533 | 0.69142 | 0.50681 | 1 | 0.50681 | 0.50681 | 0.14639 | 0.50681 | 0.63727 | 0.63727 | 0.19968 | 0.63719 | 0.3065 | 0.24615 | 0.23538 | 0.54219 | 0.48503 | 0.24859 | 0.24494 | 0.15517 | 0.42145 | 0.33473 | 0.14639 | 0.18319 | 0.27077 | 0.46959 | 0.31966 | 0.57445 | 0.35581 | 0.27985 | 0.23959 | 0.41107 | 0.44204 | 0.33535 | 0.33674 | 0.27737 | 0.38607 | 0.34838 | 0.18954 | 0.24881 | 0.33102 | 0.25515 | 0
Dec | 29 | 2 | Weekday | Friday | 0.63823 | 0.74378 | 0.68917 | 0.49288 | 1 | 0.49288 | 0.49288 | 0.1487 | 0.49288 | 0.63823 | 0.63823 | 0.19958 | 0.63593 | 0.28433 | 0.24683 | 0.24271 | 0.54365 | 0.4213 | 0.25047 | 0.24617 | 0.15678 | 0.41199 | 0.33174 | 0.1487 | 0.18421 | 0.2733 | 0.43238 | 0.32017 | 0.57123 | 0.32694 | 0.28013 | 0.24663 | 0.40504 | 0.39194 | 0.33606 | 0.33762 | 0.27922 | 0.36929 | 0.34885 | 0.1901 | 0.24896 | 0.33198 | 0.24833 | 0
Dec | 29 | 3 | Weekday | Friday | 0.63886 | 0.74543 | 0.69237 | 0.48577 | 1 | 0.48577 | 0.48577 | 0.1512 | 0.48577 | 0.63886 | 0.63886 | 0.19973 | 0.63226 | 0.28126 | 0.24808 | 0.24358 | 0.55065 | 0.49283 | 0.24905 | 0.2457 | 0.15788 | 0.41549 | 0.33492 | 0.1512 | 0.1873 | 0.28476 | 0.48444 | 0.32042 | 0.56491 | 0.32483 | 0.28052 | 0.24784 | 0.40258 | 0.44794 | 0.33654 | 0.33806 | 0.27968 | 0.373 | 0.34838 | 0.19065 | 0.24939 | 0.3403 | 0.25705 | 0
Dec | 29 | 4 | Weekday | Friday | 0.64422 | 0.74735 | 0.70873 | 0.495 | 1 | 0.495 | 0.495 | 0.15354 | 0.495 | 0.64422 | 0.64422 | 0.20472 | 0.68409 | 0.31024 | 0.26067 | 0.25056 | 0.59993 | 0.58778 | 0.25764 | 0.25638 | 0.16031 | 0.43428 | 0.33503 | 0.15354 | 0.19065 | 0.33254 | 0.44511 | 0.32848 | 0.62667 | 0.34519 | 0.29336 | 0.25451 | 0.45531 | 0.54264 | 0.341 | 0.35121 | 0.28339 | 0.39293 | 0.34885 | 0.19122 | 0.24986 | 0.39617 | 0.24981 | 0
Dec | 29 | 5 | Weekday | Friday | 0.62578 | 0.7695 | 0.74973 | 0.56716 | 1 | 0.56716 | 0.56716 | 0.15558 | 0.56716 | 0.62578 | 0.62578 | 0.6218 | 0.75299 | 0.41597 | 0.30161 | 0.26341 | 0.70791 | 0.74556 | 0.25841 | 0.67168 | 0.16229 | 0.51291 | 0.35147 | 0.15558 | 0.19381 | 0.33245 | 0.49599 | 0.49462 | 0.62736 | 0.43657 | 0.3402 | 0.2676 | 0.56827 | 0.66136 | 0.34136 | 0.49229 | 0.28641 | 0.47078 | 0.36865 | 0.19175 | 0.2503 | 0.3955 | 0.25854 | 0
Dec | 29 | 6 | Weekday | Friday | 0.64218 | 0.81242 | 0.8075 | 0.64044 | 0.82686 | 0.64044 | 0.64044 | 0.96444 | 0.64044 | 0.64218 | 0.64218 | 0.85204 | 0.84411 | 0.70664 | 0.59363 | 0.97909 | 0.87053 | 0.89353 | 0.85029 | 1 | 0.92316 | 0.77366 | 0.78429 | 0.96444 | 1 | 0.81298 | 0.6418 | 0.8384 | 0.79217 | 0.76106 | 0.41645 | 1 | 0.69853 | 0.85405 | 0.39001 | 0.9994 | 0.43788 | 0.76461 | 0.51183 | 0.39428 | 0.37862 | 0.57307 | 0.34345 | 0
Dec | 29 | 7 | Weekday | Friday | 0.65512 | 0.82594 | 0.84408 | 0.66744 | 0.0044583 | 0.66744 | 0.66744 | 0.80825 | 0.66744 | 0.65512 | 0.65512 | 0.93969 | 0.90657 | 0.96486 | 0.67115 | 0.8934 | 0.83189 | 0.96917 | 0.93695 | 0.93312 | 0.99572 | 0.88721 | 0.73888 | 0.80825 | 0.80487 | 0.76007 | 0.728 | 0.91548 | 0.87116 | 0.94299 | 0.48397 | 0.85374 | 0.64998 | 0.9442 | 0.71077 | 0.91326 | 0.78703 | 0.89116 | 0.43808 | 0.38357 | 0.31378 | 0.5494 | 0.49766 | 0
Dec | 29 | 8 | Weekday | Friday | 0.68369 | 0.85419 | 0.85706 | 0.70741 | 0.0044583 | 0.70741 | 0.70741 | 0.87883 | 0.70741 | 0.68369 | 0.68369 | 0.94861 | 0.93424 | 0.83021 | 1 | 1 | 0.79756 | 0.96691 | 1 | 0.79527 | 1 | 0.81123 | 0.95384 | 0.87883 | 0.85575 | 0.93595 | 0.88064 | 0.90794 | 0.90882 | 0.80153 | 0.9882 | 0.96913 | 0.61729 | 0.94931 | 0.96396 | 0.72882 | 0.98454 | 0.78667 | 0.8397 | 0.57473 | 0.50224 | 0.82156 | 0.73351 | 0
Dec | 29 | 9 | Weekday | Friday | 0.77554 | 0.87751 | 0.85501 | 0.70665 | 0.0044583 | 0.70665 | 0.70665 | 0.97866 | 0.70665 | 0.77554 | 0.77554 | 0.80519 | 0.96335 | 0.72152 | 0.93424 | 0.88403 | 0.7114 | 1 | 0.95716 | 0.77965 | 0.96022 | 0.76564 | 0.90451 | 0.97866 | 0.94077 | 0.96507 | 0.96371 | 0.74507 | 0.94536 | 0.72094 | 0.95229 | 0.85801 | 0.54461 | 1 | 0.9636 | 0.72934 | 0.9843 | 0.75094 | 0.83974 | 0.82789 | 0.76299 | 0.90849 | 0.88575 | 0
Dec | 29 | 10 | Weekday | Friday | 0.82843 | 0.89431 | 0.85147 | 0.70737 | 0.0044583 | 0.70737 | 0.70737 | 0.96568 | 0.70737 | 0.82843 | 0.82843 | 0.95166 | 0.9785 | 0.59251 | 0.87411 | 0.8472 | 0.62705 | 0.98662 | 0.95107 | 0.8692 | 0.93658 | 0.59559 | 0.88351 | 0.96568 | 0.91797 | 0.92234 | 0.9282 | 0.90831 | 0.96565 | 0.57531 | 0.90492 | 0.82711 | 0.46951 | 0.99223 | 0.98674 | 0.90637 | 0.99745 | 0.56536 | 0.83987 | 0.87144 | 0.80971 | 0.87889 | 0.88546 | 0
Dec | 29 | 11 | Weekday | Friday | 0.85808 | 0.90488 | 0.84605 | 0.69711 | 0.0044583 | 0.69711 | 0.69711 | 0.91431 | 0.69711 | 0.85808 | 0.85808 | 0.92769 | 0.99035 | 0.55242 | 0.85925 | 0.82542 | 0.59453 | 0.97639 | 0.91965 | 0.86559 | 0.89835 | 0.58394 | 0.86837 | 0.91431 | 0.85712 | 1 | 0.90115 | 0.92477 | 0.98159 | 0.56788 | 0.90535 | 0.81025 | 0.47128 | 0.98542 | 0.99206 | 0.94704 | 1 | 0.56231 | 0.84062 | 0.87002 | 0.80971 | 1 | 0.88554 | 0
Dec | 29 | 12 | Weekday | Friday | 0.83786 | 0.89984 | 0.83643 | 0.69511 | 0.0044583 | 0.69511 | 0.69511 | 0.88863 | 0.69511 | 0.83786 | 0.83786 | 0.87855 | 0.96879 | 0.54356 | 0.82102 | 0.83948 | 0.5695 | 0.92962 | 0.9097 | 0.81345 | 0.88054 | 0.5786 | 0.84548 | 0.88863 | 0.827 | 0.93135 | 0.81677 | 0.90961 | 0.96263 | 0.56339 | 0.86142 | 0.8283 | 0.46276 | 0.93588 | 0.98887 | 0.91477 | 0.99964 | 0.56055 | 0.80302 | 0.86961 | 0.80971 | 0.92799 | 0.80249 | 0
Dec | 29 | 13 | Weekday | Friday | 0.80519 | 0.89627 | 0.83578 | 0.68232 | 0.0044583 | 0.68232 | 0.68232 | 0.87124 | 0.68232 | 0.80519 | 0.80519 | 0.75327 | 0.99645 | 0.52507 | 0.85205 | 0.80308 | 0.55128 | 0.94983 | 0.90658 | 0.80207 | 0.87442 | 0.57295 | 0.85779 | 0.87124 | 0.80754 | 0.91551 | 0.87607 | 0.74585 | 0.993 | 0.53424 | 0.91335 | 0.7939 | 0.45525 | 0.96444 | 0.96739 | 0.90782 | 0.99131 | 0.56032 | 0.8417 | 0.87006 | 0.80971 | 0.91689 | 0.88526 | 0
Dec | 29 | 14 | Weekday | Friday | 0.78839 | 0.89646 | 0.82845 | 0.68427 | 0.0044583 | 0.68427 | 0.68427 | 0.86185 | 0.68427 | 0.78839 | 0.78839 | 0.74071 | 0.99357 | 0.52324 | 0.84469 | 0.76743 | 0.54046 | 0.9464 | 0.89982 | 0.6947 | 0.87095 | 0.57057 | 0.84881 | 0.86185 | 0.79909 | 0.90099 | 0.87538 | 0.74579 | 0.99239 | 0.52613 | 0.91268 | 0.75994 | 0.45131 | 0.9621 | 0.96695 | 0.73069 | 0.99123 | 0.55821 | 0.84109 | 0.87033 | 0.80971 | 0.90149 | 0.88516 | 0
Dec | 29 | 15 | Weekday | Friday | 0.78572 | 0.89956 | 0.81962 | 0.73561 | 1 | 0.73561 | 0.73561 | 0.8573 | 0.73561 | 0.78572 | 0.78572 | 0.79075 | 0.9901 | 0.51253 | 0.84176 | 0.76342 | 0.57192 | 0.89856 | 0.89605 | 0.71202 | 0.84629 | 0.57019 | 0.84558 | 0.8573 | 0.79672 | 0.88846 | 0.88473 | 0.74543 | 0.98957 | 0.50552 | 0.90829 | 0.75616 | 0.4849 | 0.92223 | 0.95328 | 0.72995 | 0.96932 | 0.55207 | 0.84028 | 0.87075 | 0.80971 | 0.88742 | 0.88551 | 0
Dec | 29 | 16 | Weekday | Friday | 0.81338 | 0.93586 | 0.81974 | 0.87423 | 1 | 0.87423 | 0.87423 | 0.96643 | 0.87423 | 0.81338 | 0.81338 | 1 | 1 | 0.55273 | 0.93023 | 0.88114 | 0.83023 | 0.9497 | 0.90975 | 0.78472 | 0.82891 | 0.62668 | 1 | 0.96643 | 0.95354 | 0.93706 | 1 | 0.99933 | 1 | 0.59934 | 1 | 0.87493 | 0.80067 | 0.97893 | 1 | 0.81646 | 0.99483 | 0.66714 | 1 | 0.99336 | 0.99245 | 0.94023 | 1 | 0
Dec | 29 | 17 | Weekday | Friday | 0.81083 | 0.92652 | 0.8079 | 0.99867 | 1 | 0.99867 | 0.99867 | 1 | 0.99867 | 0.81083 | 0.81083 | 0.99962 | 0.98831 | 0.66169 | 0.8545 | 0.85834 | 0.95324 | 0.94416 | 0.76004 | 0.90496 | 0.77985 | 0.72751 | 0.78144 | 1 | 0.99552 | 0.94167 | 0.49703 | 0.99935 | 0.98903 | 0.71387 | 0.89892 | 0.85143 | 0.949 | 0.97183 | 0.75429 | 0.99354 | 0.82201 | 0.77604 | 0.70293 | 1 | 1 | 0.93383 | 0.41392 | 0
Dec | 29 | 18 | Weekday | Friday | 0.7822 | 0.90342 | 0.78867 | 0.99986 | 1 | 0.99986 | 0.99986 | 0.8758 | 0.99986 | 0.7822 | 0.7822 | 0.99981 | 0.80198 | 0.86724 | 0.71604 | 0.71493 | 1 | 0.63285 | 0.78466 | 0.91895 | 0.79913 | 0.81896 | 0.7134 | 0.8758 | 0.87934 | 0.95132 | 0.34892 | 0.99945 | 0.78629 | 0.89865 | 0.71381 | 0.69958 | 1 | 0.6325 | 0.75453 | 0.99352 | 0.8222 | 0.85016 | 0.58906 | 0.79111 | 0.78581 | 0.9306 | 0.23639 | 0
Dec | 29 | 19 | Weekday | Friday | 0.76173 | 0.89145 | 0.77358 | 0.96118 | 1 | 0.96118 | 0.96118 | 0.87936 | 0.96118 | 0.76173 | 0.76173 | 0.86307 | 0.79367 | 0.83853 | 0.70585 | 0.72074 | 0.98389 | 0.63869 | 0.80495 | 0.93388 | 0.80617 | 0.83399 | 0.72622 | 0.87936 | 0.88913 | 0.9017 | 0.42151 | 0.83781 | 0.77489 | 0.91759 | 0.68999 | 0.7027 | 0.97653 | 0.63384 | 0.75555 | 0.99629 | 0.82291 | 0.87528 | 0.58906 | 0.75595 | 0.74993 | 0.85448 | 0.24913 | 0
Dec | 29 | 20 | Weekday | Friday | 0.75239 | 0.86151 | 0.75884 | 0.88667 | 1 | 0.88667 | 0.88667 | 0.85228 | 0.88667 | 0.75239 | 0.75239 | 0.85727 | 0.71019 | 0.89036 | 0.60358 | 0.69003 | 0.9753 | 0.58133 | 0.8153 | 0.81446 | 0.81647 | 0.91657 | 0.70235 | 0.85228 | 0.8668 | 0.83371 | 0.37832 | 0.83743 | 0.67248 | 1 | 0.55115 | 0.66795 | 0.96644 | 0.54998 | 0.75568 | 0.81873 | 0.823 | 0.96671 | 0.55111 | 0.69861 | 0.69253 | 0.75857 | 0.24139 | 0
Dec | 29 | 21 | Weekday | Friday | 0.71221 | 0.81499 | 0.73996 | 0.81855 | 1 | 0.81855 | 0.81855 | 0.34518 | 0.81855 | 0.71221 | 0.71221 | 0.85842 | 0.68269 | 0.93484 | 0.59187 | 0.70609 | 0.86042 | 0.48719 | 0.24769 | 0.82526 | 0.15086 | 0.88799 | 0.71095 | 0.34518 | 0.37686 | 0.64148 | 0.44835 | 0.83611 | 0.64057 | 0.97318 | 0.52821 | 0.68286 | 0.83039 | 0.4597 | 0.33341 | 0.81678 | 0.2707 | 0.91248 | 0.55111 | 0.34176 | 0.38416 | 0.54364 | 0.25371 | 0
Dec | 29 | 22 | Weekday | Friday | 0.69636 | 0.79506 | 0.71964 | 0.71298 | 1 | 0.71298 | 0.71298 | 0.14232 | 0.71298 | 0.69636 | 0.69636 | 0.83536 | 0.64055 | 0.75352 | 0.29173 | 0.23518 | 0.73835 | 0.39477 | 0.24547 | 0.83527 | 0.14998 | 0.65985 | 0.34724 | 0.14232 | 0.18115 | 0.25631 | 0.39788 | 0.83462 | 0.58854 | 0.75691 | 0.33745 | 0.23937 | 0.65925 | 0.36563 | 0.33315 | 0.8146 | 0.27115 | 0.65174 | 0.3633 | 0.18847 | 0.24853 | 0.32072 | 0.24435 | 0
Dec | 29 | 23 | Weekday | Friday | 0.65882 | 0.80621 | 0.70276 | 0.60639 | 1 | 0.60639 | 0.60639 | 0.14003 | 0.60639 | 0.65882 | 0.65882 | 0.78993 | 0.64806 | 0.562 | 0.23381 | 0.21168 | 0.59606 | 0.47622 | 0.25426 | 0.85792 | 0.15728 | 0.48471 | 0.31085 | 0.14003 | 0.17879 | 0.36819 | 0.42926 | 0.85223 | 0.59453 | 0.54658 | 0.26915 | 0.21572 | 0.51123 | 0.42303 | 0.34051 | 0.8571 | 0.28261 | 0.45644 | 0.32629 | 0.18218 | 0.2431 | 0.46032 | 0.24839 | 0
Dec | 30 | 24 | Weekend | Saturday | 0.65413 | 0.79909 | 0.74223 | 0.5375 | 1 | 0.5375 | 0.5375 | 0.14454 | 0.5375 | 0.65413 | 0.65413 | 0.59186 | 0.63342 | 0.3695 | 0.2057 | 0.19985 | 0.52385 | 0.41473 | 0.25328 | 0.63567 | 0.15582 | 0.43909 | 0.2947 | 0.14454 | 0.18197 | 0.27424 | 0.43556 | 0.48761 | 0.5759 | 0.41746 | 0.23449 | 0.20267 | 0.42138 | 0.37731 | 0.33666 | 0.48645 | 0.27899 | 0.40817 | 0.30809 | 0.18547 | 0.24555 | 0.33916 | 0.24933 | 0
Dec | 30 | 1 | Weekend | Saturday | 0.64961 | 0.7682 | 0.73351 | 0.51123 | 1 | 0.51123 | 0.51123 | 0.1462 | 0.51123 | 0.64961 | 0.64961 | 0.19959 | 0.62858 | 0.33682 | 0.20638 | 0.19998 | 0.52542 | 0.4854 | 0.25371 | 0.24595 | 0.15744 | 0.43712 | 0.29733 | 0.1462 | 0.18383 | 0.25534 | 0.44452 | 0.31976 | 0.56825 | 0.40167 | 0.23434 | 0.20373 | 0.40883 | 0.43005 | 0.33682 | 0.33688 | 0.28004 | 0.41185 | 0.31157 | 0.18584 | 0.24581 | 0.31372 | 0.25069 | 0
Dec | 30 | 2 | Weekend | Saturday | 0.6536 | 0.75918 | 0.73055 | 0.50154 | 1 | 0.50154 | 0.50154 | 0.14772 | 0.50154 | 0.6536 | 0.6536 | 0.19988 | 0.62539 | 0.30221 | 0.20805 | 0.20879 | 0.52796 | 0.42319 | 0.25641 | 0.24534 | 0.15836 | 0.40546 | 0.30258 | 0.14772 | 0.18725 | 0.26732 | 0.45136 | 0.32026 | 0.56317 | 0.35356 | 0.2348 | 0.21159 | 0.40295 | 0.38586 | 0.33755 | 0.33776 | 0.28169 | 0.36673 | 0.31511 | 0.18614 | 0.24629 | 0.32236 | 0.25162 | 0
Dec | 30 | 3 | Weekend | Saturday | 0.65668 | 0.76328 | 0.73462 | 0.49506 | 1 | 0.49506 | 0.49506 | 0.14817 | 0.49506 | 0.65668 | 0.65668 | 0.20006 | 0.62476 | 0.29629 | 0.20832 | 0.20899 | 0.53307 | 0.4921 | 0.25651 | 0.24655 | 0.16048 | 0.41234 | 0.30163 | 0.14817 | 0.19265 | 0.27159 | 0.45764 | 0.32056 | 0.56067 | 0.34852 | 0.23454 | 0.21256 | 0.40028 | 0.43856 | 0.3379 | 0.33829 | 0.28419 | 0.36989 | 0.31438 | 0.18627 | 0.24705 | 0.32529 | 0.25253 | 0
Dec | 30 | 4 | Weekend | Saturday | 0.66609 | 0.77405 | 0.7588 | 0.51418 | 1 | 0.51418 | 0.51418 | 0.14939 | 0.51418 | 0.66609 | 0.66609 | 0.20179 | 0.62925 | 0.32309 | 0.22028 | 0.22311 | 0.58003 | 0.47515 | 0.26158 | 0.25046 | 0.16098 | 0.42814 | 0.30477 | 0.14939 | 0.19336 | 0.30121 | 0.46055 | 0.32389 | 0.56607 | 0.36642 | 0.24695 | 0.22621 | 0.45274 | 0.43198 | 0.3408 | 0.3437 | 0.28393 | 0.38943 | 0.31639 | 0.1865 | 0.24715 | 0.35789 | 0.25278 | 0
Dec | 30 | 5 | Weekend | Saturday | 0.64666 | 0.81249 | 0.82246 | 0.60827 | 1 | 0.60827 | 0.60827 | 0.14933 | 0.60827 | 0.64666 | 0.64666 | 0.60821 | 0.6294 | 0.36664 | 0.24182 | 0.21958 | 0.68704 | 0.59816 | 0.25922 | 0.649 | 0.16417 | 0.47097 | 0.30445 | 0.14933 | 0.19595 | 0.3052 | 0.46495 | 0.4901 | 0.56617 | 0.40898 | 0.27062 | 0.22291 | 0.56559 | 0.53056 | 0.33986 | 0.48496 | 0.28657 | 0.43519 | 0.31438 | 0.18661 | 0.24751 | 0.35974 | 0.25309 | 0
Dec | 30 | 6 | Weekend | Saturday | 0.68038 | 0.87172 | 0.91425 | 0.7077 | 0.87556 | 0.7077 | 0.7077 | 0.38902 | 0.7077 | 0.68038 | 0.68038 | 0.83502 | 0.66645 | 0.54634 | 0.42114 | 0.55754 | 0.84807 | 0.59902 | 0.26377 | 0.97773 | 0.16292 | 0.64596 | 0.53147 | 0.38902 | 0.42719 | 0.75446 | 0.46252 | 0.83545 | 0.61936 | 0.63407 | 0.36811 | 0.56831 | 0.69455 | 0.55955 | 0.34024 | 0.99539 | 0.28433 | 0.64068 | 0.42217 | 0.24787 | 0.28601 | 0.49475 | 0.25073 | 0
Dec | 30 | 7 | Weekend | Saturday | 0.71965 | 0.90937 | 0.97712 | 0.70543 | 0.0044583 | 0.70543 | 0.70543 | 0.28275 | 0.70543 | 0.71965 | 0.71965 | 0.86507 | 0.73491 | 0.79821 | 0.41719 | 0.45297 | 0.80345 | 0.61045 | 0.22191 | 0.88751 | 0.14003 | 0.74425 | 0.41211 | 0.28275 | 0.28491 | 0.71412 | 0.45122 | 0.91739 | 0.66315 | 0.80547 | 0.34748 | 0.43631 | 0.6427 | 0.5614 | 0.29268 | 0.91564 | 0.24482 | 0.74121 | 0.27276 | 0.16986 | 0.15116 | 0.49024 | 0.19113 | 0
Dec | 30 | 8 | Weekend | Saturday | 0.77554 | 0.95156 | 1 | 0.68116 | 0.0044583 | 0.68116 | 0.68116 | 0.81899 | 0.68116 | 0.77554 | 0.77554 | 0.86942 | 0.75957 | 1 | 0.47642 | 0.42351 | 0.72984 | 0.61632 | 0.2172 | 0.74226 | 0.13307 | 1 | 0.40587 | 0.81899 | 0.79343 | 0.82077 | 0.42726 | 0.90842 | 0.71475 | 0.97735 | 0.46425 | 0.41019 | 0.57227 | 0.59551 | 0.28647 | 0.72982 | 0.23628 | 1 | 0.31531 | 0.4017 | 0.32715 | 0.68068 | 0.1893 | 0
Dec | 30 | 9 | Weekend | Saturday | 0.89538 | 0.9739 | 0.99855 | 0.63682 | 0.0044583 | 0.63682 | 0.63682 | 0.74148 | 0.63682 | 0.89538 | 0.89538 | 0.7631 | 0.80768 | 0.80752 | 0.4273 | 0.3895 | 0.64511 | 0.66584 | 0.212 | 0.73326 | 0.13347 | 0.84995 | 0.38065 | 0.74148 | 0.71355 | 0.77916 | 0.40868 | 0.74565 | 0.77379 | 0.81209 | 0.42803 | 0.3789 | 0.49972 | 0.63764 | 0.28498 | 0.7305 | 0.23603 | 0.85207 | 0.31212 | 0.47545 | 0.40863 | 0.66813 | 0.24662 | 0
Dec | 30 | 10 | Weekend | Saturday | 0.96506 | 0.9911 | 0.9942 | 0.62212 | 0.0044583 | 0.62212 | 0.62212 | 0.8033 | 0.62212 | 0.96506 | 0.96506 | 0.92613 | 0.81967 | 0.63393 | 0.3834 | 0.38029 | 0.56546 | 0.61453 | 0.21181 | 0.84104 | 0.13672 | 0.62111 | 0.37715 | 0.8033 | 0.7629 | 0.84624 | 0.40093 | 0.90911 | 0.78925 | 0.62094 | 0.38121 | 0.37116 | 0.42478 | 0.60117 | 0.28479 | 0.90767 | 0.23509 | 0.59031 | 0.31514 | 0.63309 | 0.56685 | 0.78803 | 0.24875 | 0
Dec | 30 | 11 | Weekend | Saturday | 1 | 0.99565 | 0.98727 | 0.6156 | 0.0044583 | 0.6156 | 0.6156 | 0.76713 | 0.6156 | 1 | 1 | 0.9125 | 0.83028 | 0.57645 | 0.37755 | 0.37252 | 0.53622 | 0.65446 | 0.21158 | 0.8447 | 0.13391 | 0.5859 | 0.36567 | 0.76713 | 0.72131 | 0.92617 | 0.35601 | 0.92526 | 0.80354 | 0.5855 | 0.38089 | 0.36481 | 0.42649 | 0.62975 | 0.28804 | 0.94804 | 0.23686 | 0.56363 | 0.31314 | 0.63197 | 0.56685 | 0.90996 | 0.24364 | 0
Dec | 30 | 12 | Weekend | Saturday | 0.98507 | 0.98729 | 0.97459 | 0.62102 | 0.0044583 | 0.62102 | 0.62102 | 0.79674 | 0.62102 | 0.98507 | 0.98507 | 0.87919 | 0.82814 | 0.5392 | 0.37489 | 0.36419 | 0.51108 | 0.59059 | 0.20683 | 0.80014 | 0.13143 | 0.57916 | 0.31872 | 0.79674 | 0.74369 | 0.89388 | 0.29769 | 0.91028 | 0.80336 | 0.58297 | 0.38058 | 0.35743 | 0.42105 | 0.57773 | 0.28371 | 0.91622 | 0.23247 | 0.56382 | 0.25356 | 0.73679 | 0.67234 | 0.89211 | 0.17379 | 0
Dec | 30 | 13 | Weekend | Saturday | 0.95704 | 0.98431 | 0.97589 | 0.6083 | 0.0044583 | 0.6083 | 0.6083 | 0.77489 | 0.6083 | 0.95704 | 0.95704 | 0.74917 | 0.82828 | 0.51788 | 0.36956 | 0.34085 | 0.48556 | 0.64641 | 0.20638 | 0.79163 | 0.13047 | 0.57365 | 0.31022 | 0.77489 | 0.72075 | 0.87727 | 0.27099 | 0.74648 | 0.80568 | 0.55142 | 0.38096 | 0.33498 | 0.40905 | 0.62424 | 0.28315 | 0.90909 | 0.23241 | 0.56389 | 0.25106 | 0.73623 | 0.67234 | 0.8826 | 0.16991 | 0
Dec | 30 | 14 | Weekend | Saturday | 0.93993 | 0.98403 | 0.96376 | 0.61903 | 0.0044583 | 0.61903 | 0.61903 | 0.76559 | 0.61903 | 0.93993 | 0.93993 | 0.72342 | 0.82447 | 0.51616 | 0.27142 | 0.28165 | 0.4701 | 0.59722 | 0.2044 | 0.67034 | 0.12996 | 0.56809 | 0.30694 | 0.76559 | 0.71181 | 0.85965 | 0.28216 | 0.74646 | 0.80373 | 0.55246 | 0.2606 | 0.27505 | 0.40442 | 0.58625 | 0.28303 | 0.73194 | 0.23176 | 0.56158 | 0.25214 | 0.73619 | 0.67234 | 0.86556 | 0.17236 | 0
Dec | 30 | 15 | Weekend | Saturday | 0.92905 | 0.97897 | 0.94523 | 0.68206 | 1 | 0.68206 | 0.68206 | 0.76672 | 0.68206 | 0.92905 | 0.92905 | 0.76939 | 0.77389 | 0.50949 | 0.28095 | 0.29243 | 0.50736 | 0.64254 | 0.20609 | 0.68558 | 0.12949 | 0.56951 | 0.31496 | 0.76672 | 0.71426 | 0.85089 | 0.27797 | 0.74609 | 0.75885 | 0.53056 | 0.25879 | 0.28413 | 0.43887 | 0.62084 | 0.28293 | 0.73115 | 0.23193 | 0.55579 | 0.25162 | 0.73719 | 0.67234 | 0.84955 | 0.17016 | 0
Dec | 30 | 16 | Weekend | Saturday | 0.92356 | 1 | 0.9329 | 0.83802 | 1 | 0.83802 | 0.83802 | 0.87326 | 0.83802 | 0.92356 | 0.92356 | 0.98286 | 0.77193 | 0.55207 | 0.38079 | 0.41618 | 0.77323 | 0.60653 | 0.24011 | 0.76316 | 0.14993 | 0.62799 | 0.48388 | 0.87326 | 0.86606 | 0.89857 | 0.3453 | 0.99992 | 0.75076 | 0.6133 | 0.35646 | 0.40952 | 0.75659 | 0.59485 | 0.33217 | 0.81752 | 0.27203 | 0.6703 | 0.41588 | 0.85855 | 0.85311 | 0.89961 | 0.23237 | 0
Dec | 30 | 17 | Weekend | Saturday | 0.89137 | 0.98104 | 0.91142 | 0.98428 | 1 | 0.98428 | 0.98428 | 0.86122 | 0.98428 | 0.89137 | 0.89137 | 0.99681 | 0.74166 | 0.63071 | 0.39762 | 0.42719 | 0.92744 | 0.63797 | 0.24233 | 0.89804 | 0.15149 | 0.69798 | 0.4772 | 0.86122 | 0.86605 | 0.87544 | 0.34673 | 0.99988 | 0.71469 | 0.69581 | 0.35694 | 0.4193 | 0.94099 | 0.60786 | 0.33438 | 0.99455 | 0.27386 | 0.74639 | 0.39101 | 0.75639 | 0.75714 | 0.84154 | 0.23574 | 0
Dec | 30 | 18 | Weekend | Saturday | 0.85067 | 0.95618 | 0.88118 | 1 | 1 | 1 | 1 | 0.76847 | 1 | 0.85067 | 0.85067 | 0.98887 | 0.7246 | 0.77455 | 0.29996 | 0.20755 | 0.97771 | 0.48302 | 0.24544 | 0.89734 | 0.15258 | 0.8416 | 0.30219 | 0.76847 | 0.78067 | 0.87924 | 0.40954 | 1 | 0.6891 | 0.89059 | 0.34188 | 0.21109 | 0.99666 | 0.45594 | 0.33608 | 0.99471 | 0.27485 | 0.90113 | 0.31383 | 0.5932 | 0.59278 | 0.82325 | 0.24612 | 0
Dec | 30 | 19 | Weekend | Saturday | 0.8096 | 0.94371 | 0.86191 | 0.97618 | 1 | 0.97618 | 0.97618 | 0.36686 | 0.97618 | 0.8096 | 0.8096 | 0.82932 | 0.72002 | 0.83496 | 0.27975 | 0.20587 | 0.9586 | 0.53827 | 0.2472 | 0.90188 | 0.15487 | 0.85841 | 0.30053 | 0.36686 | 0.39673 | 0.78796 | 0.37654 | 0.83993 | 0.68192 | 0.94139 | 0.31793 | 0.2092 | 0.97284 | 0.4983 | 0.3374 | 1 | 0.27902 | 0.91048 | 0.31234 | 0.37016 | 0.41112 | 0.69936 | 0.23943 | 0
Dec | 30 | 20 | Weekend | Saturday | 0.78655 | 0.90569 | 0.84219 | 0.90714 | 1 | 0.90714 | 0.90714 | 0.3547 | 0.90714 | 0.78655 | 0.78655 | 0.82858 | 0.67722 | 0.86777 | 0.28098 | 0.21442 | 0.9487 | 0.47377 | 0.25038 | 0.78045 | 0.15812 | 0.91851 | 0.30245 | 0.3547 | 0.3859 | 0.76229 | 0.43034 | 0.83954 | 0.625 | 0.99616 | 0.31823 | 0.21771 | 0.96256 | 0.43823 | 0.33796 | 0.82247 | 0.28006 | 0.97707 | 0.31383 | 0.3475 | 0.38852 | 0.66194 | 0.24843 | 0
Dec | 30 | 21 | Weekend | Saturday | 0.73384 | 0.84531 | 0.81583 | 0.83744 | 1 | 0.83744 | 0.83744 | 0.16722 | 0.83744 | 0.73384 | 0.73384 | 0.82227 | 0.67566 | 0.84754 | 0.2611 | 0.21431 | 0.8327 | 0.49117 | 0.25462 | 0.79024 | 0.16984 | 0.9026 | 0.30071 | 0.16722 | 0.20513 | 0.6408 | 0.38906 | 0.83796 | 0.62147 | 0.96026 | 0.29416 | 0.21784 | 0.82635 | 0.44548 | 0.33803 | 0.82004 | 0.28187 | 0.95481 | 0.31234 | 0.22127 | 0.28125 | 0.54649 | 0.24066 | 0
Dec | 30 | 22 | Weekend | Saturday | 0.71432 | 0.81542 | 0.78714 | 0.72233 | 1 | 0.72233 | 0.72233 | 0.141 | 0.72233 | 0.71432 | 0.71432 | 0.78859 | 0.67325 | 0.81664 | 0.24098 | 0.22281 | 0.70344 | 0.42038 | 0.26194 | 0.78973 | 0.16242 | 0.70624 | 0.30398 | 0.141 | 0.17963 | 0.27031 | 0.44126 | 0.83558 | 0.61478 | 0.8147 | 0.2705 | 0.22618 | 0.65437 | 0.38398 | 0.33864 | 0.81636 | 0.28372 | 0.71439 | 0.31588 | 0.18466 | 0.24523 | 0.33793 | 0.2496 | 0
Dec | 30 | 23 | Weekend | Saturday | 0.67403 | 0.82061 | 0.75357 | 0.61166 | 1 | 0.61166 | 0.61166 | 0.14003 | 0.61166 | 0.67403 | 0.67403 | 0.78993 | 0.64806 | 0.562 | 0.23381 | 0.21168 | 0.59606 | 0.47622 | 0.25426 | 0.85792 | 0.15728 | 0.48471 | 0.31085 | 0.14003 | 0.17879 | 0.36819 | 0.42926 | 0.85223 | 0.59453 | 0.54658 | 0.26915 | 0.21572 | 0.51123 | 0.42303 | 0.34051 | 0.8571 | 0.28261 | 0.45644 | 0.32629 | 0.18218 | 0.2431 | 0.46032 | 0.24839 | 0
Dec | 31 | 24 | Weekend | Sunday | 0.65413 | 0.79909 | 0.74223 | 0.5375 | 1 | 0.5375 | 0.5375 | 0.14454 | 0.5375 | 0.65413 | 0.65413 | 0.59186 | 0.63342 | 0.3695 | 0.2057 | 0.19985 | 0.52385 | 0.41473 | 0.25328 | 0.63567 | 0.15582 | 0.43909 | 0.2947 | 0.14454 | 0.18197 | 0.27424 | 0.43556 | 0.48761 | 0.5759 | 0.41746 | 0.23449 | 0.20267 | 0.42138 | 0.37731 | 0.33666 | 0.48645 | 0.27899 | 0.40817 | 0.30809 | 0.18547 | 0.24555 | 0.33916 | 0.24933 | 0
Dec | 31 | 1 | Weekend | Sunday | 0.64961 | 0.7682 | 0.73351 | 0.51123 | 1 | 0.51123 | 0.51123 | 0.1462 | 0.51123 | 0.64961 | 0.64961 | 0.19959 | 0.62858 | 0.33682 | 0.20638 | 0.19998 | 0.52542 | 0.4854 | 0.25371 | 0.24595 | 0.15744 | 0.43712 | 0.29733 | 0.1462 | 0.18383 | 0.25534 | 0.44452 | 0.31976 | 0.56825 | 0.40167 | 0.23434 | 0.20373 | 0.40883 | 0.43005 | 0.33682 | 0.33688 | 0.28004 | 0.41185 | 0.31157 | 0.18584 | 0.24581 | 0.31372 | 0.25069 | 0
Dec | 31 | 2 | Weekend | Sunday | 0.6536 | 0.75918 | 0.73055 | 0.50154 | 1 | 0.50154 | 0.50154 | 0.14772 | 0.50154 | 0.6536 | 0.6536 | 0.19988 | 0.62539 | 0.30221 | 0.20805 | 0.20879 | 0.52796 | 0.42319 | 0.25641 | 0.24534 | 0.15836 | 0.40546 | 0.30258 | 0.14772 | 0.18725 | 0.26732 | 0.45136 | 0.32026 | 0.56317 | 0.35356 | 0.2348 | 0.21159 | 0.40295 | 0.38586 | 0.33755 | 0.33776 | 0.28169 | 0.36673 | 0.31511 | 0.18614 | 0.24629 | 0.32236 | 0.25162 | 0
Dec | 31 | 3 | Weekend | Sunday | 0.65668 | 0.76328 | 0.73462 | 0.49506 | 1 | 0.49506 | 0.49506 | 0.14817 | 0.49506 | 0.65668 | 0.65668 | 0.20006 | 0.62476 | 0.29629 | 0.20832 | 0.20899 | 0.53307 | 0.4921 | 0.25651 | 0.24655 | 0.16048 | 0.41234 | 0.30163 | 0.14817 | 0.19265 | 0.27159 | 0.45764 | 0.32056 | 0.56067 | 0.34852 | 0.23454 | 0.21256 | 0.40028 | 0.43856 | 0.3379 | 0.33829 | 0.28419 | 0.36989 | 0.31438 | 0.18627 | 0.24705 | 0.32529 | 0.25253 | 0
Dec | 31 | 4 | Weekend | Sunday | 0.66609 | 0.77405 | 0.7588 | 0.51418 | 1 | 0.51418 | 0.51418 | 0.14939 | 0.51418 | 0.66609 | 0.66609 | 0.20179 | 0.62925 | 0.32309 | 0.22028 | 0.22311 | 0.58003 | 0.47515 | 0.26158 | 0.25046 | 0.16098 | 0.42814 | 0.30477 | 0.14939 | 0.19336 | 0.30121 | 0.46055 | 0.32389 | 0.56607 | 0.36642 | 0.24695 | 0.22621 | 0.45274 | 0.43198 | 0.3408 | 0.3437 | 0.28393 | 0.38943 | 0.31639 | 0.1865 | 0.24715 | 0.35789 | 0.25278 | 0
Dec | 31 | 5 | Weekend | Sunday | 0.64666 | 0.81249 | 0.82246 | 0.60827 | 1 | 0.60827 | 0.60827 | 0.14933 | 0.60827 | 0.64666 | 0.64666 | 0.60821 | 0.6294 | 0.36664 | 0.24182 | 0.21958 | 0.68704 | 0.59816 | 0.25922 | 0.649 | 0.16417 | 0.47097 | 0.30445 | 0.14933 | 0.19595 | 0.3052 | 0.46495 | 0.4901 | 0.56617 | 0.40898 | 0.27062 | 0.22291 | 0.56559 | 0.53056 | 0.33986 | 0.48496 | 0.28657 | 0.43519 | 0.31438 | 0.18661 | 0.24751 | 0.35974 | 0.25309 | 0
Dec | 31 | 6 | Weekend | Sunday | 0.68038 | 0.87172 | 0.91425 | 0.7077 | 0.87556 | 0.7077 | 0.7077 | 0.38902 | 0.7077 | 0.68038 | 0.68038 | 0.83502 | 0.66645 | 0.54634 | 0.42114 | 0.55754 | 0.84807 | 0.59902 | 0.26377 | 0.97773 | 0.16292 | 0.64596 | 0.53147 | 0.38902 | 0.42719 | 0.75446 | 0.46252 | 0.83545 | 0.61936 | 0.63407 | 0.36811 | 0.56831 | 0.69455 | 0.55955 | 0.34024 | 0.99539 | 0.28433 | 0.64068 | 0.42217 | 0.24787 | 0.28601 | 0.49475 | 0.25073 | 0
Dec | 31 | 7 | Weekend | Sunday | 0.71965 | 0.90937 | 0.97712 | 0.70543 | 0.0044583 | 0.70543 | 0.70543 | 0.28275 | 0.70543 | 0.71965 | 0.71965 | 0.86507 | 0.73491 | 0.79821 | 0.41719 | 0.45297 | 0.80345 | 0.61045 | 0.22191 | 0.88751 | 0.14003 | 0.74425 | 0.41211 | 0.28275 | 0.28491 | 0.71412 | 0.45122 | 0.91739 | 0.66315 | 0.80547 | 0.34748 | 0.43631 | 0.6427 | 0.5614 | 0.29268 | 0.91564 | 0.24482 | 0.74121 | 0.27276 | 0.16986 | 0.15116 | 0.49024 | 0.19113 | 0
Dec | 31 | 8 | Weekend | Sunday | 0.77554 | 0.95156 | 1 | 0.68116 | 0.0044583 | 0.68116 | 0.68116 | 0.81899 | 0.68116 | 0.77554 | 0.77554 | 0.86942 | 0.75957 | 1 | 0.47642 | 0.42351 | 0.72984 | 0.61632 | 0.2172 | 0.74226 | 0.13307 | 1 | 0.40587 | 0.81899 | 0.79343 | 0.82077 | 0.42726 | 0.90842 | 0.71475 | 0.97735 | 0.46425 | 0.41019 | 0.57227 | 0.59551 | 0.28647 | 0.72982 | 0.23628 | 1 | 0.31531 | 0.4017 | 0.32715 | 0.68068 | 0.1893 | 0
Dec | 31 | 9 | Weekend | Sunday | 0.89538 | 0.9739 | 0.99855 | 0.63682 | 0.0044583 | 0.63682 | 0.63682 | 0.74148 | 0.63682 | 0.89538 | 0.89538 | 0.7631 | 0.80768 | 0.80752 | 0.4273 | 0.3895 | 0.64511 | 0.66584 | 0.212 | 0.73326 | 0.13347 | 0.84995 | 0.38065 | 0.74148 | 0.71355 | 0.77916 | 0.40868 | 0.74565 | 0.77379 | 0.81209 | 0.42803 | 0.3789 | 0.49972 | 0.63764 | 0.28498 | 0.7305 | 0.23603 | 0.85207 | 0.31212 | 0.47545 | 0.40863 | 0.66813 | 0.24662 | 0
Dec | 31 | 10 | Weekend | Sunday | 0.96506 | 0.9911 | 0.9942 | 0.62212 | 0.0044583 | 0.62212 | 0.62212 | 0.8033 | 0.62212 | 0.96506 | 0.96506 | 0.92613 | 0.81967 | 0.63393 | 0.3834 | 0.38029 | 0.56546 | 0.61453 | 0.21181 | 0.84104 | 0.13672 | 0.62111 | 0.37715 | 0.8033 | 0.7629 | 0.84624 | 0.40093 | 0.90911 | 0.78925 | 0.62094 | 0.38121 | 0.37116 | 0.42478 | 0.60117 | 0.28479 | 0.90767 | 0.23509 | 0.59031 | 0.31514 | 0.63309 | 0.56685 | 0.78803 | 0.24875 | 0
Dec | 31 | 11 | Weekend | Sunday | 1 | 0.99565 | 0.98727 | 0.6156 | 0.0044583 | 0.6156 | 0.6156 | 0.76713 | 0.6156 | 1 | 1 | 0.9125 | 0.83028 | 0.57645 | 0.37755 | 0.37252 | 0.53622 | 0.65446 | 0.21158 | 0.8447 | 0.13391 | 0.5859 | 0.36567 | 0.76713 | 0.72131 | 0.92617 | 0.35601 | 0.92526 | 0.80354 | 0.5855 | 0.38089 | 0.36481 | 0.42649 | 0.62975 | 0.28804 | 0.94804 | 0.23686 | 0.56363 | 0.31314 | 0.63197 | 0.56685 | 0.90996 | 0.24364 | 0
Dec | 31 | 12 | Weekend | Sunday | 0.98507 | 0.98729 | 0.97459 | 0.62102 | 0.0044583 | 0.62102 | 0.62102 | 0.79674 | 0.62102 | 0.98507 | 0.98507 | 0.87919 | 0.82814 | 0.5392 | 0.37489 | 0.36419 | 0.51108 | 0.59059 | 0.20683 | 0.80014 | 0.13143 | 0.57916 | 0.31872 | 0.79674 | 0.74369 | 0.89388 | 0.29769 | 0.91028 | 0.80336 | 0.58297 | 0.38058 | 0.35743 | 0.42105 | 0.57773 | 0.28371 | 0.91622 | 0.23247 | 0.56382 | 0.25356 | 0.73679 | 0.67234 | 0.89211 | 0.17379 | 0
Dec | 31 | 13 | Weekend | Sunday | 0.95704 | 0.98431 | 0.97589 | 0.6083 | 0.0044583 | 0.6083 | 0.6083 | 0.77489 | 0.6083 | 0.95704 | 0.95704 | 0.74917 | 0.82828 | 0.51788 | 0.36956 | 0.34085 | 0.48556 | 0.64641 | 0.20638 | 0.79163 | 0.13047 | 0.57365 | 0.31022 | 0.77489 | 0.72075 | 0.87727 | 0.27099 | 0.74648 | 0.80568 | 0.55142 | 0.38096 | 0.33498 | 0.40905 | 0.62424 | 0.28315 | 0.90909 | 0.23241 | 0.56389 | 0.25106 | 0.73623 | 0.67234 | 0.8826 | 0.16991 | 0
Dec | 31 | 14 | Weekend | Sunday | 0.93993 | 0.98403 | 0.96376 | 0.61903 | 0.0044583 | 0.61903 | 0.61903 | 0.76559 | 0.61903 | 0.93993 | 0.93993 | 0.72342 | 0.82447 | 0.51616 | 0.27142 | 0.28165 | 0.4701 | 0.59722 | 0.2044 | 0.67034 | 0.12996 | 0.56809 | 0.30694 | 0.76559 | 0.71181 | 0.85965 | 0.28216 | 0.74646 | 0.80373 | 0.55246 | 0.2606 | 0.27505 | 0.40442 | 0.58625 | 0.28303 | 0.73194 | 0.23176 | 0.56158 | 0.25214 | 0.73619 | 0.67234 | 0.86556 | 0.17236 | 0
Dec | 31 | 15 | Weekend | Sunday | 0.92905 | 0.97897 | 0.94523 | 0.68206 | 1 | 0.68206 | 0.68206 | 0.76672 | 0.68206 | 0.92905 | 0.92905 | 0.76939 | 0.77389 | 0.50949 | 0.28095 | 0.29243 | 0.50736 | 0.64254 | 0.20609 | 0.68558 | 0.12949 | 0.56951 | 0.31496 | 0.76672 | 0.71426 | 0.85089 | 0.27797 | 0.74609 | 0.75885 | 0.53056 | 0.25879 | 0.28413 | 0.43887 | 0.62084 | 0.28293 | 0.73115 | 0.23193 | 0.55579 | 0.25162 | 0.73719 | 0.67234 | 0.84955 | 0.17016 | 0
Dec | 31 | 16 | Weekend | Sunday | 0.92356 | 1 | 0.9329 | 0.83802 | 1 | 0.83802 | 0.83802 | 0.87326 | 0.83802 | 0.92356 | 0.92356 | 0.98286 | 0.77193 | 0.55207 | 0.38079 | 0.41618 | 0.77323 | 0.60653 | 0.24011 | 0.76316 | 0.14993 | 0.62799 | 0.48388 | 0.87326 | 0.86606 | 0.89857 | 0.3453 | 0.99992 | 0.75076 | 0.6133 | 0.35646 | 0.40952 | 0.75659 | 0.59485 | 0.33217 | 0.81752 | 0.27203 | 0.6703 | 0.41588 | 0.85855 | 0.85311 | 0.89961 | 0.23237 | 0
Dec | 31 | 17 | Weekend | Sunday | 0.89137 | 0.98104 | 0.91142 | 0.98428 | 1 | 0.98428 | 0.98428 | 0.86122 | 0.98428 | 0.89137 | 0.89137 | 0.99681 | 0.74166 | 0.63071 | 0.39762 | 0.42719 | 0.92744 | 0.63797 | 0.24233 | 0.89804 | 0.15149 | 0.69798 | 0.4772 | 0.86122 | 0.86605 | 0.87544 | 0.34673 | 0.99988 | 0.71469 | 0.69581 | 0.35694 | 0.4193 | 0.94099 | 0.60786 | 0.33438 | 0.99455 | 0.27386 | 0.74639 | 0.39101 | 0.75639 | 0.75714 | 0.84154 | 0.23574 | 0
Dec | 31 | 18 | Weekend | Sunday | 0.85067 | 0.95618 | 0.88118 | 1 | 1 | 1 | 1 | 0.76847 | 1 | 0.85067 | 0.85067 | 0.98887 | 0.7246 | 0.77455 | 0.29996 | 0.20755 | 0.97771 | 0.48302 | 0.24544 | 0.89734 | 0.15258 | 0.8416 | 0.30219 | 0.76847 | 0.78067 | 0.87924 | 0.40954 | 1 | 0.6891 | 0.89059 | 0.34188 | 0.21109 | 0.99666 | 0.45594 | 0.33608 | 0.99471 | 0.27485 | 0.90113 | 0.31383 | 0.5932 | 0.59278 | 0.82325 | 0.24612 | 0
Dec | 31 | 19 | Weekend | Sunday | 0.8096 | 0.94371 | 0.86191 | 0.97618 | 1 | 0.97618 | 0.97618 | 0.36686 | 0.97618 | 0.8096 | 0.8096 | 0.82932 | 0.72002 | 0.83496 | 0.27975 | 0.20587 | 0.9586 | 0.53827 | 0.2472 | 0.90188 | 0.15487 | 0.85841 | 0.30053 | 0.36686 | 0.39673 | 0.78796 | 0.37654 | 0.83993 | 0.68192 | 0.94139 | 0.31793 | 0.2092 | 0.97284 | 0.4983 | 0.3374 | 1 | 0.27902 | 0.91048 | 0.31234 | 0.37016 | 0.41112 | 0.69936 | 0.23943 | 0
Dec | 31 | 20 | Weekend | Sunday | 0.78655 | 0.90569 | 0.84219 | 0.90714 | 1 | 0.90714 | 0.90714 | 0.3547 | 0.90714 | 0.78655 | 0.78655 | 0.82858 | 0.67722 | 0.86777 | 0.28098 | 0.21442 | 0.9487 | 0.47377 | 0.25038 | 0.78045 | 0.15812 | 0.91851 | 0.30245 | 0.3547 | 0.3859 | 0.76229 | 0.43034 | 0.83954 | 0.625 | 0.99616 | 0.31823 | 0.21771 | 0.96256 | 0.43823 | 0.33796 | 0.82247 | 0.28006 | 0.97707 | 0.31383 | 0.3475 | 0.38852 | 0.66194 | 0.24843 | 0
Dec | 31 | 21 | Weekend | Sunday | 0.73384 | 0.84531 | 0.81583 | 0.83744 | 1 | 0.83744 | 0.83744 | 0.16722 | 0.83744 | 0.73384 | 0.73384 | 0.82227 | 0.67566 | 0.84754 | 0.2611 | 0.21431 | 0.8327 | 0.49117 | 0.25462 | 0.79024 | 0.16984 | 0.9026 | 0.30071 | 0.16722 | 0.20513 | 0.6408 | 0.38906 | 0.83796 | 0.62147 | 0.96026 | 0.29416 | 0.21784 | 0.82635 | 0.44548 | 0.33803 | 0.82004 | 0.28187 | 0.95481 | 0.31234 | 0.22127 | 0.28125 | 0.54649 | 0.24066 | 0
Dec | 31 | 22 | Weekend | Sunday | 0.71432 | 0.81542 | 0.78714 | 0.72233 | 1 | 0.72233 | 0.72233 | 0.141 | 0.72233 | 0.71432 | 0.71432 | 0.78859 | 0.67325 | 0.81664 | 0.24098 | 0.22281 | 0.70344 | 0.42038 | 0.26194 | 0.78973 | 0.16242 | 0.70624 | 0.30398 | 0.141 | 0.17963 | 0.27031 | 0.44126 | 0.83558 | 0.61478 | 0.8147 | 0.2705 | 0.22618 | 0.65437 | 0.38398 | 0.33864 | 0.81636 | 0.28372 | 0.71439 | 0.31588 | 0.18466 | 0.24523 | 0.33793 | 0.2496 | 0
Dec | 31 | 23 | Weekend | Sunday | 0.67403 | 0.82061 | 0.75357 | 0.61166 | 1 | 0.61166 | 0.61166 | 0.14103 | 0.61166 | 0.67403 | 0.67403 | 0.72244 | 0.64684 | 0.57979 | 0.20096 | 0.16605 | 0.54729 | 0.46444 | 0.21375 | 0.87177 | 0.14351 | 0.56378 | 0.31581 | 0.14103 | 0.16839 | 0.35622 | 0.56765 | 0.85326 | 0.5496 | 0.51621 | 0.26814 | 0.16538 | 0.50647 | 0.43118 | 0.34033 | 0.85666 | 0.29113 | 0.51122 | 0.37631 | 0.19195 | 0.25071 | 0.46808 | 0.28595 | 0

## DB-Microgrid Cost (hide) (hidden)
Microgrid Components Cost Database
Initial Design and Planning Costs ($/KW)
| Lower | Middle | Upper
Energy Storage | 10% | 15% | 20%
PV+Energy Storage | 0% | 0% | 0%
Diesel Generator | 10% | 15% | 20%
CHP | 0% | 0% | 0%
DER Capex Costs
Capex (2021 $)
| Lower | Middle | Upper
Energy Storage ($/KWh) | 357 | 434 | 468
PV+Energy Storage | 0 | 0 | 0
Diesel Generator ($/KW) | 500 | 650 | 800
CHP | 0 | 0 | 0
Other Costs | 0% | 0% | 0%
Electrical and Controls Infrastructure Capex Costs
Capex (2021 $/KW)
| Lower | Middle | Upper
Electrical and Controls Infrastructure Capex Costs | 5% | 10% | 20%
Project Fixed O&M Costs
Fixed O&M (2021 $/KW)
| Lower | Middle | Upper
Energy Storage | 54 | 65 | 71 | This is the FOM cost for an 8-hr battery
PV+Energy Storage | 0 | 0 | 0
Diesel Generator | 5 | 10 | 15
CHP | 0 | 0 | 0
Project Variable O&M Costs
Var O&M (2021 $/KWh)
| Lower | Middle | Upper
Energy Storage | 0 | 0 | 0
PV+Energy Storage | 0 | 0 | 0
Diesel Generator | 0.08 | 0.2 | 0.5
CHP | 0 | 0 | 0
Note on A15: Fox, Ryan (GE Power): We weren't asked to capture this information.
Note on A22: Fox, Ryan (GE Power): Changed to % of total system cost
Note on B11: Fox, Ryan (GE Power): Used 7.8% total inflation from 2016 to 2021 based on US inflation chart