## How to use Toolkit
Massachusetts Resiliency Toolkit |  |  | Key Definitions
The purpose of this toolkit is to provide a step-by-step guide for users seeking to gather the information that is first required for designing a resilient power system at a building, site or community level. This toolkit will also help the user come up with a preliminary cost estimate for their project prior to contracting with a consultant and help streamline this process. The potential users of this toolkit are city, town, or community planners, energy managers for schools, hospitals, water and wastewater facilities, etc., as well as any other party interested in evaluating resilient power systems at a building, site or community level. Information gathered using this worksheet should be shared with the consultant performing the feasibility assessment. |  |  | Resilient Power System: Serves as a source of electrical power whenever the primary energy supply is disrupted or discontinued during power outages or natural disasters that are beyond the control of the owner or operator of a facility. A resilient power system could be in the form of a backup generator that serves the load of one facility or a microgrid that serves multiple facilities. Microgrid: A group of interconnected loads and distributed energy resources that form a single controllable entity capable of operating continuously in both grid-connected and islanded mode to support mission critical loads. Site: A specific grouping of facilities to be included in the microgrid configuration and operations assessment. Facility: A specific operational entity considered part of the microgrid site (e.g., DPW Transfer Station). In some cases, the term facility and the site can be used interchangeably. Building: A stand-alone structure which is part of a specific facility. Loads: The devices and systems consuming energy at a facility. Critical Loads: Loads that are critical for operations and need to be served during an outage. Electrical Infrastructure: The wires, pipes, conduits, switches, transformers, etc., used to deliver power to loads at a facility. Distributed Energy Resources: Electricity-producing resources or controllable loads that are connected to a host facility. DERs can include solar panels, combined heat and power plants, electricity storage and controllable loads, such as HVAC systems and electric water heaters.
How to use this Toolkit
This toolkit is organized in the form of worksheets, checklists and tutorials. You will need to complete ONLY the worksheets following the instructions provided within. The checklist helps you gather information that is not in the worksheet, but is optional to complete. The tutorials will provide you with the background information on what data needs to be gathered for designing a resilient power system and can be used as a reference. The remaining tabs in this toolkit are for informational purposes only and provide you with information on the next steps and other helpful resources. A brief explanation of each tab and the approximate time for completing the worksheets are provided below.
Tab | Description | Time for Completion
Load Modeling Worksheet | Helps the user develop the hourly load profile for the critical loads that needs to be served by the resilient power system. This load profile is often required to perform a detailed design of the resilient power system. | 30-60 minutes
Preliminary Costs Worksheet | Helps the user come up with preliminary cost estimates for battery storage and diesel generator-based resilient power systems. | 15-30 minutes
Feasibility Study Data Checklist | Provides a checklist for gathering other information and data that will be required to perform a feasibility or conceptual design study. | Optional
Load and Outage Tutorial | Informs the user on the steps to follow to determine the hourly, critical loads that need to be met by the resilient power system. Also provides information on the process to determine the longest outage period that the resilient power system needs to be designed for.
Project Cost-Savings Tutorial | Provides a high-level overview of the costs and savings associated with a resilient power system. Approaches for estimating cost savings or potential revenues are also discussed.
Hourly Load Profile Output | Contains the annual, hourly load profile for the site generated using the information in the Load Characterization Worksheet for use by consultants for a detailed design of the resilient power system.
Next Steps | Provides the next steps once the data has been gathered using this toolkit.
Helpful Resources | Provides links to helpful resources on the design of a resilient power system.
Click here to go to Load Modeling Worksheet

## Load Modeling Worksheet
Instructions for completing the Load Modeling Worksheet
The purpose of this worksheet is to help the user develop an hourly load profile for the critical loads to be served during an outage. This hourly load profile will be produced in the "Hourly Load Profile Output" tab of this toolkit. This information will be used by the consultants as an input to the design software for sizing the generation and energy storage resources that will be used to power the site during an outage. Instructions for completing the worksheet are provided below. Any cell where you need to provide information is highlighted in yellow. The default values and range for the key parameters are provided to the right of the table. Please refer to the Load & Outage Tutorial for additional help in completing this worksheet.
Building Type and Load Growth Input
Include Building in Resilient Power System? | Select Yes/No using the dropdown menu. If "Yes" is selected, then the building's load will be included in the resilient power system.
Facility Type | Select your facility type that resembles your facility the closest using the dropdown. If none of the facility types match, select the rate schedule that the facility is on. If none of the facility types or rate schedules match, select "G-1 General Service". Select "None" if there are fewer than six facilities.
Critical Load Percentage (%) | Enter portion of the load (as % of the total site load) that is critical and needs to be served during an outage. For example, enter 100% if all the loads need to be met.
Additional Loads During an Outage (%) | Enter estimate of the additional load (as % of the total site load) during an outage due to an increase in site activity. Enter 0% if consumption is not expected to change.
Future Load Growth % | Enter estimate of the additional load (as % of total site load) if there is a plan to expand the site (i.e., add another building) in the near future. Enter 0% if there are no plans to expand the facility. Note: Additional load due to future EV chargers are estimated separately on this worksheet. Do not include these loads here.
Include Building in Resilient Power System? | Yes | Yes | Yes | Yes | No | No | Default | Range
Facility Type | None | None | None | None | None | None
Critical Load Percentage (%) | 100% | 100% | 100% | 100% | 100% | 100% | 100% | 0-100%
Additional Loads During an Outage (%) | 0% | 0% | 0% | 0% | 0% | 0% | 0% | 0-100%
Future Load Growth % | 0% | 0% | 0% | 0% | 0% | 0% | 0% | 0-100%
Monthly Energy Consumption (kWh) Input
Energy Consumption (kWh) | Enter monthly energy consumption (kWh) of each facility using the most recent utility bill(s). Enter avg. monthly consumption if more than one year of bills available.
Building Type | None | None | None | None | None | None
January
February
March
April
May
June
July
August
September
October
November
December
Monthly Peak Load (kW) Input
Peak Hourly Consumption (if available) | Enter the monthly peak load (kW) of the facility, if applicable, using the information in the most recent utility bill(s). If peak load values are not available, leave these cells BLANK.
Building Type | None | None | None | None | None | None
January
February
March
April
May
June
July
August
September
October
November
December
Future Electric Vehicle Supply Infrastructure (EVSE) Input (Optional)
Complete the table below if the facilities are planning to electrify their transportation fleet in the future and plan to power some or all EV Supply Equipment (EV chargers) during an outage.
Include Future EVSE in resilient power system? | No | Default | Include Future EVSE in the resilient power system? If "Yes" EVSE loads are included.
Number of electric vehicles | 1 |  | Enter number of electric vehicles that may be charged at the facility in the future
Average miles driven/day per EV | 100 |  | Enter average miles driven per day per vehicle
Average EV battery size (kWh) | 80 | 60 | Enter average battery size of the vehicle. Default value (60 kWh) for electric cars provided.
Average EV kWh/Mile | 0.3 | 0.3 | Enter average energy (kWh) per mile. Use default value (0.3 kWh/mile) if this information is not available.
Rating of EVSE (kW) | 4.8 |  | Select rating of the EV supply equipment (EV charger) using the dropdown.
Starting hour for EV charging | 24:00 |  | Select starting hour for EV charging. This is the first hour that the EV can charge.
Ending hour for EV charging | 8:00 |  | Select the ending hour for EV charging. This is the last hour that the EV can charge.
% EVSEs to be powered during an outage | 100% |  | Enter % of chargers that need to be powered during an outage. Enter 100% if all need to be powered.
Worksheet Output found in "Hourly Load Profile Output"
The output of this worksheet is the load that needs to be served during blue-sky (i.e., no outage) and outage conditions in an 8760 hourly-load format (365 days X 24 hours). The loads during blue-sky conditions include existing loads, future load growth and loads from EVSE. The loads during outage conditions include critical loads to be served, additional loads during an outage, future load growth and the loads from EVSE that need to be powered during an outage. This output can be found in the "Hourly Load Profile Output" tab and should be provided to the consultant performing the feasibility study.
Click here to proceed to the Preliminary Costs Worksheet
EV Charging profile | This is the 24-hour load profile of the future EV chargers during the outage based on the information entered above. The charge profile developed by the tool is in column called "Charge(calc)" below and reproduced in column "Charge (adjusted)". The profile in column "Charge (adjusted)" is used for developing the overall load profile for the site. The user, if desired can override the profile developed by the tool by entering an alternate profile in this column.
Typical summer and winter, weekday and weekend hourly, critical loads to be served by the microgrid | This is the typical summer and winter, weekday and weekend hourly, critical loads to be served by the microgrid. This load profile is based on the information entered above in the "Building Type and Demand Growth Input", "Monthly Energy Consumption (kWh) Input" and "Monthly Peak Load (kW) Input" tables. The EV charging load is also included.
8760 hourly, loads to be served during normal (blue-sky) and outage conditions by the microgrid | This is the load served during blue-sky and outage conditions in an 8760 hourly load format (365 days X 24 hours) for use in microgrid modeling software. The loads during blue-sky conditions include existing load, future load growth and loads from EVSE. The loads during outage conditions include critical loads to be served, additional loads during an outage, future load growth and the loads from EVSE that need to be powered during an outage. This output can be found in the "Hourly Load Profile Output" tab and should be provided to the Consultant performing the microgrid feasibility study.
EV Charging Profile |  |  | Typical Summer, Winter, Weekday and Weekend Profile
|  |  | Critical Load-January |  | Critical Load-July
Hour | Charge (calc) | Charge (adjusted) | Weekday | Weekend | Weekday | Weekend
1 | 4.8 | 4.8 | 0 | 0 | 0 | 0
2 | 4.8 | 4.8 | 0 | 0 | 0 | 0
3 | 4.8 | 4.8 | 0 | 0 | 0 | 0
4 | 4.8 | 4.8 | 0 | 0 | 0 | 0
5 | 4.8 | 4.8 | 0 | 0 | 0 | 0
6 | 4.8 | 4.8 | 0 | 0 | 0 | 0
7 | 1.2 | 1.2 | 0 | 0 | 0 | 0
8 | 0 | 0 | 0 | 0 | 0 | 0
9 | 0 | 0 | 0 | 0 | 0 | 0
10 | 0 | 0 | 0 | 0 | 0 | 0
11 | 0 | 0 | 0 | 0 | 0 | 0
12 | 0 | 0 | 0 | 0 | 0 | 0
13 | 0 | 0 | 0 | 0 | 0 | 0
14 | 0 | 0 | 0 | 0 | 0 | 0
15 | 0 | 0 | 0 | 0 | 0 | 0
16 | 0 | 0 | 0 | 0 | 0 | 0
17 | 0 | 0 | 0 | 0 | 0 | 0
18 | 0 | 0 | 0 | 0 | 0 | 0
19 | 0 | 0 | 0 | 0 | 0 | 0
20 | 0 | 0 | 0 | 0 | 0 | 0
21 | 0 | 0 | 0 | 0 | 0 | 0
22 | 0 | 0 | 0 | 0 | 0 | 0
23 | 0 | 0 | 0 | 0 | 0 | 0
24 | 0 | 0 | 0 | 0 | 0 | 0

## Preliminary Costs Worksheet
Instructions for completing the Preliminary Costs Worksheet
The purpose of this worksheet is to develop a preliminary estimate of the cost of the resilient power system based on the critical loads developed using the Load Modeling Worksheet. Other inputs needed for this worksheet are the desired (outage) coverage period and information on existing backup generators within the facilities. The output of the worksheet are preliminary costs for a battery storage-based and a diesel generator-based resilient power system. Any potential revenues, cost savings and incentives are not included in the cost calculations. Please note that the inputs for the worksheet are colored in yellow and the outputs in blue. Please refer to the Project Cost-Savings Tutorial for additional help in completing this worksheet.
Preliminary Cost Estimation Inputs
Energy to be Served During an Outage (KWh) |  |  | Automatically calculated based on the information entered in the Load Modeling Worksheet and the "Desired Coverage Period" input on this worksheet.
Peak Load During an Outage (KW) |  |  | Automatically calculated based on the information entered in the Load Modeling Worksheet.
Desired Coverage Period (Days) |  |  | Enter the coverage period (days) or the maximum number of days of outage that the resilient power system needs to cover.
Existing Backup Generator |  |  | Select "Yes/No" depending on whether the facility has an existing backup generator or not.
If yes, Rating (KW) |  |  | Enter rating of the backup generator (KW). |  |  |  | How to find the rating of a backup generator
Include Generator in Resilient Power System? |  |  | Select "Yes/No". If "Yes", then the backup generator will be included as a part of the resilient power system.
Preliminary Cost Estimation Inputs
Energy to be Served During an Outage (kWh) |  | Peak Load During an Outage (kW) | Desired Coverage Period (days)
0 |  | 0 | 1
Building Type |  | None | None | None |  | None | None | None
Existing Backup Generator? |  | No | No | No |  | No | No | No
If Yes, Rating (KW) |  | 0 | 0 | 0 |  | 0 | 0 | 0
Include in Resilient Power System? |  | No | No | No |  | No | No | No
Preliminary Cost Estimates
The tables below provide preliminary low, mid and high estimates of the capital and operations and maintenance (O&M) costs for a battery storage-based and a diesel generator-based resilient power system, taking into account any existing backup generators designated to be a part of the resilient power system. The mid cost estimates are based on the average costs of equipment gathered from various public sources. The low and high cost estimates are for the same system using the low and high cost estimates for equipment. These estimates are provided as annual levelized costs over the life of the project assumed to be 20 years, as well as net present costs. The costs provided in the main table below are for meeting the load entered in the Preliminary Cost Estimation Inputs table above. However, mid-level cost estimates for meeting reduced levels of load can be obtained by inputting values for the "Energy Multiplier" and "Peak Load Multiplier" on the right side of the table below.
Initial Design and Planning Costs ($) |  |  | Cost of designing the project, obtaining permits, securing financing, and establishing contracts with the local utility and/or bulk energy suppliers
DER Capital Costs ($) |  |  | Costs associated with the purchase and installation of energy generation and storage equipment.
Electrical & Comm. Infrastructure Costs($) |  |  | Costs associated with the purchase and installation of electrical infrastructure and control and communications systems.
Operations and Maintenance Costs ($) |  |  | Cost of labor to operate and monitor the project; the cost of fuel and other consumables such as oil for power generating equipment; and the cost of labor and materials for scheduled and unscheduled maintenance.
Total Costs ($) |  |  | Total capital and operating cost of the project.
If there is an opportunity to reduce the peak load and energy requirements by adding onsite PV solar, implementing energy efficiency measures or reducing the critical loads that need to be served during an outage, the impact of these measures on the mid-level cost estimates can be estimated entering the multipliers to the right of the table below. Reducing the peak load will have an impact on the power ratings of the electrical equipment that are a part of the resilient power system. Reducing the energy requirements will have an impact on the battery storage capacity for an energy storage-based system. For example, if peak load can be reduced by 5% and the energy requirements by 20% by adding PV solar, enter 95% for peak multiplier and 80% for energy multiplier. Otherwise, leave the multipliers at 100%. Note: These multipliers will only impact the mid-level estimates provided directly below the multipliers and not those provided in the main table to the left.
Energy Multiplier |  |  | Enter the Energy Multiplier. This is the percentage of energy shown in the "Preliminary Cost Estimation Inputs" above that will be served.
Peak Multiplier |  |  | Enter the Peak Multiplier. This is the percentage of peak load shown in the "Preliminary Cost Estimation Inputs" above for which the system will be sized.
|  | Cost estimate for meeting peak load and energy requirements of all the critical loads in the resilient power System | [6 empty] | Mid cost estimate for meeting a portion of the critical loads
[10 empty] | Energy Multiplier | Peak Multiplier
Battery Storage-Based Resilient Power System |  |  |  | Recommended Size: 0 KW, 0 KWh System | [5 empty] | 100% | 100%
|  | Net Present Costs |  |  | Annual Levelized Costs |  |  |  |  | Net Present Costs | Annual Lev. Costs
|  | Low Estimate | Mid Estimate | High Estimate |  | Low Estimate | Mid Estimate | High Estimate |  | Mid Estimate | Mid Estimate
Initial Design and Planning Costs ($) |  | 0 | 0 | 0 |  | 0 | 0 | 0 |  | 0 | 0
DER Capital Costs ($) |  | 0 | 0 | 0 |  | 0 | 0 | 0 |  | 0 | 0
Electrical & Comm. Infrastructure Costs($) |  | 0 | 0 | 0 |  | 0 | 0 | 0 |  | 0 | 0
Operations and Maintenance Costs ($) |  | 0 | 0 | 0 |  | 0 | 0 | 0 |  | 0 | 0
Total Costs ($) |  | 0 | 0 | 0 |  | 0 | 0 | 0 |  | 0 | 0
Click here to get the approximate space requirements for a battery storage based resilient power system.
Note: A Resilient Power System that uses a combination of PV Solar and Battery Energy Storage can provide energy savings to the facility in addition to providing resiliency and may be eligible for grants and incentives. Please refer to the Project Cost-Savings Tutorial for information about these grants and incentives.
|  | Cost estimate for meeting peak load and energy requirements of all the critical loads in the resilient power System | [6 empty] | Mid cost estimate for meeting a portion of the critical loads
[10 empty] | Energy Multiplier | Peak Multiplier
Diesel Generated-Based Resilient Power System |  |  |  | Recommended Size: 0 KW System | [5 empty] | 100% | 100%
|  | Net Present Costs |  |  | Annual Levelized Costs |  |  |  |  | Net Present Costs | Annual Lev. Costs
|  | Lower Estimate | Mid Estimate | Upper Estimate |  | Lower Estimate | Mid Estimate | Upper Estimate |  | Mid Estimate | Mid Estimate
Initial Design and Planning Costs ($) |  | 0 | 0 | 0 |  | 0 | 0 | 0 |  | 0 | 0
DER Capital Costs ($) |  | 0 | 0 | 0 |  | 0 | 0 | 0 |  | 0 | 0
Electrical & Comm. Infrastructure Costs($) |  | 0 | 0 | 0 |  | 0 | 0 | 0 |  | 0 | 0
Operations and Maintenance Costs ($) |  | 0 | 0 | 0 |  | 0 | 0 | 0 |  | 0 | 0
Total Costs ($) |  | 0 | 0 | 0 |  | 0 | 0 | 0 |  | 0 | 0
NOTE: The cost estimates provided here are high-level estimates based on publicly available information for similar projects. The actual costs will depend on a number of factors including site conditions, changes in equipment costs and labor costs and other design considerations which might impact the size of the resilient power system.
Modeling Assumptions
1) The following sources were used for estimating the DER capitals costs:
• Mid, low and high estimates for energy storage capital costs were obtained from the NREL Annual Technology Baseline Report
• Mid, low and high estimates for diesel generator capital costs were obtained from cost models and benchmark reports form NREL and the Rockefeller Foundation
2) The mid, low and high estimates for electrical and communications infrastructure costs were obtained based on information gathered from NYPrize feasibility studies by GE and NREL.
3) The mid, low and high estimates for the initial design and planning costs were assumed to be 10%, 20% and 30% of the project capital costs based on information gathered from NYPrize feasibility studies.
4) The following sources were used for estimating the O&M costs:
• Mid, low and high estimates for energy storage were obtained from the NREL Annual Technology Baseline Report
• Mid, low and high estimates for diesel generators were obtained from NREL and Lazard's Levelized Cost of Energy reports
5) The Total costs are the sum of the following: (i) initial design and planning costs, (ii) DER capital costs, (iii) electrical and communications infrastructure costs and (iv) O&M costs.
6) A discount rate* of 7% was used in calculating the net present costs
7) A fuel price* of $4/MMBTU for diesel generator was assumed in calculating the operations costs
8) A heat rate* of 10 MMBTU/MWh for diesel generator was assumed in calculating the operations costs
9) A variable operations & maintenance (VOM) cost* of $2/MWh for diesel generator was assumed in calculating the operations costs
*Note: The values used in assumptions 6 through 9 above can be changed using the Advanced User Inputs tab of this toolkit.
Click here to proceed to the Feasibility Data Checklist
Back to Worksheet
Power rating
Single phase or 3 phase
Voltage rating

## Feasibility Study Data Chklist
Feasibility Study Data Checklist
This checklist provides a list of data/information that is typically gathered for performing a resilient power system feasibility assessment and is OPTIONAL to complete. Please go through this checklist and gather as much information as possible. For each item on this checklist, please check the appropriate response in the "Data Availability" column using the dropdown menu and keep notes on the location (folder and file names) for the data/information gathered. This will help your contracted consultant review necessary information on the project faster.
Site Information
Site Name:
Point of Contact:
Title:
Contact Information:
Buildings and Addresses:
# | Category | Data/Information | Additional Information | Additional Information (2) | Data Availability | Notes
1 | Electric Utility Service | Electric Distribution Utility | Name of the utility providing distribution service |  | Select
2 | Electric Utility Service | Energy Provider | Name of the company providing energy |  | Select
3 | Electric Utility Service | Single-Phase or Three-Phase Service | How to find if you are on Single-Phase or Three-Phase Service? |  | Select
4 | Electric Utility Service | Rate Tariff | How to find if your rate information? |  | Select
5 | Site Information | Flood Zone Information | MassGIS website |  | Select
6 | Site Information | Parcel Map | Massachusetts Interactive Property Maps |  | Select
7 | Existing Generator Information | Ratings (MW/MVA, Voltage and 1 Phase/3 Phase) | Where to find the generator ratings? |  | Select
9 | Existing Generator Information | Fuel Information (Type, Source and Storage) | Fuel oil, natural gas etc.; storage capability, if applicable. |  | Select
10 | Existing Generator Information | Maintenance Logs | Maintenance logs showing when maintenance was performed |  | Select
11 | Existing Generator Information | Commissioning Report | Report on the backup generator when it was commissioned |  | Select
12 | Existing Generator Information | As-built Design Drawings and Single Line Diagrams | As-built design drawings from the backup generator commissioning report |  | Select
13 | Existing Generator Information | Project Installation Agreements or Power Purchase Agreements | Project installation agreements or power purchase agreements, if applicable |  | Select
14 | Existing Generator Information | Historical Hourly Production Data for Existing PV Solar Systems | Historical production can be obtained from your PV solar plant operator. Typical generation data for the site can be obtained from NREL PVWatts by entering your address and other basic information. | NREL PVWatts | Select
15 | Existing Electrical Infrastructure | Locations of Overhead or Underground Utility Lines and Easements | Massachusetts Dig Safe website |  | Select
16 | Existing Electrical Infrastructure | Drawings of Distribution System Within the Facility | Drawings and one line diagrams of facility power distribution system, if available |  | Select
17 | New PV solar System | Roof Azimuth, Pitch and Shading | Information on roof azimuth, pitch and shading | Solar Reviews Article | Select
18 | New PV solar System | Roof Age | Age and condition of the roof |  | Select
19 | New PV solar System | Estimate of PV Solar Production | Refer to the following article on how to use PV Watts for estimating PV energy production. | Solar Reviews Article | Select
20 | New PV solar System | Permitting Requirements | Each local government has its own permitting requirements which can be found online. | Sample Permitting Requirements | Select
21 | New PV Solar System | Interconnection Process | Eversource Interconnection |  | Select
Massachusetts Interconnection
Unitil Interconnection
22 | New Battery Energy Storage System | Space Requirements | Space Requirements for Battery Storage |  | Select
23 | New Battery Energy Storage System | Permitting Requirements | Each city has its own permitting requirements. A general description of battery storage related codes and standards can be found here: | Sample Permitting Requirements | Select
24 | New Battery Energy Storage System | Interconnection Process | Eversource Interconnection |  | Select
Massachusetts Interconnection
Unitil Interconnection
25 | Programs | Utility Demand Response programs | Utility Demand Response Programs |  | Select
26 | Incentives | Incentives and Grants | MassCEC Solar Incentives and Program |  | Select
MassCEC Energy Storage Initiatives
MassCEC Microgrid Initiatives
Community Clean Energy Initiative
Solar Massachusetts Renewable Target (SMART)
Back to Checklist
Back to checklist
Power rating
Single phase or 3 phase
Voltage rating
Rate Pan

## Load & Outage Tutorial
Tutorial for Load and Outage Characterization
The design of a resilient power system depends on two main factors - (i) the peak load or demand that needs to be met during an outage, and (ii) the energy that needs to be served during the longest outage period, particularly for an energy storage-based system. In this tutorial, you will learn about the steps required to gather the peak load and energy information. You will learn about the process for developing an hourly load profile for the loads to be served by the resilient power system. This information provided in this tutorial will be helpful for completing the Load Modeling Worksheet. If you are already familiar with gathering the peak load and energy data, you can skip this tutorial and go directly to the Load Modeling Worksheet.
Table of Contents
What are peak load and energy
How to obtain your facility's peak load
How to obtain your facility's daily energy consumption
How to estimate the peak load and energy requirements for your resilient power system
How to obtain the hourly load profile for the loads to be served during an outage
Introduction to the Load Modeling Worksheet
What are Peak load and Energy
Peak load or peak demand is defined as the highest power demand on an electrical grid over a specific period of time. Peak load is measured in kW. Energy (consumption) on the other hand is measured in kWh. One kilowatt-hour is defined as the energy consumed by power consumption of 1kW during 1 hour.
How to obtain your facility's peak load
The following methods can be used to obtain the peak demand for your facility.
1. Facility's electric bill: Larger commercial customers are on electric utility rate plans that have a demand charge which is based on the month peak demand.
Where to find peak demand value on your electric bill
2. Backup generator rating: If there is a backup generator on site, it will often be sized to meet critical loads. This can be used to make a good estimate of peak demand.
Where to find the rating of a backup generator
3. Site survey of loads: A more precise estimate can be obtained by adding the ratings of all the major equipment that are expected to be on during the peak load time. The load survey is typically performed by a consultant hired to perform the feasibility study.
Link to facility load survey template
4. Site measurements: For larger resilient power systems where a precise value of the peak load is necessary, measurements can be performed at the site to determine this value. The site measurements, if needed, are performed by a consultant hired to perform the feasibility study.
How to obtain your facility's daily energy consumption
The following methods can be used to obtain the daily energy consumption for your facility.
1. Facility's electric bill: The facility's monthly electric bill contains monthly energy consumption information. From the monthly bills for the last couple of years, take the highest monthly energy consumption and divide by the number of days in that month.
Where to find the monthly energy values on your electric bill
2. Site survey of loads: A more precise estimate can be obtained by adding the daily energy consumption of all the major equipment in the facility. The load survey is typically performed by a consultant hired to perform the feasibility study.
Link to facility load survey template
3. Site measurements: For larger resilient power systems where a precise value of the peak load is necessary, measurements can be performed at site to determine this value. The site measurements, if needed are performed by a consultant hired to perform the feasibility study.
How to estimate the peak load and energy requirements for the resilient power system
The maximum energy that needs to be served depends on two factors - (i) the daily energy consumption of critical loads during an outage, and (ii) the coverage period or the maximum number of outage days for which the resilient power system needs to be designed.
Estimating daily energy needs of critical loads
The loads in a facility can be classified as critical and non-critical. Critical loads are those loads that affect an organization's ability to maintain key operations and must be kept running during an outage. Identifying which loads are critical within a facility is dependent on your goals and objectives. Critical loads could, and likely will, vary from facility to facility or building to building. In many cases additional investments will be required for separating the critical loads from the non-critical loads. For most small resilient power systems, it may not make economic sense to invest in the infrastructure to separate critical and non-critical loads. It is also typical to use a certain percentage (for example, 90%) of the historical daily energy in the design with the assumption that non-critical load would be turned off during an outage.
Additional Loads to be served during an outage: It is possible that the energy consumption at a facility might increase during an outage when compared to normal or blue sky conditions. This might be due to an increase in activity at the site during an emergency. For example, energy consumption while using a school as a warming center during a severe weather event may be higher due to food and beverage preparation, use of charging stations, medical equipment etc. One approach might be to estimate the increase in consumption (in kW and kWh) based on activities that might take place during an emergency situation. A simpler approach might be to assume that the consumption might increase by a few percentage above the normal consumption during an outage.
Future Load Growth: A resilient power system should be future proofed to the extent possible. If there are plans to make additions to a facility, the increase in peak demand and energy consumption due to the addition should be taken into account in the design. If precise information on the additional loads is not available, it can be estimated as a percentage of the existing load. For example, an addition to the facility will increase the peak demand and energy by 5%.
Future electric vehicle charging load: Many facilities such as schools and police stations are beginning to electrify their transportation fleet. One key consideration in designing a resilient power system is deciding how many of the onsite EV supply equipment (EVSE) or EV chargers to power during an outage. The load from the EVSEs during an outage is usually an important input for designing the resilient power system.
Energy Efficiency Measures
Energy efficiency measures can lower the daily energy consumption of the facility. These measures should be implemented before designing the resilient power system since it will have an impact on the size of the generation and/or energy storage resources that will be required to meet the critical loads. For information on energy efficiency programs available in Massachusetts, visit the Mass Save website (www.masssave.com).
Determining the coverage period for the resilient power system
The coverage period or the longest duration outage for which the resilient power system needs to power the loads, is an important design criteria, particularly for systems that use energy store resources such as battery energy storage systems or those that store fuel used for generating power locally. The coverage period is based on the duration of the longest outage that can be expected to occur in the future. Historical outage information on the distribution circuits feeding the facility can be obtained by contacting your electric utility. While historical outages are a good indicator of future outages, several factor such as aging of the distribution infrastructure, changes in the regulatory environment or changes in weather events could impact the duration of future outages.
Prior to embarking on a resilient power project, it is useful for sites to analyze their reliability and to understand what issues can be easily fixed, such as trimming trees near power lines. Understanding these commons modes of failure and durations of historical outages can provide useful insights into resilient power system design in terms of the likelihood and potential cause of a future outage.
How to obtain the hourly load profile for the loads to be served during an outage
The software programs used for sizing generation and energy storage resources often require loads on an hour-by-hour or even more granular basis. This information is used to simulate the operation of the generation and energy storage resources on an hourly basis which is then used for calculating their operating costs. Below are some methods for developing the hourly load profiles.
1. Typical load profile: A method that is often used for estimating the hourly loads uses a combination of typical load profiles by facility type and the energy consumed by the facility. Typical hourly load profiles for various types of buildings are available in this toolkit. These load profiles when scaled to match the facility's energy consumption give a reasonable estimate of the hourly loads.
2. Site Measurement of loads: For larger resilient power systems, one way to obtain granular (hour-by-hour or minute-by-minute) load data is to meter the facility or in some cases, individually meter the large loads to gather this data. The measurement has to be done over a period of weeks or months to gather data under different weather conditions. This is an expensive and time consuming solution, but provides the most accurate information on the loads when smart meter or interval meters are not available. The site measurements, if needed, are performed by a consultant hired to perform the feasibility study.
Introduction to the Load Modeling Worksheet
Now that you have this background information, it's time to go back to the Load Modeling Worksheet. This worksheet will help you develop the hourly load profile for the facility which will be needed for designing the resilient power system. You will need the following information to complete this worksheet:
• Monthly electric bills for the past one or more years
• Estimate of what portion of the load at the site is critical
• Estimate of future load growth at the site, if applicable
• Estimate of electric vehicle charging infrastructure, if applicable
Back to Tutorial
Back to Tutorial
Back to tutorial
Back to tutorial
Power rating
Single phase or 3 phase
Voltage rating

## Project Cost-Savings Tutorial
Tutorial on Costs and Savings due to a Resilient Power System Project
Typically, a financial analysis is performed for a resilient power system project so that costs, savings, and returns are well-documented and understood. However, not all projects require this analysis and some projects may simply be implemented to meet resiliency requirements. In this tutorial you will learn about the costs and savings of a resilient power system and how they can be estimated. The knowledge gained from this tutorial will be helpful for completing the Preliminary Costs Worksheet. If you are already familiar with the costs and savings associated with a resilient power system, you can skip this tutorial and go directly to the Preliminary Costs Worksheet.
Table of Contents
1. Costs Associated Resilient Power Systems
2. Savings Associated with Resilient Power Systems
3. Programs, Grants and Incentives
4. Introduction to the Preliminary Costs Worksheet
5. Space Requirements for a Battery Storage-Based Resilient Power System
Costs Associated with Resilient Power Systems
The costs associated with a resilient power system can be classified as follows:
Initial design and planning costs | Cost of designing the project, obtaining permits, securing financing, and establishing contracts with the local utility and/or bulk energy suppliers
Capital costs | Costs associated with the purchase and installation of energy generation and storage equipment, electrical infrastructure and control and communications systems
Operation and maintenance (O&M) costs | Cost of labor to operate and monitor the project; the cost of fuel and other consumables such as oil for power generating equipment; and the cost of labor and materials for scheduled and unscheduled maintenance
In particular, the capital costs include costs associated with the following:
• Generation and energy storage resources (e.g., PV solar and battery energy storage)
• Electrical system components (e.g., new switches, circuit breakers, relays, and cables)
• Controls and communications (e.g., fiber optic communication lines and microgrid controller)
• New buildings or renovations (e.g., new control room, upgrades to the roof for PV solar)
• System integration (e.g., integration of electrical, mechanical, and building control systems)
• Other general components and additions to construction projects, such as considerations for safety, project management, overhead, and profit
Savings associated with Resilient Power Systems
Resilient power systems can provide cost savings from providing lower cost energy to the site under normal conditions. i.e., when there are no outages. It may also be able to provide services such as peak shaving, demand response, or ancillary services which can result in cost savings or revenues. These are described below in more detail.
Self-Generation: In many instances, renewable generation sources such as rooftop PV solar that are a part of a resilient power system may be able to provide energy at a lower net cost when compared with the grid.
Peak Shaving: Some larger commercial customers may be on a rate plan that has a demand charge which is based on the peak demand in the monthly billing period. The generator that is a part of the resilient power system can be used to meet some of the loads during peak periods thereby reducing demand charges. The same can also be done for customers that are on a Time of Use (TOU) rate where there is a higher rate for energy during predefined peak hours.
Demand Response: Electric utilities often offer incentives through Demand Response (DR) programs for customers to reduce their loads during peak load periods. Customers with resilient power systems can utilize their generators to serve some of their loads thereby reducing the load on the utility system.
Link to Demand Response programs offered by Massachusetts utilities
Wholesale Services: The generators that are a part of a larger resilient power system can participate in the wholesale market operated by ISO New England. The participation rules are complex and often require special metering and telemetry requirements. The potential costs and revenues associated with wholesale services are location specific and are typically estimated by the consultant performing the feasibility study.
Resiliency and Reliability Benefits: The primary purpose of a resilient power system is to provide reliability and resiliency benefits. These benefits arise due to a reduction in fatalities, injuries, property losses, or other damages and costs that may be incurred during prolonged power outages. Depending on the business, keeping operations going with backup power during an outage can be considered savings.
Programs, Grants and Incentives
There are several incentives and grants provided by the state for PV solar system, battery energy storage and energy resiliency as discussed below.
Solar Programs, Grants and Incentives
Solar Massachusetts Renewable Target (SMART) Program - A production-based incentive that is paid directly by investor-owned electric utilities in Massachusetts to solar electric system owners. SMART was launched by the Department of Energy Resources (DOER) in conjunction with participating investor-owned utilities. Click on the link below for additional information.
Solar Massachusetts Renewable Target (SMART) Program
For a summary of additional rebates and incentives, please click on the link below.
MassCEC Commercial Solar Incentives
Energy Storage Programs, Grants and Incentives
Clean Peak Energy Standard - The Massachusetts Clean Peak Energy Standard is designed to provide incentives to clean energy technologies that can supply electricity or reduce demand during seasonal peak demand periods established by DOER. Click on the link below for additional information.
Clean Peak Energy Standard
ConnectedSolutions - ConnectedSolutions allows you to earn incentives for allowing the utilities to draw energy stored in your battery during times of peak electricity demand to help balance out the electric grid and avoid the use of energy from “peaker plants.” For additional information, please see the link below. Also, please refer to the link under utility demand response program above.
Connected Solutions
Energy Resiliency Programs, Grants and Incentives
Community Clean Energy Resiliency Initiative - The Community Clean Energy Resiliency Initiative is a grant program focused on municipal resilience that uses clean energy technology solutions to protect communities from interruptions in energy services due to severe climate events made worse by the effects of climate change.
Community Clean Energy Resiliency Initiative
Introduction to the Preliminary Costs Worksheet
Now that you have this background information, it's time to complete the Preliminary Costs Worksheet. This Worksheet can be used to obtain preliminary estimates of the capital and operations and maintenance costs of a battery storage-based and a diesel generator-based resilient power systems based on a few simple inputs. Please note the following:
1. The battery and diesel based resilient power systems are just two examples of resilient power systems that might be possible. Depending on the site, combined heat and power (CHP) units, PV solar systems, thermal storage units and demand response could be part of the resource mix. PV solar systems, if included as a part of the resilient power system can be used to offset your energy bill as discussed above. The Consultant performing the feasibility study will look into all these options and choose the resource mix that is best for your site.
2. Only the costs associated with the battery and diesel-based resilient power systems are calculated in the worksheet. The cost savings and revenues from operating the generation resources under normal conditions are not included in this worksheet. Battery energy storage systems, in particular, can provide many of the services discussed above such as peak shaving, demand response and wholesale services. These cost savings and revenues can partially offset the higher capital and operating costs associated with battery storage-based resilient power systems. In addition, renewable generation based microgrids that include PV solar and storage are eligible for several incentives and grants discussed above. These further improve the internal rate of return (IRR) of these projects.
In order to complete the Preliminary Costs Worksheet, you will need the following information:
• Desired coverage period for the microgrid based on past outage information
• Information on existing backup generator at the site
The worksheet automatically calculates the peak load and energy to be served based on the desired coverage period and the results of the Load Modeling Worksheet.
The key output of the Preliminary Costs Worksheet are:
• The initial design and planning costs, capital costs and operations & maintenance (O&M) costs on a present value and annualized basis. It should be noted that while the initial design and planning costs and capital costs are one time costs, the O&M costs are annual. The present value costs converts all the costs to a single present value so that it is easier to compare two alternatives. The costs are also presented as annual values as another way to compare two alternatives. Low, mid and high estimates of these costs are provided since they vary from site to site based on a number of factors.
• The worksheet also has the capability to perform sensitivities on the estimated costs. The user can enter a "Peak Multiplier" to adjust the peak load up or down. Similarly, the user can also enter an "Energy Multiplier" to adjust the energy consumption up or down.
• There are several assumption made in estimating the costs for the battery and diesel based resilient power systems. These are also provided in this worksheet.
Space Requirements for a Battery Storage Based Resilient Power System
Battery energy storage systems can be located indoor, outdoor, in closed or open garages, on a rooftop or in a dedicated use building. Typically, residential and smaller commercial storage systems are installed indoor and larger systems are installed outdoor or in a dedicated use building. The physical space occupied by commonly used lithium-ion batteries is shown in the picture below. The picture does not show the space occupied by AD/DC converters used to convert direct current (DC) to alternating current (AC), and other electrical equipment commonly called balance of system.
Source: Understanding Solar+Storage, Clean Energy Group
The pictures below show the indoor (left) and outdoor (right) installation of smaller residential battery storage systems. The batteries can be connected to get a higher energy rating. For example, four Tesla Powerwalls, each rated at 13.5 kWh can be connected for a combined rating of 54 kWh.
Outdoor installation can be in a shipping container or cabinets placed on pads. Picture shows the layout for a 500 kWh battery energy storage system with the battery container, AC/Converter, Transformer, switch, and control cabinets placed on concrete pads. The approximate size of this 500 kWh battery energy storage system is 30x30 feet. Battery Energy Storage Systems need to comply with the setback requirements of the underlying zoning district and National Fire Protection Association (NFPA) codes.
Source: Energy Storage in Utility Systems, Snohomish County Public Utility District
Picture below shows a containerized solution for a battery energy storage system that includes the batteries and the balance of system. These systems come in 20 foot and 40 foot ISO containers. A 40 ft container (40L, 8W, 8H) can typically house a 1MWh (1000 kWh) battery energy storage system.

## Hourly Load Profile Output
8760 Load Profile |  |  | This is the load served during blue-sky and outage conditions in an 8760 hourly load format (365 days X 24 hours) for use in resilient power system modeling software. The loads during blue-sky conditions include existing load, future load growth and loads from EVSE. The loads during outage conditions include critical loads to be served, additional loads during an outage, future load growth and the loads from EVSE that need to be powered during an outage. Note: The higher load values are identified in warm colors and the lower load values in cool colors in the table to the left. This output should be provided to the consultant performing the resilient power system feasibility study.
Hour | Load during Blue-sky Conditions (kW) | Load during Outage Conditions (kW)
1 | 4.8 | 0
2 | 4.8 | 0
3 | 4.8 | 0
4 | 4.8 | 0
5 | 4.8 | 0
6 | 4.8 | 0
7 | 1.2 | 0
8 | 0 | 0
9 | 0 | 0
10 | 0 | 0
11 | 0 | 0
12 | 0 | 0
13 | 0 | 0
14 | 0 | 0
15 | 0 | 0
16 | 0 | 0
17 | 0 | 0
18 | 0 | 0
19 | 0 | 0
20 | 0 | 0
21 | 0 | 0
22 | 0 | 0
23 | 0 | 0
24 | 0 | 0
25 | 4.8 | 0
26 | 4.8 | 0
27 | 4.8 | 0
28 | 4.8 | 0
29 | 4.8 | 0
30 | 4.8 | 0
31 | 1.2 | 0
32 | 0 | 0
33 | 0 | 0
34 | 0 | 0
35 | 0 | 0
36 | 0 | 0
37 | 0 | 0
38 | 0 | 0
39 | 0 | 0
40 | 0 | 0
41 | 0 | 0
42 | 0 | 0
43 | 0 | 0
44 | 0 | 0
45 | 0 | 0
46 | 0 | 0
47 | 0 | 0
48 | 0 | 0
49 | 4.8 | 0
50 | 4.8 | 0
51 | 4.8 | 0
52 | 4.8 | 0
53 | 4.8 | 0
54 | 4.8 | 0
55 | 1.2 | 0
56 | 0 | 0
57 | 0 | 0
58 | 0 | 0
59 | 0 | 0
60 | 0 | 0
61 | 0 | 0
62 | 0 | 0
63 | 0 | 0
64 | 0 | 0
65 | 0 | 0
66 | 0 | 0
67 | 0 | 0
68 | 0 | 0
69 | 0 | 0
70 | 0 | 0
71 | 0 | 0
72 | 0 | 0
73 | 4.8 | 0
74 | 4.8 | 0
75 | 4.8 | 0
76 | 4.8 | 0
77 | 4.8 | 0
78 | 4.8 | 0
79 | 1.2 | 0
80 | 0 | 0
81 | 0 | 0
82 | 0 | 0
83 | 0 | 0
84 | 0 | 0
85 | 0 | 0
86 | 0 | 0
87 | 0 | 0
88 | 0 | 0
89 | 0 | 0
90 | 0 | 0
91 | 0 | 0
92 | 0 | 0
93 | 0 | 0
94 | 0 | 0
95 | 0 | 0
96 | 0 | 0
97 | 4.8 | 0
98 | 4.8 | 0
99 | 4.8 | 0
100 | 4.8 | 0
101 | 4.8 | 0
102 | 4.8 | 0
103 | 1.2 | 0
104 | 0 | 0
105 | 0 | 0
106 | 0 | 0
107 | 0 | 0
108 | 0 | 0
109 | 0 | 0
110 | 0 | 0
111 | 0 | 0
112 | 0 | 0
113 | 0 | 0
114 | 0 | 0
115 | 0 | 0
116 | 0 | 0
117 | 0 | 0
118 | 0 | 0
119 | 0 | 0
120 | 0 | 0
121 | 4.8 | 0
122 | 4.8 | 0
123 | 4.8 | 0
124 | 4.8 | 0
125 | 4.8 | 0
126 | 4.8 | 0
127 | 1.2 | 0
128 | 0 | 0
129 | 0 | 0
130 | 0 | 0
131 | 0 | 0
132 | 0 | 0
133 | 0 | 0
134 | 0 | 0
135 | 0 | 0
136 | 0 | 0
137 | 0 | 0
138 | 0 | 0
139 | 0 | 0
140 | 0 | 0
141 | 0 | 0
142 | 0 | 0
143 | 0 | 0
144 | 0 | 0
145 | 4.8 | 0
146 | 4.8 | 0
147 | 4.8 | 0
148 | 4.8 | 0
149 | 4.8 | 0
150 | 4.8 | 0
151 | 1.2 | 0
152 | 0 | 0
153 | 0 | 0
154 | 0 | 0
155 | 0 | 0
156 | 0 | 0
157 | 0 | 0
158 | 0 | 0
159 | 0 | 0
160 | 0 | 0
161 | 0 | 0
162 | 0 | 0
163 | 0 | 0
164 | 0 | 0
165 | 0 | 0
166 | 0 | 0
167 | 0 | 0
168 | 0 | 0
169 | 4.8 | 0
170 | 4.8 | 0
171 | 4.8 | 0
172 | 4.8 | 0
173 | 4.8 | 0
174 | 4.8 | 0
175 | 1.2 | 0
176 | 0 | 0
177 | 0 | 0
178 | 0 | 0
179 | 0 | 0
180 | 0 | 0
181 | 0 | 0
182 | 0 | 0
183 | 0 | 0
184 | 0 | 0
185 | 0 | 0
186 | 0 | 0
187 | 0 | 0
188 | 0 | 0
189 | 0 | 0
190 | 0 | 0
191 | 0 | 0
192 | 0 | 0
193 | 4.8 | 0
194 | 4.8 | 0
195 | 4.8 | 0
196 | 4.8 | 0
197 | 4.8 | 0
198 | 4.8 | 0
199 | 1.2 | 0
200 | 0 | 0
201 | 0 | 0
202 | 0 | 0
203 | 0 | 0
204 | 0 | 0
205 | 0 | 0
206 | 0 | 0
207 | 0 | 0
208 | 0 | 0
209 | 0 | 0
210 | 0 | 0
211 | 0 | 0
212 | 0 | 0
213 | 0 | 0
214 | 0 | 0
215 | 0 | 0
216 | 0 | 0
217 | 4.8 | 0
218 | 4.8 | 0
219 | 4.8 | 0
220 | 4.8 | 0
221 | 4.8 | 0
222 | 4.8 | 0
223 | 1.2 | 0
224 | 0 | 0
225 | 0 | 0
226 | 0 | 0
227 | 0 | 0
228 | 0 | 0
229 | 0 | 0
230 | 0 | 0
231 | 0 | 0
232 | 0 | 0
233 | 0 | 0
234 | 0 | 0
235 | 0 | 0
236 | 0 | 0
237 | 0 | 0
238 | 0 | 0
239 | 0 | 0
240 | 0 | 0
241 | 4.8 | 0
242 | 4.8 | 0
243 | 4.8 | 0
244 | 4.8 | 0
245 | 4.8 | 0
246 | 4.8 | 0
247 | 1.2 | 0
248 | 0 | 0
249 | 0 | 0
250 | 0 | 0
251 | 0 | 0
252 | 0 | 0
253 | 0 | 0
254 | 0 | 0
255 | 0 | 0
256 | 0 | 0
257 | 0 | 0
258 | 0 | 0
259 | 0 | 0
260 | 0 | 0
261 | 0 | 0
262 | 0 | 0
263 | 0 | 0
264 | 0 | 0
265 | 4.8 | 0
266 | 4.8 | 0
267 | 4.8 | 0
268 | 4.8 | 0
269 | 4.8 | 0
270 | 4.8 | 0
271 | 1.2 | 0
272 | 0 | 0
273 | 0 | 0
274 | 0 | 0
275 | 0 | 0
276 | 0 | 0
277 | 0 | 0
278 | 0 | 0
279 | 0 | 0
280 | 0 | 0
281 | 0 | 0
282 | 0 | 0
283 | 0 | 0
284 | 0 | 0
285 | 0 | 0
286 | 0 | 0
287 | 0 | 0
288 | 0 | 0
289 | 4.8 | 0
290 | 4.8 | 0
291 | 4.8 | 0
292 | 4.8 | 0
293 | 4.8 | 0
294 | 4.8 | 0
295 | 1.2 | 0
296 | 0 | 0
297 | 0 | 0
298 | 0 | 0
299 | 0 | 0
300 | 0 | 0
301 | 0 | 0
302 | 0 | 0
303 | 0 | 0
304 | 0 | 0
305 | 0 | 0
306 | 0 | 0
307 | 0 | 0
308 | 0 | 0
309 | 0 | 0
310 | 0 | 0
311 | 0 | 0
312 | 0 | 0
313 | 4.8 | 0
314 | 4.8 | 0
315 | 4.8 | 0
316 | 4.8 | 0
317 | 4.8 | 0
318 | 4.8 | 0
319 | 1.2 | 0
320 | 0 | 0
321 | 0 | 0
322 | 0 | 0
323 | 0 | 0
324 | 0 | 0
325 | 0 | 0
326 | 0 | 0
327 | 0 | 0
328 | 0 | 0
329 | 0 | 0
330 | 0 | 0
331 | 0 | 0
332 | 0 | 0
333 | 0 | 0
334 | 0 | 0
335 | 0 | 0
336 | 0 | 0
337 | 4.8 | 0
338 | 4.8 | 0
339 | 4.8 | 0
340 | 4.8 | 0
341 | 4.8 | 0
342 | 4.8 | 0
343 | 1.2 | 0
344 | 0 | 0
345 | 0 | 0
346 | 0 | 0
347 | 0 | 0
348 | 0 | 0
349 | 0 | 0
350 | 0 | 0
351 | 0 | 0
352 | 0 | 0
353 | 0 | 0
354 | 0 | 0
355 | 0 | 0
356 | 0 | 0
357 | 0 | 0
358 | 0 | 0
359 | 0 | 0
360 | 0 | 0
361 | 4.8 | 0
362 | 4.8 | 0
363 | 4.8 | 0
364 | 4.8 | 0
365 | 4.8 | 0
366 | 4.8 | 0
367 | 1.2 | 0
368 | 0 | 0
369 | 0 | 0
370 | 0 | 0
371 | 0 | 0
372 | 0 | 0
373 | 0 | 0
374 | 0 | 0
375 | 0 | 0
376 | 0 | 0
377 | 0 | 0
378 | 0 | 0
379 | 0 | 0
380 | 0 | 0
381 | 0 | 0
382 | 0 | 0
383 | 0 | 0
384 | 0 | 0
385 | 4.8 | 0
386 | 4.8 | 0
387 | 4.8 | 0
388 | 4.8 | 0
389 | 4.8 | 0
390 | 4.8 | 0
391 | 1.2 | 0
392 | 0 | 0
393 | 0 | 0
394 | 0 | 0
395 | 0 | 0
396 | 0 | 0
397 | 0 | 0
398 | 0 | 0
399 | 0 | 0
400 | 0 | 0
401 | 0 | 0
402 | 0 | 0
403 | 0 | 0
404 | 0 | 0
405 | 0 | 0
406 | 0 | 0
407 | 0 | 0
408 | 0 | 0
409 | 4.8 | 0
410 | 4.8 | 0
411 | 4.8 | 0
412 | 4.8 | 0
413 | 4.8 | 0
414 | 4.8 | 0
415 | 1.2 | 0
416 | 0 | 0
417 | 0 | 0
418 | 0 | 0
419 | 0 | 0
420 | 0 | 0
421 | 0 | 0
422 | 0 | 0
423 | 0 | 0
424 | 0 | 0
425 | 0 | 0
426 | 0 | 0
427 | 0 | 0
428 | 0 | 0
429 | 0 | 0
430 | 0 | 0
431 | 0 | 0
432 | 0 | 0
433 | 4.8 | 0
434 | 4.8 | 0
435 | 4.8 | 0
436 | 4.8 | 0
437 | 4.8 | 0
438 | 4.8 | 0
439 | 1.2 | 0
440 | 0 | 0
441 | 0 | 0
442 | 0 | 0
443 | 0 | 0
444 | 0 | 0
445 | 0 | 0
446 | 0 | 0
447 | 0 | 0
448 | 0 | 0
449 | 0 | 0
450 | 0 | 0
451 | 0 | 0
452 | 0 | 0
453 | 0 | 0
454 | 0 | 0
455 | 0 | 0
456 | 0 | 0
457 | 4.8 | 0
458 | 4.8 | 0
459 | 4.8 | 0
460 | 4.8 | 0
461 | 4.8 | 0
462 | 4.8 | 0
463 | 1.2 | 0
464 | 0 | 0
465 | 0 | 0
466 | 0 | 0
467 | 0 | 0
468 | 0 | 0
469 | 0 | 0
470 | 0 | 0
471 | 0 | 0
472 | 0 | 0
473 | 0 | 0
474 | 0 | 0
475 | 0 | 0
476 | 0 | 0
477 | 0 | 0
478 | 0 | 0
479 | 0 | 0
480 | 0 | 0
481 | 4.8 | 0
482 | 4.8 | 0
483 | 4.8 | 0
484 | 4.8 | 0
485 | 4.8 | 0
486 | 4.8 | 0
487 | 1.2 | 0
488 | 0 | 0
489 | 0 | 0
490 | 0 | 0
491 | 0 | 0
492 | 0 | 0
493 | 0 | 0
494 | 0 | 0
495 | 0 | 0
496 | 0 | 0
497 | 0 | 0
498 | 0 | 0
499 | 0 | 0
500 | 0 | 0
501 | 0 | 0
502 | 0 | 0
503 | 0 | 0
504 | 0 | 0
505 | 4.8 | 0
506 | 4.8 | 0
507 | 4.8 | 0
508 | 4.8 | 0
509 | 4.8 | 0
510 | 4.8 | 0
511 | 1.2 | 0
512 | 0 | 0
513 | 0 | 0
514 | 0 | 0
515 | 0 | 0
516 | 0 | 0
517 | 0 | 0
518 | 0 | 0
519 | 0 | 0
520 | 0 | 0
521 | 0 | 0
522 | 0 | 0
523 | 0 | 0
524 | 0 | 0
525 | 0 | 0
526 | 0 | 0
527 | 0 | 0
528 | 0 | 0
529 | 4.8 | 0
530 | 4.8 | 0
531 | 4.8 | 0
532 | 4.8 | 0
533 | 4.8 | 0
534 | 4.8 | 0
535 | 1.2 | 0
536 | 0 | 0
537 | 0 | 0
538 | 0 | 0
539 | 0 | 0
540 | 0 | 0
541 | 0 | 0
542 | 0 | 0
543 | 0 | 0
544 | 0 | 0
545 | 0 | 0
546 | 0 | 0
547 | 0 | 0
548 | 0 | 0
549 | 0 | 0
550 | 0 | 0
551 | 0 | 0
552 | 0 | 0
553 | 4.8 | 0
554 | 4.8 | 0
555 | 4.8 | 0
556 | 4.8 | 0
557 | 4.8 | 0
558 | 4.8 | 0
559 | 1.2 | 0
560 | 0 | 0
561 | 0 | 0
562 | 0 | 0
563 | 0 | 0
564 | 0 | 0
565 | 0 | 0
566 | 0 | 0
567 | 0 | 0
568 | 0 | 0
569 | 0 | 0
570 | 0 | 0
571 | 0 | 0
572 | 0 | 0
573 | 0 | 0
574 | 0 | 0
575 | 0 | 0
576 | 0 | 0
577 | 4.8 | 0
578 | 4.8 | 0
579 | 4.8 | 0
580 | 4.8 | 0
581 | 4.8 | 0
582 | 4.8 | 0
583 | 1.2 | 0
584 | 0 | 0
585 | 0 | 0
586 | 0 | 0
587 | 0 | 0
588 | 0 | 0
589 | 0 | 0
590 | 0 | 0
591 | 0 | 0
592 | 0 | 0
593 | 0 | 0
594 | 0 | 0
595 | 0 | 0
596 | 0 | 0
597 | 0 | 0
598 | 0 | 0
599 | 0 | 0
600 | 0 | 0
601 | 4.8 | 0
602 | 4.8 | 0
603 | 4.8 | 0
604 | 4.8 | 0
605 | 4.8 | 0
606 | 4.8 | 0
607 | 1.2 | 0
608 | 0 | 0
609 | 0 | 0
610 | 0 | 0
611 | 0 | 0
612 | 0 | 0
613 | 0 | 0
614 | 0 | 0
615 | 0 | 0
616 | 0 | 0
617 | 0 | 0
618 | 0 | 0
619 | 0 | 0
620 | 0 | 0
621 | 0 | 0
622 | 0 | 0
623 | 0 | 0
624 | 0 | 0
625 | 4.8 | 0
626 | 4.8 | 0
627 | 4.8 | 0
628 | 4.8 | 0
629 | 4.8 | 0
630 | 4.8 | 0
631 | 1.2 | 0
632 | 0 | 0
633 | 0 | 0
634 | 0 | 0
635 | 0 | 0
636 | 0 | 0
637 | 0 | 0
638 | 0 | 0
639 | 0 | 0
640 | 0 | 0
641 | 0 | 0
642 | 0 | 0
643 | 0 | 0
644 | 0 | 0
645 | 0 | 0
646 | 0 | 0
647 | 0 | 0
648 | 0 | 0
649 | 4.8 | 0
650 | 4.8 | 0
651 | 4.8 | 0
652 | 4.8 | 0
653 | 4.8 | 0
654 | 4.8 | 0
655 | 1.2 | 0
656 | 0 | 0
657 | 0 | 0
658 | 0 | 0
659 | 0 | 0
660 | 0 | 0
661 | 0 | 0
662 | 0 | 0
663 | 0 | 0
664 | 0 | 0
665 | 0 | 0
666 | 0 | 0
667 | 0 | 0
668 | 0 | 0
669 | 0 | 0
670 | 0 | 0
671 | 0 | 0
672 | 0 | 0
673 | 4.8 | 0
674 | 4.8 | 0
675 | 4.8 | 0
676 | 4.8 | 0
677 | 4.8 | 0
678 | 4.8 | 0
679 | 1.2 | 0
680 | 0 | 0
681 | 0 | 0
682 | 0 | 0
683 | 0 | 0
684 | 0 | 0
685 | 0 | 0
686 | 0 | 0
687 | 0 | 0
688 | 0 | 0
689 | 0 | 0
690 | 0 | 0
691 | 0 | 0
692 | 0 | 0
693 | 0 | 0
694 | 0 | 0
695 | 0 | 0
696 | 0 | 0
697 | 4.8 | 0
698 | 4.8 | 0
699 | 4.8 | 0
700 | 4.8 | 0
701 | 4.8 | 0
702 | 4.8 | 0
703 | 1.2 | 0
704 | 0 | 0
705 | 0 | 0
706 | 0 | 0
707 | 0 | 0
708 | 0 | 0
709 | 0 | 0
710 | 0 | 0
711 | 0 | 0
712 | 0 | 0
713 | 0 | 0
714 | 0 | 0
715 | 0 | 0
716 | 0 | 0
717 | 0 | 0
718 | 0 | 0
719 | 0 | 0
720 | 0 | 0
721 | 4.8 | 0
722 | 4.8 | 0
723 | 4.8 | 0
724 | 4.8 | 0
725 | 4.8 | 0
726 | 4.8 | 0
727 | 1.2 | 0
728 | 0 | 0
729 | 0 | 0
730 | 0 | 0
731 | 0 | 0
732 | 0 | 0
733 | 0 | 0
734 | 0 | 0
735 | 0 | 0
736 | 0 | 0
737 | 0 | 0
738 | 0 | 0
739 | 0 | 0
740 | 0 | 0
741 | 0 | 0
742 | 0 | 0
743 | 0 | 0
744 | 0 | 0
745 | 4.8 | 0
746 | 4.8 | 0
747 | 4.8 | 0
748 | 4.8 | 0
749 | 4.8 | 0
750 | 4.8 | 0
751 | 1.2 | 0
752 | 0 | 0
753 | 0 | 0
754 | 0 | 0
755 | 0 | 0
756 | 0 | 0
757 | 0 | 0
758 | 0 | 0
759 | 0 | 0
760 | 0 | 0
761 | 0 | 0
762 | 0 | 0
763 | 0 | 0
764 | 0 | 0
765 | 0 | 0
766 | 0 | 0
767 | 0 | 0
768 | 0 | 0
769 | 4.8 | 0
770 | 4.8 | 0
771 | 4.8 | 0
772 | 4.8 | 0
773 | 4.8 | 0
774 | 4.8 | 0
775 | 1.2 | 0
776 | 0 | 0
777 | 0 | 0
778 | 0 | 0
779 | 0 | 0
780 | 0 | 0
781 | 0 | 0
782 | 0 | 0
783 | 0 | 0
784 | 0 | 0
785 | 0 | 0
786 | 0 | 0
787 | 0 | 0
788 | 0 | 0
789 | 0 | 0
790 | 0 | 0
791 | 0 | 0
792 | 0 | 0
793 | 4.8 | 0
794 | 4.8 | 0
795 | 4.8 | 0
796 | 4.8 | 0
797 | 4.8 | 0
798 | 4.8 | 0
799 | 1.2 | 0
800 | 0 | 0
801 | 0 | 0
802 | 0 | 0
803 | 0 | 0
804 | 0 | 0
805 | 0 | 0
806 | 0 | 0
807 | 0 | 0
808 | 0 | 0
809 | 0 | 0
810 | 0 | 0
811 | 0 | 0
812 | 0 | 0
813 | 0 | 0
814 | 0 | 0
815 | 0 | 0
816 | 0 | 0
817 | 4.8 | 0
818 | 4.8 | 0
819 | 4.8 | 0
820 | 4.8 | 0
821 | 4.8 | 0
822 | 4.8 | 0
823 | 1.2 | 0
824 | 0 | 0
825 | 0 | 0
826 | 0 | 0
827 | 0 | 0
828 | 0 | 0
829 | 0 | 0
830 | 0 | 0
831 | 0 | 0
832 | 0 | 0
833 | 0 | 0
834 | 0 | 0
835 | 0 | 0
836 | 0 | 0
837 | 0 | 0
838 | 0 | 0
839 | 0 | 0
840 | 0 | 0
841 | 4.8 | 0
842 | 4.8 | 0
843 | 4.8 | 0
844 | 4.8 | 0
845 | 4.8 | 0
846 | 4.8 | 0
847 | 1.2 | 0
848 | 0 | 0
849 | 0 | 0
850 | 0 | 0
851 | 0 | 0
852 | 0 | 0
853 | 0 | 0
854 | 0 | 0
855 | 0 | 0
856 | 0 | 0
857 | 0 | 0
858 | 0 | 0
859 | 0 | 0
860 | 0 | 0
861 | 0 | 0
862 | 0 | 0
863 | 0 | 0
864 | 0 | 0
865 | 4.8 | 0
866 | 4.8 | 0
867 | 4.8 | 0
868 | 4.8 | 0
869 | 4.8 | 0
870 | 4.8 | 0
871 | 1.2 | 0
872 | 0 | 0
873 | 0 | 0
874 | 0 | 0
875 | 0 | 0
876 | 0 | 0
877 | 0 | 0
878 | 0 | 0
879 | 0 | 0
880 | 0 | 0
881 | 0 | 0
882 | 0 | 0
883 | 0 | 0
884 | 0 | 0
885 | 0 | 0
886 | 0 | 0
887 | 0 | 0
888 | 0 | 0
889 | 4.8 | 0
890 | 4.8 | 0
891 | 4.8 | 0
892 | 4.8 | 0
893 | 4.8 | 0
894 | 4.8 | 0
895 | 1.2 | 0
896 | 0 | 0
897 | 0 | 0
898 | 0 | 0
899 | 0 | 0
900 | 0 | 0
901 | 0 | 0
902 | 0 | 0
903 | 0 | 0
904 | 0 | 0
905 | 0 | 0
906 | 0 | 0
907 | 0 | 0
908 | 0 | 0
909 | 0 | 0
910 | 0 | 0
911 | 0 | 0
912 | 0 | 0
913 | 4.8 | 0
914 | 4.8 | 0
915 | 4.8 | 0
916 | 4.8 | 0
917 | 4.8 | 0
918 | 4.8 | 0
919 | 1.2 | 0
920 | 0 | 0
921 | 0 | 0
922 | 0 | 0
923 | 0 | 0
924 | 0 | 0
925 | 0 | 0
926 | 0 | 0
927 | 0 | 0
928 | 0 | 0
929 | 0 | 0
930 | 0 | 0
931 | 0 | 0
932 | 0 | 0
933 | 0 | 0
934 | 0 | 0
935 | 0 | 0
936 | 0 | 0
937 | 4.8 | 0
938 | 4.8 | 0
939 | 4.8 | 0
940 | 4.8 | 0
941 | 4.8 | 0
942 | 4.8 | 0
943 | 1.2 | 0
944 | 0 | 0
945 | 0 | 0
946 | 0 | 0
947 | 0 | 0
948 | 0 | 0
949 | 0 | 0
950 | 0 | 0
951 | 0 | 0
952 | 0 | 0
953 | 0 | 0
954 | 0 | 0
955 | 0 | 0
956 | 0 | 0
957 | 0 | 0
958 | 0 | 0
959 | 0 | 0
960 | 0 | 0
961 | 4.8 | 0
962 | 4.8 | 0
963 | 4.8 | 0
964 | 4.8 | 0
965 | 4.8 | 0
966 | 4.8 | 0
967 | 1.2 | 0
968 | 0 | 0
969 | 0 | 0
970 | 0 | 0
971 | 0 | 0
972 | 0 | 0
973 | 0 | 0
974 | 0 | 0
975 | 0 | 0
976 | 0 | 0
977 | 0 | 0
978 | 0 | 0
979 | 0 | 0
980 | 0 | 0
981 | 0 | 0
982 | 0 | 0
983 | 0 | 0
984 | 0 | 0
985 | 4.8 | 0
986 | 4.8 | 0
987 | 4.8 | 0
988 | 4.8 | 0
989 | 4.8 | 0
990 | 4.8 | 0
991 | 1.2 | 0
992 | 0 | 0
993 | 0 | 0
994 | 0 | 0
995 | 0 | 0
996 | 0 | 0
997 | 0 | 0
998 | 0 | 0
999 | 0 | 0
1000 | 0 | 0
1001 | 0 | 0
1002 | 0 | 0
1003 | 0 | 0
1004 | 0 | 0
1005 | 0 | 0
1006 | 0 | 0
1007 | 0 | 0
1008 | 0 | 0
1009 | 4.8 | 0
1010 | 4.8 | 0
1011 | 4.8 | 0
1012 | 4.8 | 0
1013 | 4.8 | 0
1014 | 4.8 | 0
1015 | 1.2 | 0
1016 | 0 | 0
1017 | 0 | 0
1018 | 0 | 0
1019 | 0 | 0
1020 | 0 | 0
1021 | 0 | 0
1022 | 0 | 0
1023 | 0 | 0
1024 | 0 | 0
1025 | 0 | 0
1026 | 0 | 0
1027 | 0 | 0
1028 | 0 | 0
1029 | 0 | 0
1030 | 0 | 0
1031 | 0 | 0
1032 | 0 | 0
1033 | 4.8 | 0
1034 | 4.8 | 0
1035 | 4.8 | 0
1036 | 4.8 | 0
1037 | 4.8 | 0
1038 | 4.8 | 0
1039 | 1.2 | 0
1040 | 0 | 0
1041 | 0 | 0
1042 | 0 | 0
1043 | 0 | 0
1044 | 0 | 0
1045 | 0 | 0
1046 | 0 | 0
1047 | 0 | 0
1048 | 0 | 0
1049 | 0 | 0
1050 | 0 | 0
1051 | 0 | 0
1052 | 0 | 0
1053 | 0 | 0
1054 | 0 | 0
1055 | 0 | 0
1056 | 0 | 0
1057 | 4.8 | 0
1058 | 4.8 | 0
1059 | 4.8 | 0
1060 | 4.8 | 0
1061 | 4.8 | 0
1062 | 4.8 | 0
1063 | 1.2 | 0
1064 | 0 | 0
1065 | 0 | 0
1066 | 0 | 0
1067 | 0 | 0
1068 | 0 | 0
1069 | 0 | 0
1070 | 0 | 0
1071 | 0 | 0
1072 | 0 | 0
1073 | 0 | 0
1074 | 0 | 0
1075 | 0 | 0
1076 | 0 | 0
1077 | 0 | 0
1078 | 0 | 0
1079 | 0 | 0
1080 | 0 | 0
1081 | 4.8 | 0
1082 | 4.8 | 0
1083 | 4.8 | 0
1084 | 4.8 | 0
1085 | 4.8 | 0
1086 | 4.8 | 0
1087 | 1.2 | 0
1088 | 0 | 0
1089 | 0 | 0
1090 | 0 | 0
1091 | 0 | 0
1092 | 0 | 0
1093 | 0 | 0
1094 | 0 | 0
1095 | 0 | 0
1096 | 0 | 0
1097 | 0 | 0
1098 | 0 | 0
1099 | 0 | 0
1100 | 0 | 0
1101 | 0 | 0
1102 | 0 | 0
1103 | 0 | 0
1104 | 0 | 0
1105 | 4.8 | 0
1106 | 4.8 | 0
1107 | 4.8 | 0
1108 | 4.8 | 0
1109 | 4.8 | 0
1110 | 4.8 | 0
1111 | 1.2 | 0
1112 | 0 | 0
1113 | 0 | 0
1114 | 0 | 0
1115 | 0 | 0
1116 | 0 | 0
1117 | 0 | 0
1118 | 0 | 0
1119 | 0 | 0
1120 | 0 | 0
1121 | 0 | 0
1122 | 0 | 0
1123 | 0 | 0
1124 | 0 | 0
1125 | 0 | 0
1126 | 0 | 0
1127 | 0 | 0
1128 | 0 | 0
1129 | 4.8 | 0
1130 | 4.8 | 0
1131 | 4.8 | 0
1132 | 4.8 | 0
1133 | 4.8 | 0
1134 | 4.8 | 0
1135 | 1.2 | 0
1136 | 0 | 0
1137 | 0 | 0
1138 | 0 | 0
1139 | 0 | 0
1140 | 0 | 0
1141 | 0 | 0
1142 | 0 | 0
1143 | 0 | 0
1144 | 0 | 0
1145 | 0 | 0
1146 | 0 | 0
1147 | 0 | 0
1148 | 0 | 0
1149 | 0 | 0
1150 | 0 | 0
1151 | 0 | 0
1152 | 0 | 0
1153 | 4.8 | 0
1154 | 4.8 | 0
1155 | 4.8 | 0
1156 | 4.8 | 0
1157 | 4.8 | 0
1158 | 4.8 | 0
1159 | 1.2 | 0
1160 | 0 | 0
1161 | 0 | 0
1162 | 0 | 0
1163 | 0 | 0
1164 | 0 | 0
1165 | 0 | 0
1166 | 0 | 0
1167 | 0 | 0
1168 | 0 | 0
1169 | 0 | 0
1170 | 0 | 0
1171 | 0 | 0
1172 | 0 | 0
1173 | 0 | 0
1174 | 0 | 0
1175 | 0 | 0
1176 | 0 | 0
1177 | 4.8 | 0
1178 | 4.8 | 0
1179 | 4.8 | 0
1180 | 4.8 | 0
1181 | 4.8 | 0
1182 | 4.8 | 0
1183 | 1.2 | 0
1184 | 0 | 0
1185 | 0 | 0
1186 | 0 | 0
1187 | 0 | 0
1188 | 0 | 0
1189 | 0 | 0
1190 | 0 | 0
1191 | 0 | 0
1192 | 0 | 0
1193 | 0 | 0
1194 | 0 | 0
1195 | 0 | 0
1196 | 0 | 0
1197 | 0 | 0
1198 | 0 | 0
1199 | 0 | 0
1200 | 0 | 0
1201 | 4.8 | 0
1202 | 4.8 | 0
1203 | 4.8 | 0
1204 | 4.8 | 0
1205 | 4.8 | 0
1206 | 4.8 | 0
1207 | 1.2 | 0
1208 | 0 | 0
1209 | 0 | 0
1210 | 0 | 0
1211 | 0 | 0
1212 | 0 | 0
1213 | 0 | 0
1214 | 0 | 0
1215 | 0 | 0
1216 | 0 | 0
1217 | 0 | 0
1218 | 0 | 0
1219 | 0 | 0
1220 | 0 | 0
1221 | 0 | 0
1222 | 0 | 0
1223 | 0 | 0
1224 | 0 | 0
1225 | 4.8 | 0
1226 | 4.8 | 0
1227 | 4.8 | 0
1228 | 4.8 | 0
1229 | 4.8 | 0
1230 | 4.8 | 0
1231 | 1.2 | 0
1232 | 0 | 0
1233 | 0 | 0
1234 | 0 | 0
1235 | 0 | 0
1236 | 0 | 0
1237 | 0 | 0
1238 | 0 | 0
1239 | 0 | 0
1240 | 0 | 0
1241 | 0 | 0
1242 | 0 | 0
1243 | 0 | 0
1244 | 0 | 0
1245 | 0 | 0
1246 | 0 | 0
1247 | 0 | 0
1248 | 0 | 0
1249 | 4.8 | 0
1250 | 4.8 | 0
1251 | 4.8 | 0
1252 | 4.8 | 0
1253 | 4.8 | 0
1254 | 4.8 | 0
1255 | 1.2 | 0
1256 | 0 | 0
1257 | 0 | 0
1258 | 0 | 0
1259 | 0 | 0
1260 | 0 | 0
1261 | 0 | 0
1262 | 0 | 0
1263 | 0 | 0
1264 | 0 | 0
1265 | 0 | 0
1266 | 0 | 0
1267 | 0 | 0
1268 | 0 | 0
1269 | 0 | 0
1270 | 0 | 0
1271 | 0 | 0
1272 | 0 | 0
1273 | 4.8 | 0
1274 | 4.8 | 0
1275 | 4.8 | 0
1276 | 4.8 | 0
1277 | 4.8 | 0
1278 | 4.8 | 0
1279 | 1.2 | 0
1280 | 0 | 0
1281 | 0 | 0
1282 | 0 | 0
1283 | 0 | 0
1284 | 0 | 0
1285 | 0 | 0
1286 | 0 | 0
1287 | 0 | 0
1288 | 0 | 0
1289 | 0 | 0
1290 | 0 | 0
1291 | 0 | 0
1292 | 0 | 0
1293 | 0 | 0
1294 | 0 | 0
1295 | 0 | 0
1296 | 0 | 0
1297 | 4.8 | 0
1298 | 4.8 | 0
1299 | 4.8 | 0
1300 | 4.8 | 0
1301 | 4.8 | 0
1302 | 4.8 | 0
1303 | 1.2 | 0
1304 | 0 | 0
1305 | 0 | 0
1306 | 0 | 0
1307 | 0 | 0
1308 | 0 | 0
1309 | 0 | 0
1310 | 0 | 0
1311 | 0 | 0
1312 | 0 | 0
1313 | 0 | 0
1314 | 0 | 0
1315 | 0 | 0
1316 | 0 | 0
1317 | 0 | 0
1318 | 0 | 0
1319 | 0 | 0
1320 | 0 | 0
1321 | 4.8 | 0
1322 | 4.8 | 0
1323 | 4.8 | 0
1324 | 4.8 | 0
1325 | 4.8 | 0
1326 | 4.8 | 0
1327 | 1.2 | 0
1328 | 0 | 0
1329 | 0 | 0
1330 | 0 | 0
1331 | 0 | 0
1332 | 0 | 0
1333 | 0 | 0
1334 | 0 | 0
1335 | 0 | 0
1336 | 0 | 0
1337 | 0 | 0
1338 | 0 | 0
1339 | 0 | 0
1340 | 0 | 0
1341 | 0 | 0
1342 | 0 | 0
1343 | 0 | 0
1344 | 0 | 0
1345 | 4.8 | 0
1346 | 4.8 | 0
1347 | 4.8 | 0
1348 | 4.8 | 0
1349 | 4.8 | 0
1350 | 4.8 | 0
1351 | 1.2 | 0
1352 | 0 | 0
1353 | 0 | 0
1354 | 0 | 0
1355 | 0 | 0
1356 | 0 | 0
1357 | 0 | 0
1358 | 0 | 0
1359 | 0 | 0
1360 | 0 | 0
1361 | 0 | 0
1362 | 0 | 0
1363 | 0 | 0
1364 | 0 | 0
1365 | 0 | 0
1366 | 0 | 0
1367 | 0 | 0
1368 | 0 | 0
1369 | 4.8 | 0
1370 | 4.8 | 0
1371 | 4.8 | 0
1372 | 4.8 | 0
1373 | 4.8 | 0
1374 | 4.8 | 0
1375 | 1.2 | 0
1376 | 0 | 0
1377 | 0 | 0
1378 | 0 | 0
1379 | 0 | 0
1380 | 0 | 0
1381 | 0 | 0
1382 | 0 | 0
1383 | 0 | 0
1384 | 0 | 0
1385 | 0 | 0
1386 | 0 | 0
1387 | 0 | 0
1388 | 0 | 0
1389 | 0 | 0
1390 | 0 | 0
1391 | 0 | 0
1392 | 0 | 0
1393 | 4.8 | 0
1394 | 4.8 | 0
1395 | 4.8 | 0
1396 | 4.8 | 0
1397 | 4.8 | 0
1398 | 4.8 | 0
1399 | 1.2 | 0
1400 | 0 | 0
1401 | 0 | 0
1402 | 0 | 0
1403 | 0 | 0
1404 | 0 | 0
1405 | 0 | 0
1406 | 0 | 0
1407 | 0 | 0
1408 | 0 | 0
1409 | 0 | 0
1410 | 0 | 0
1411 | 0 | 0
1412 | 0 | 0
1413 | 0 | 0
1414 | 0 | 0
1415 | 0 | 0
1416 | 0 | 0
1417 | 4.8 | 0
1418 | 4.8 | 0
1419 | 4.8 | 0
1420 | 4.8 | 0
1421 | 4.8 | 0
1422 | 4.8 | 0
1423 | 1.2 | 0
1424 | 0 | 0
1425 | 0 | 0
1426 | 0 | 0
1427 | 0 | 0
1428 | 0 | 0
1429 | 0 | 0
1430 | 0 | 0
1431 | 0 | 0
1432 | 0 | 0
1433 | 0 | 0
1434 | 0 | 0
1435 | 0 | 0
1436 | 0 | 0
1437 | 0 | 0
1438 | 0 | 0
1439 | 0 | 0
1440 | 0 | 0
1441 | 4.8 | 0
1442 | 4.8 | 0
1443 | 4.8 | 0
1444 | 4.8 | 0
1445 | 4.8 | 0
1446 | 4.8 | 0
1447 | 1.2 | 0
1448 | 0 | 0
1449 | 0 | 0
1450 | 0 | 0
1451 | 0 | 0
1452 | 0 | 0
1453 | 0 | 0
1454 | 0 | 0
1455 | 0 | 0
1456 | 0 | 0
1457 | 0 | 0
1458 | 0 | 0
1459 | 0 | 0
1460 | 0 | 0
1461 | 0 | 0
1462 | 0 | 0
1463 | 0 | 0
1464 | 0 | 0
1465 | 4.8 | 0
1466 | 4.8 | 0
1467 | 4.8 | 0
1468 | 4.8 | 0
1469 | 4.8 | 0
1470 | 4.8 | 0
1471 | 1.2 | 0
1472 | 0 | 0
1473 | 0 | 0
1474 | 0 | 0
1475 | 0 | 0
1476 | 0 | 0
1477 | 0 | 0
1478 | 0 | 0
1479 | 0 | 0
1480 | 0 | 0
1481 | 0 | 0
1482 | 0 | 0
1483 | 0 | 0
1484 | 0 | 0
1485 | 0 | 0
1486 | 0 | 0
1487 | 0 | 0
1488 | 0 | 0
1489 | 4.8 | 0
1490 | 4.8 | 0
1491 | 4.8 | 0
1492 | 4.8 | 0
1493 | 4.8 | 0
1494 | 4.8 | 0
1495 | 1.2 | 0
1496 | 0 | 0
1497 | 0 | 0
1498 | 0 | 0
1499 | 0 | 0
1500 | 0 | 0
1501 | 0 | 0
1502 | 0 | 0
1503 | 0 | 0
1504 | 0 | 0
1505 | 0 | 0
1506 | 0 | 0
1507 | 0 | 0
1508 | 0 | 0
1509 | 0 | 0
1510 | 0 | 0
1511 | 0 | 0
1512 | 0 | 0
1513 | 4.8 | 0
1514 | 4.8 | 0
1515 | 4.8 | 0
1516 | 4.8 | 0
1517 | 4.8 | 0
1518 | 4.8 | 0
1519 | 1.2 | 0
1520 | 0 | 0
1521 | 0 | 0
1522 | 0 | 0
1523 | 0 | 0
1524 | 0 | 0
1525 | 0 | 0
1526 | 0 | 0
1527 | 0 | 0
1528 | 0 | 0
1529 | 0 | 0
1530 | 0 | 0
1531 | 0 | 0
1532 | 0 | 0
1533 | 0 | 0
1534 | 0 | 0
1535 | 0 | 0
1536 | 0 | 0
1537 | 4.8 | 0
1538 | 4.8 | 0
1539 | 4.8 | 0
1540 | 4.8 | 0
1541 | 4.8 | 0
1542 | 4.8 | 0
1543 | 1.2 | 0
1544 | 0 | 0
1545 | 0 | 0
1546 | 0 | 0
1547 | 0 | 0
1548 | 0 | 0
1549 | 0 | 0
1550 | 0 | 0
1551 | 0 | 0
1552 | 0 | 0
1553 | 0 | 0
1554 | 0 | 0
1555 | 0 | 0
1556 | 0 | 0
1557 | 0 | 0
1558 | 0 | 0
1559 | 0 | 0
1560 | 0 | 0
1561 | 4.8 | 0
1562 | 4.8 | 0
1563 | 4.8 | 0
1564 | 4.8 | 0
1565 | 4.8 | 0
1566 | 4.8 | 0
1567 | 1.2 | 0
1568 | 0 | 0
1569 | 0 | 0
1570 | 0 | 0
1571 | 0 | 0
1572 | 0 | 0
1573 | 0 | 0
1574 | 0 | 0
1575 | 0 | 0
1576 | 0 | 0
1577 | 0 | 0
1578 | 0 | 0
1579 | 0 | 0
1580 | 0 | 0
1581 | 0 | 0
1582 | 0 | 0
1583 | 0 | 0
1584 | 0 | 0
1585 | 4.8 | 0
1586 | 4.8 | 0
1587 | 4.8 | 0
1588 | 4.8 | 0
1589 | 4.8 | 0
1590 | 4.8 | 0
1591 | 1.2 | 0
1592 | 0 | 0
1593 | 0 | 0
1594 | 0 | 0
1595 | 0 | 0
1596 | 0 | 0
1597 | 0 | 0
1598 | 0 | 0
1599 | 0 | 0
1600 | 0 | 0
1601 | 0 | 0
1602 | 0 | 0
1603 | 0 | 0
1604 | 0 | 0
1605 | 0 | 0
1606 | 0 | 0
1607 | 0 | 0
1608 | 0 | 0
1609 | 4.8 | 0
1610 | 4.8 | 0
1611 | 4.8 | 0
1612 | 4.8 | 0
1613 | 4.8 | 0
1614 | 4.8 | 0
1615 | 1.2 | 0
1616 | 0 | 0
1617 | 0 | 0
1618 | 0 | 0
1619 | 0 | 0
1620 | 0 | 0
1621 | 0 | 0
1622 | 0 | 0
1623 | 0 | 0
1624 | 0 | 0
1625 | 0 | 0
1626 | 0 | 0
1627 | 0 | 0
1628 | 0 | 0
1629 | 0 | 0
1630 | 0 | 0
1631 | 0 | 0
1632 | 0 | 0
1633 | 4.8 | 0
1634 | 4.8 | 0
1635 | 4.8 | 0
1636 | 4.8 | 0
1637 | 4.8 | 0
1638 | 4.8 | 0
1639 | 1.2 | 0
1640 | 0 | 0
1641 | 0 | 0
1642 | 0 | 0
1643 | 0 | 0
1644 | 0 | 0
1645 | 0 | 0
1646 | 0 | 0
1647 | 0 | 0
1648 | 0 | 0
1649 | 0 | 0
1650 | 0 | 0
1651 | 0 | 0
1652 | 0 | 0
1653 | 0 | 0
1654 | 0 | 0
1655 | 0 | 0
1656 | 0 | 0
1657 | 4.8 | 0
1658 | 4.8 | 0
1659 | 4.8 | 0
1660 | 4.8 | 0
1661 | 4.8 | 0
1662 | 4.8 | 0
1663 | 1.2 | 0
1664 | 0 | 0
1665 | 0 | 0
1666 | 0 | 0
1667 | 0 | 0
1668 | 0 | 0
1669 | 0 | 0
1670 | 0 | 0
1671 | 0 | 0
1672 | 0 | 0
1673 | 0 | 0
1674 | 0 | 0
1675 | 0 | 0
1676 | 0 | 0
1677 | 0 | 0
1678 | 0 | 0
1679 | 0 | 0
1680 | 0 | 0
1681 | 4.8 | 0
1682 | 4.8 | 0
1683 | 4.8 | 0
1684 | 4.8 | 0
1685 | 4.8 | 0
1686 | 4.8 | 0
1687 | 1.2 | 0
1688 | 0 | 0
1689 | 0 | 0
1690 | 0 | 0
1691 | 0 | 0
1692 | 0 | 0
1693 | 0 | 0
1694 | 0 | 0
1695 | 0 | 0
1696 | 0 | 0
1697 | 0 | 0
1698 | 0 | 0
1699 | 0 | 0
1700 | 0 | 0
1701 | 0 | 0
1702 | 0 | 0
1703 | 0 | 0
1704 | 0 | 0
1705 | 4.8 | 0
1706 | 4.8 | 0
1707 | 4.8 | 0
1708 | 4.8 | 0
1709 | 4.8 | 0
1710 | 4.8 | 0
1711 | 1.2 | 0
1712 | 0 | 0
1713 | 0 | 0
1714 | 0 | 0
1715 | 0 | 0
1716 | 0 | 0
1717 | 0 | 0
1718 | 0 | 0
1719 | 0 | 0
1720 | 0 | 0
1721 | 0 | 0
1722 | 0 | 0
1723 | 0 | 0
1724 | 0 | 0
1725 | 0 | 0
1726 | 0 | 0
1727 | 0 | 0
1728 | 0 | 0
1729 | 4.8 | 0
1730 | 4.8 | 0
1731 | 4.8 | 0
1732 | 4.8 | 0
1733 | 4.8 | 0
1734 | 4.8 | 0
1735 | 1.2 | 0
1736 | 0 | 0
1737 | 0 | 0
1738 | 0 | 0
1739 | 0 | 0
1740 | 0 | 0
1741 | 0 | 0
1742 | 0 | 0
1743 | 0 | 0
1744 | 0 | 0
1745 | 0 | 0
1746 | 0 | 0
1747 | 0 | 0
1748 | 0 | 0
1749 | 0 | 0
1750 | 0 | 0
1751 | 0 | 0
1752 | 0 | 0
1753 | 4.8 | 0
1754 | 4.8 | 0
1755 | 4.8 | 0
1756 | 4.8 | 0
1757 | 4.8 | 0
1758 | 4.8 | 0
1759 | 1.2 | 0
1760 | 0 | 0
1761 | 0 | 0
1762 | 0 | 0
1763 | 0 | 0
1764 | 0 | 0
1765 | 0 | 0
1766 | 0 | 0
1767 | 0 | 0
1768 | 0 | 0
1769 | 0 | 0
1770 | 0 | 0
1771 | 0 | 0
1772 | 0 | 0
1773 | 0 | 0
1774 | 0 | 0
1775 | 0 | 0
1776 | 0 | 0
1777 | 4.8 | 0
1778 | 4.8 | 0
1779 | 4.8 | 0
1780 | 4.8 | 0
1781 | 4.8 | 0
1782 | 4.8 | 0
1783 | 1.2 | 0
1784 | 0 | 0
1785 | 0 | 0
1786 | 0 | 0
1787 | 0 | 0
1788 | 0 | 0
1789 | 0 | 0
1790 | 0 | 0
1791 | 0 | 0
1792 | 0 | 0
1793 | 0 | 0
1794 | 0 | 0
1795 | 0 | 0
1796 | 0 | 0
1797 | 0 | 0
1798 | 0 | 0
1799 | 0 | 0
1800 | 0 | 0
1801 | 4.8 | 0
1802 | 4.8 | 0
1803 | 4.8 | 0
1804 | 4.8 | 0
1805 | 4.8 | 0
1806 | 4.8 | 0
1807 | 1.2 | 0
1808 | 0 | 0
1809 | 0 | 0
1810 | 0 | 0
1811 | 0 | 0
1812 | 0 | 0
1813 | 0 | 0
1814 | 0 | 0
1815 | 0 | 0
1816 | 0 | 0
1817 | 0 | 0
1818 | 0 | 0
1819 | 0 | 0
1820 | 0 | 0
1821 | 0 | 0
1822 | 0 | 0
1823 | 0 | 0
1824 | 0 | 0
1825 | 4.8 | 0
1826 | 4.8 | 0
1827 | 4.8 | 0
1828 | 4.8 | 0
1829 | 4.8 | 0
1830 | 4.8 | 0
1831 | 1.2 | 0
1832 | 0 | 0
1833 | 0 | 0
1834 | 0 | 0
1835 | 0 | 0
1836 | 0 | 0
1837 | 0 | 0
1838 | 0 | 0
1839 | 0 | 0
1840 | 0 | 0
1841 | 0 | 0
1842 | 0 | 0
1843 | 0 | 0
1844 | 0 | 0
1845 | 0 | 0
1846 | 0 | 0
1847 | 0 | 0
1848 | 0 | 0
1849 | 4.8 | 0
1850 | 4.8 | 0
1851 | 4.8 | 0
1852 | 4.8 | 0
1853 | 4.8 | 0
1854 | 4.8 | 0
1855 | 1.2 | 0
1856 | 0 | 0
1857 | 0 | 0
1858 | 0 | 0
1859 | 0 | 0
1860 | 0 | 0
1861 | 0 | 0
1862 | 0 | 0
1863 | 0 | 0
1864 | 0 | 0
1865 | 0 | 0
1866 | 0 | 0
1867 | 0 | 0
1868 | 0 | 0
1869 | 0 | 0
1870 | 0 | 0
1871 | 0 | 0
1872 | 0 | 0
1873 | 4.8 | 0
1874 | 4.8 | 0
1875 | 4.8 | 0
1876 | 4.8 | 0
1877 | 4.8 | 0
1878 | 4.8 | 0
1879 | 1.2 | 0
1880 | 0 | 0
1881 | 0 | 0
1882 | 0 | 0
1883 | 0 | 0
1884 | 0 | 0
1885 | 0 | 0
1886 | 0 | 0
1887 | 0 | 0
1888 | 0 | 0
1889 | 0 | 0
1890 | 0 | 0
1891 | 0 | 0
1892 | 0 | 0
1893 | 0 | 0
1894 | 0 | 0
1895 | 0 | 0
1896 | 0 | 0
1897 | 4.8 | 0
1898 | 4.8 | 0
1899 | 4.8 | 0
1900 | 4.8 | 0
1901 | 4.8 | 0
1902 | 4.8 | 0
1903 | 1.2 | 0
1904 | 0 | 0
1905 | 0 | 0
1906 | 0 | 0
1907 | 0 | 0
1908 | 0 | 0
1909 | 0 | 0
1910 | 0 | 0
1911 | 0 | 0
1912 | 0 | 0
1913 | 0 | 0
1914 | 0 | 0
1915 | 0 | 0
1916 | 0 | 0
1917 | 0 | 0
1918 | 0 | 0
1919 | 0 | 0
1920 | 0 | 0
1921 | 4.8 | 0
1922 | 4.8 | 0
1923 | 4.8 | 0
1924 | 4.8 | 0
1925 | 4.8 | 0
1926 | 4.8 | 0
1927 | 1.2 | 0
1928 | 0 | 0
1929 | 0 | 0
1930 | 0 | 0
1931 | 0 | 0
1932 | 0 | 0
1933 | 0 | 0
1934 | 0 | 0
1935 | 0 | 0
1936 | 0 | 0
1937 | 0 | 0
1938 | 0 | 0
1939 | 0 | 0
1940 | 0 | 0
1941 | 0 | 0
1942 | 0 | 0
1943 | 0 | 0
1944 | 0 | 0
1945 | 4.8 | 0
1946 | 4.8 | 0
1947 | 4.8 | 0
1948 | 4.8 | 0
1949 | 4.8 | 0
1950 | 4.8 | 0
1951 | 1.2 | 0
1952 | 0 | 0
1953 | 0 | 0
1954 | 0 | 0
1955 | 0 | 0
1956 | 0 | 0
1957 | 0 | 0
1958 | 0 | 0
1959 | 0 | 0
1960 | 0 | 0
1961 | 0 | 0
1962 | 0 | 0
1963 | 0 | 0
1964 | 0 | 0
1965 | 0 | 0
1966 | 0 | 0
1967 | 0 | 0
1968 | 0 | 0
1969 | 4.8 | 0
1970 | 4.8 | 0
1971 | 4.8 | 0
1972 | 4.8 | 0
1973 | 4.8 | 0
1974 | 4.8 | 0
1975 | 1.2 | 0
1976 | 0 | 0
1977 | 0 | 0
1978 | 0 | 0
1979 | 0 | 0
1980 | 0 | 0
1981 | 0 | 0
1982 | 0 | 0
1983 | 0 | 0
1984 | 0 | 0
1985 | 0 | 0
1986 | 0 | 0
1987 | 0 | 0
1988 | 0 | 0
1989 | 0 | 0
1990 | 0 | 0
1991 | 0 | 0
1992 | 0 | 0
1993 | 4.8 | 0
1994 | 4.8 | 0
1995 | 4.8 | 0
1996 | 4.8 | 0
1997 | 4.8 | 0
1998 | 4.8 | 0
1999 | 1.2 | 0
2000 | 0 | 0
2001 | 0 | 0
2002 | 0 | 0
2003 | 0 | 0
2004 | 0 | 0
2005 | 0 | 0
2006 | 0 | 0
2007 | 0 | 0
2008 | 0 | 0
2009 | 0 | 0
2010 | 0 | 0
2011 | 0 | 0
2012 | 0 | 0
2013 | 0 | 0
2014 | 0 | 0
2015 | 0 | 0
2016 | 0 | 0
2017 | 4.8 | 0
2018 | 4.8 | 0
2019 | 4.8 | 0
2020 | 4.8 | 0
2021 | 4.8 | 0
2022 | 4.8 | 0
2023 | 1.2 | 0
2024 | 0 | 0
2025 | 0 | 0
2026 | 0 | 0
2027 | 0 | 0
2028 | 0 | 0
2029 | 0 | 0
2030 | 0 | 0
2031 | 0 | 0
2032 | 0 | 0
2033 | 0 | 0
2034 | 0 | 0
2035 | 0 | 0
2036 | 0 | 0
2037 | 0 | 0
2038 | 0 | 0
2039 | 0 | 0
2040 | 0 | 0
2041 | 4.8 | 0
2042 | 4.8 | 0
2043 | 4.8 | 0
2044 | 4.8 | 0
2045 | 4.8 | 0
2046 | 4.8 | 0
2047 | 1.2 | 0
2048 | 0 | 0
2049 | 0 | 0
2050 | 0 | 0
2051 | 0 | 0
2052 | 0 | 0
2053 | 0 | 0
2054 | 0 | 0
2055 | 0 | 0
2056 | 0 | 0
2057 | 0 | 0
2058 | 0 | 0
2059 | 0 | 0
2060 | 0 | 0
2061 | 0 | 0
2062 | 0 | 0
2063 | 0 | 0
2064 | 0 | 0
2065 | 4.8 | 0
2066 | 4.8 | 0
2067 | 4.8 | 0
2068 | 4.8 | 0
2069 | 4.8 | 0
2070 | 4.8 | 0
2071 | 1.2 | 0
2072 | 0 | 0
2073 | 0 | 0
2074 | 0 | 0
2075 | 0 | 0
2076 | 0 | 0
2077 | 0 | 0
2078 | 0 | 0
2079 | 0 | 0
2080 | 0 | 0
2081 | 0 | 0
2082 | 0 | 0
2083 | 0 | 0
2084 | 0 | 0
2085 | 0 | 0
2086 | 0 | 0
2087 | 0 | 0
2088 | 0 | 0
2089 | 4.8 | 0
2090 | 4.8 | 0
2091 | 4.8 | 0
2092 | 4.8 | 0
2093 | 4.8 | 0
2094 | 4.8 | 0
2095 | 1.2 | 0
2096 | 0 | 0
2097 | 0 | 0
2098 | 0 | 0
2099 | 0 | 0
2100 | 0 | 0
2101 | 0 | 0
2102 | 0 | 0
2103 | 0 | 0
2104 | 0 | 0
2105 | 0 | 0
2106 | 0 | 0
2107 | 0 | 0
2108 | 0 | 0
2109 | 0 | 0
2110 | 0 | 0
2111 | 0 | 0
2112 | 0 | 0
2113 | 4.8 | 0
2114 | 4.8 | 0
2115 | 4.8 | 0
2116 | 4.8 | 0
2117 | 4.8 | 0
2118 | 4.8 | 0
2119 | 1.2 | 0
2120 | 0 | 0
2121 | 0 | 0
2122 | 0 | 0
2123 | 0 | 0
2124 | 0 | 0
2125 | 0 | 0
2126 | 0 | 0
2127 | 0 | 0
2128 | 0 | 0
2129 | 0 | 0
2130 | 0 | 0
2131 | 0 | 0
2132 | 0 | 0
2133 | 0 | 0
2134 | 0 | 0
2135 | 0 | 0
2136 | 0 | 0
2137 | 4.8 | 0
2138 | 4.8 | 0
2139 | 4.8 | 0
2140 | 4.8 | 0
2141 | 4.8 | 0
2142 | 4.8 | 0
2143 | 1.2 | 0
2144 | 0 | 0
2145 | 0 | 0
2146 | 0 | 0
2147 | 0 | 0
2148 | 0 | 0
2149 | 0 | 0
2150 | 0 | 0
2151 | 0 | 0
2152 | 0 | 0
2153 | 0 | 0
2154 | 0 | 0
2155 | 0 | 0
2156 | 0 | 0
2157 | 0 | 0
2158 | 0 | 0
2159 | 0 | 0
2160 | 0 | 0
2161 | 4.8 | 0
2162 | 4.8 | 0
2163 | 4.8 | 0
2164 | 4.8 | 0
2165 | 4.8 | 0
2166 | 4.8 | 0
2167 | 1.2 | 0
2168 | 0 | 0
2169 | 0 | 0
2170 | 0 | 0
2171 | 0 | 0
2172 | 0 | 0
2173 | 0 | 0
2174 | 0 | 0
2175 | 0 | 0
2176 | 0 | 0
2177 | 0 | 0
2178 | 0 | 0
2179 | 0 | 0
2180 | 0 | 0
2181 | 0 | 0
2182 | 0 | 0
2183 | 0 | 0
2184 | 0 | 0
2185 | 4.8 | 0
2186 | 4.8 | 0
2187 | 4.8 | 0
2188 | 4.8 | 0
2189 | 4.8 | 0
2190 | 4.8 | 0
2191 | 1.2 | 0
2192 | 0 | 0
2193 | 0 | 0
2194 | 0 | 0
2195 | 0 | 0
2196 | 0 | 0
2197 | 0 | 0
2198 | 0 | 0
2199 | 0 | 0
2200 | 0 | 0
2201 | 0 | 0
2202 | 0 | 0
2203 | 0 | 0
2204 | 0 | 0
2205 | 0 | 0
2206 | 0 | 0
2207 | 0 | 0
2208 | 0 | 0
2209 | 4.8 | 0
2210 | 4.8 | 0
2211 | 4.8 | 0
2212 | 4.8 | 0
2213 | 4.8 | 0
2214 | 4.8 | 0
2215 | 1.2 | 0
2216 | 0 | 0
2217 | 0 | 0
2218 | 0 | 0
2219 | 0 | 0
2220 | 0 | 0
2221 | 0 | 0
2222 | 0 | 0
2223 | 0 | 0
2224 | 0 | 0
2225 | 0 | 0
2226 | 0 | 0
2227 | 0 | 0
2228 | 0 | 0
2229 | 0 | 0
2230 | 0 | 0
2231 | 0 | 0
2232 | 0 | 0
2233 | 4.8 | 0
2234 | 4.8 | 0
2235 | 4.8 | 0
2236 | 4.8 | 0
2237 | 4.8 | 0
2238 | 4.8 | 0
2239 | 1.2 | 0
2240 | 0 | 0
2241 | 0 | 0
2242 | 0 | 0
2243 | 0 | 0
2244 | 0 | 0
2245 | 0 | 0
2246 | 0 | 0
2247 | 0 | 0
2248 | 0 | 0
2249 | 0 | 0
2250 | 0 | 0
2251 | 0 | 0
2252 | 0 | 0
2253 | 0 | 0
2254 | 0 | 0
2255 | 0 | 0
2256 | 0 | 0
2257 | 4.8 | 0
2258 | 4.8 | 0
2259 | 4.8 | 0
2260 | 4.8 | 0
2261 | 4.8 | 0
2262 | 4.8 | 0
2263 | 1.2 | 0
2264 | 0 | 0
2265 | 0 | 0
2266 | 0 | 0
2267 | 0 | 0
2268 | 0 | 0
2269 | 0 | 0
2270 | 0 | 0
2271 | 0 | 0
2272 | 0 | 0
2273 | 0 | 0
2274 | 0 | 0
2275 | 0 | 0
2276 | 0 | 0
2277 | 0 | 0
2278 | 0 | 0
2279 | 0 | 0
2280 | 0 | 0
2281 | 4.8 | 0
2282 | 4.8 | 0
2283 | 4.8 | 0
2284 | 4.8 | 0
2285 | 4.8 | 0
2286 | 4.8 | 0
2287 | 1.2 | 0
2288 | 0 | 0
2289 | 0 | 0
2290 | 0 | 0
2291 | 0 | 0
2292 | 0 | 0
2293 | 0 | 0
2294 | 0 | 0
2295 | 0 | 0
2296 | 0 | 0
2297 | 0 | 0
2298 | 0 | 0
2299 | 0 | 0
2300 | 0 | 0
2301 | 0 | 0
2302 | 0 | 0
2303 | 0 | 0
2304 | 0 | 0
2305 | 4.8 | 0
2306 | 4.8 | 0
2307 | 4.8 | 0
2308 | 4.8 | 0
2309 | 4.8 | 0
2310 | 4.8 | 0
2311 | 1.2 | 0
2312 | 0 | 0
2313 | 0 | 0
2314 | 0 | 0
2315 | 0 | 0
2316 | 0 | 0
2317 | 0 | 0
2318 | 0 | 0
2319 | 0 | 0
2320 | 0 | 0
2321 | 0 | 0
2322 | 0 | 0
2323 | 0 | 0
2324 | 0 | 0
2325 | 0 | 0
2326 | 0 | 0
2327 | 0 | 0
2328 | 0 | 0
2329 | 4.8 | 0
2330 | 4.8 | 0
2331 | 4.8 | 0
2332 | 4.8 | 0
2333 | 4.8 | 0
2334 | 4.8 | 0
2335 | 1.2 | 0
2336 | 0 | 0
2337 | 0 | 0
2338 | 0 | 0
2339 | 0 | 0
2340 | 0 | 0
2341 | 0 | 0
2342 | 0 | 0
2343 | 0 | 0
2344 | 0 | 0
2345 | 0 | 0
2346 | 0 | 0
2347 | 0 | 0
2348 | 0 | 0
2349 | 0 | 0
2350 | 0 | 0
2351 | 0 | 0
2352 | 0 | 0
2353 | 4.8 | 0
2354 | 4.8 | 0
2355 | 4.8 | 0
2356 | 4.8 | 0
2357 | 4.8 | 0
2358 | 4.8 | 0
2359 | 1.2 | 0
2360 | 0 | 0
2361 | 0 | 0
2362 | 0 | 0
2363 | 0 | 0
2364 | 0 | 0
2365 | 0 | 0
2366 | 0 | 0
2367 | 0 | 0
2368 | 0 | 0
2369 | 0 | 0
2370 | 0 | 0
2371 | 0 | 0
2372 | 0 | 0
2373 | 0 | 0
2374 | 0 | 0
2375 | 0 | 0
2376 | 0 | 0
2377 | 4.8 | 0
2378 | 4.8 | 0
2379 | 4.8 | 0
2380 | 4.8 | 0
2381 | 4.8 | 0
2382 | 4.8 | 0
2383 | 1.2 | 0
2384 | 0 | 0
2385 | 0 | 0
2386 | 0 | 0
2387 | 0 | 0
2388 | 0 | 0
2389 | 0 | 0
2390 | 0 | 0
2391 | 0 | 0
2392 | 0 | 0
2393 | 0 | 0
2394 | 0 | 0
2395 | 0 | 0
2396 | 0 | 0
2397 | 0 | 0
2398 | 0 | 0
2399 | 0 | 0
2400 | 0 | 0
2401 | 4.8 | 0
2402 | 4.8 | 0
2403 | 4.8 | 0
2404 | 4.8 | 0
2405 | 4.8 | 0
2406 | 4.8 | 0
2407 | 1.2 | 0
2408 | 0 | 0
2409 | 0 | 0
2410 | 0 | 0
2411 | 0 | 0
2412 | 0 | 0
2413 | 0 | 0
2414 | 0 | 0
2415 | 0 | 0
2416 | 0 | 0
2417 | 0 | 0
2418 | 0 | 0
2419 | 0 | 0
2420 | 0 | 0
2421 | 0 | 0
2422 | 0 | 0
2423 | 0 | 0
2424 | 0 | 0
2425 | 4.8 | 0
2426 | 4.8 | 0
2427 | 4.8 | 0
2428 | 4.8 | 0
2429 | 4.8 | 0
2430 | 4.8 | 0
2431 | 1.2 | 0
2432 | 0 | 0
2433 | 0 | 0
2434 | 0 | 0
2435 | 0 | 0
2436 | 0 | 0
2437 | 0 | 0
2438 | 0 | 0
2439 | 0 | 0
2440 | 0 | 0
2441 | 0 | 0
2442 | 0 | 0
2443 | 0 | 0
2444 | 0 | 0
2445 | 0 | 0
2446 | 0 | 0
2447 | 0 | 0
2448 | 0 | 0
2449 | 4.8 | 0
2450 | 4.8 | 0
2451 | 4.8 | 0
2452 | 4.8 | 0
2453 | 4.8 | 0
2454 | 4.8 | 0
2455 | 1.2 | 0
2456 | 0 | 0
2457 | 0 | 0
2458 | 0 | 0
2459 | 0 | 0
2460 | 0 | 0
2461 | 0 | 0
2462 | 0 | 0
2463 | 0 | 0
2464 | 0 | 0
2465 | 0 | 0
2466 | 0 | 0
2467 | 0 | 0
2468 | 0 | 0
2469 | 0 | 0
2470 | 0 | 0
2471 | 0 | 0
2472 | 0 | 0
2473 | 4.8 | 0
2474 | 4.8 | 0
2475 | 4.8 | 0
2476 | 4.8 | 0
2477 | 4.8 | 0
2478 | 4.8 | 0
2479 | 1.2 | 0
2480 | 0 | 0
2481 | 0 | 0
2482 | 0 | 0
2483 | 0 | 0
2484 | 0 | 0
2485 | 0 | 0
2486 | 0 | 0
2487 | 0 | 0
2488 | 0 | 0
2489 | 0 | 0
2490 | 0 | 0
2491 | 0 | 0
2492 | 0 | 0
2493 | 0 | 0
2494 | 0 | 0
2495 | 0 | 0
2496 | 0 | 0
2497 | 4.8 | 0
2498 | 4.8 | 0
2499 | 4.8 | 0
2500 | 4.8 | 0
2501 | 4.8 | 0
2502 | 4.8 | 0
2503 | 1.2 | 0
2504 | 0 | 0
2505 | 0 | 0
2506 | 0 | 0
2507 | 0 | 0
2508 | 0 | 0
2509 | 0 | 0
2510 | 0 | 0
2511 | 0 | 0
2512 | 0 | 0
2513 | 0 | 0
2514 | 0 | 0
2515 | 0 | 0
2516 | 0 | 0
2517 | 0 | 0
2518 | 0 | 0
2519 | 0 | 0
2520 | 0 | 0
2521 | 4.8 | 0
2522 | 4.8 | 0
2523 | 4.8 | 0
2524 | 4.8 | 0
2525 | 4.8 | 0
2526 | 4.8 | 0
2527 | 1.2 | 0
2528 | 0 | 0
2529 | 0 | 0
2530 | 0 | 0
2531 | 0 | 0
2532 | 0 | 0
2533 | 0 | 0
2534 | 0 | 0
2535 | 0 | 0
2536 | 0 | 0
2537 | 0 | 0
2538 | 0 | 0
2539 | 0 | 0
2540 | 0 | 0
2541 | 0 | 0
2542 | 0 | 0
2543 | 0 | 0
2544 | 0 | 0
2545 | 4.8 | 0
2546 | 4.8 | 0
2547 | 4.8 | 0
2548 | 4.8 | 0
2549 | 4.8 | 0
2550 | 4.8 | 0
2551 | 1.2 | 0
2552 | 0 | 0
2553 | 0 | 0
2554 | 0 | 0
2555 | 0 | 0
2556 | 0 | 0
2557 | 0 | 0
2558 | 0 | 0
2559 | 0 | 0
2560 | 0 | 0
2561 | 0 | 0
2562 | 0 | 0
2563 | 0 | 0
2564 | 0 | 0
2565 | 0 | 0
2566 | 0 | 0
2567 | 0 | 0
2568 | 0 | 0
2569 | 4.8 | 0
2570 | 4.8 | 0
2571 | 4.8 | 0
2572 | 4.8 | 0
2573 | 4.8 | 0
2574 | 4.8 | 0
2575 | 1.2 | 0
2576 | 0 | 0
2577 | 0 | 0
2578 | 0 | 0
2579 | 0 | 0
2580 | 0 | 0
2581 | 0 | 0
2582 | 0 | 0
2583 | 0 | 0
2584 | 0 | 0
2585 | 0 | 0
2586 | 0 | 0
2587 | 0 | 0
2588 | 0 | 0
2589 | 0 | 0
2590 | 0 | 0
2591 | 0 | 0
2592 | 0 | 0
2593 | 4.8 | 0
2594 | 4.8 | 0
2595 | 4.8 | 0
2596 | 4.8 | 0
2597 | 4.8 | 0
2598 | 4.8 | 0
2599 | 1.2 | 0
2600 | 0 | 0
2601 | 0 | 0
2602 | 0 | 0
2603 | 0 | 0
2604 | 0 | 0
2605 | 0 | 0
2606 | 0 | 0
2607 | 0 | 0
2608 | 0 | 0
2609 | 0 | 0
2610 | 0 | 0
2611 | 0 | 0
2612 | 0 | 0
2613 | 0 | 0
2614 | 0 | 0
2615 | 0 | 0
2616 | 0 | 0
2617 | 4.8 | 0
2618 | 4.8 | 0
2619 | 4.8 | 0
2620 | 4.8 | 0
2621 | 4.8 | 0
2622 | 4.8 | 0
2623 | 1.2 | 0
2624 | 0 | 0
2625 | 0 | 0
2626 | 0 | 0
2627 | 0 | 0
2628 | 0 | 0
2629 | 0 | 0
2630 | 0 | 0
2631 | 0 | 0
2632 | 0 | 0
2633 | 0 | 0
2634 | 0 | 0
2635 | 0 | 0
2636 | 0 | 0
2637 | 0 | 0
2638 | 0 | 0
2639 | 0 | 0
2640 | 0 | 0
2641 | 4.8 | 0
2642 | 4.8 | 0
2643 | 4.8 | 0
2644 | 4.8 | 0
2645 | 4.8 | 0
2646 | 4.8 | 0
2647 | 1.2 | 0
2648 | 0 | 0
2649 | 0 | 0
2650 | 0 | 0
2651 | 0 | 0
2652 | 0 | 0
2653 | 0 | 0
2654 | 0 | 0
2655 | 0 | 0
2656 | 0 | 0
2657 | 0 | 0
2658 | 0 | 0
2659 | 0 | 0
2660 | 0 | 0
2661 | 0 | 0
2662 | 0 | 0
2663 | 0 | 0
2664 | 0 | 0
2665 | 4.8 | 0
2666 | 4.8 | 0
2667 | 4.8 | 0
2668 | 4.8 | 0
2669 | 4.8 | 0
2670 | 4.8 | 0
2671 | 1.2 | 0
2672 | 0 | 0
2673 | 0 | 0
2674 | 0 | 0
2675 | 0 | 0
2676 | 0 | 0
2677 | 0 | 0
2678 | 0 | 0
2679 | 0 | 0
2680 | 0 | 0
2681 | 0 | 0
2682 | 0 | 0
2683 | 0 | 0
2684 | 0 | 0
2685 | 0 | 0
2686 | 0 | 0
2687 | 0 | 0
2688 | 0 | 0
2689 | 4.8 | 0
2690 | 4.8 | 0
2691 | 4.8 | 0
2692 | 4.8 | 0
2693 | 4.8 | 0
2694 | 4.8 | 0
2695 | 1.2 | 0
2696 | 0 | 0
2697 | 0 | 0
2698 | 0 | 0
2699 | 0 | 0
2700 | 0 | 0
2701 | 0 | 0
2702 | 0 | 0
2703 | 0 | 0
2704 | 0 | 0
2705 | 0 | 0
2706 | 0 | 0
2707 | 0 | 0
2708 | 0 | 0
2709 | 0 | 0
2710 | 0 | 0
2711 | 0 | 0
2712 | 0 | 0
2713 | 4.8 | 0
2714 | 4.8 | 0
2715 | 4.8 | 0
2716 | 4.8 | 0
2717 | 4.8 | 0
2718 | 4.8 | 0
2719 | 1.2 | 0
2720 | 0 | 0
2721 | 0 | 0
2722 | 0 | 0
2723 | 0 | 0
2724 | 0 | 0
2725 | 0 | 0
2726 | 0 | 0
2727 | 0 | 0
2728 | 0 | 0
2729 | 0 | 0
2730 | 0 | 0
2731 | 0 | 0
2732 | 0 | 0
2733 | 0 | 0
2734 | 0 | 0
2735 | 0 | 0
2736 | 0 | 0
2737 | 4.8 | 0
2738 | 4.8 | 0
2739 | 4.8 | 0
2740 | 4.8 | 0
2741 | 4.8 | 0
2742 | 4.8 | 0
2743 | 1.2 | 0
2744 | 0 | 0
2745 | 0 | 0
2746 | 0 | 0
2747 | 0 | 0
2748 | 0 | 0
2749 | 0 | 0
2750 | 0 | 0
2751 | 0 | 0
2752 | 0 | 0
2753 | 0 | 0
2754 | 0 | 0
2755 | 0 | 0
2756 | 0 | 0
2757 | 0 | 0
2758 | 0 | 0
2759 | 0 | 0
2760 | 0 | 0
2761 | 4.8 | 0
2762 | 4.8 | 0
2763 | 4.8 | 0
2764 | 4.8 | 0
2765 | 4.8 | 0
2766 | 4.8 | 0
2767 | 1.2 | 0
2768 | 0 | 0
2769 | 0 | 0
2770 | 0 | 0
2771 | 0 | 0
2772 | 0 | 0
2773 | 0 | 0
2774 | 0 | 0
2775 | 0 | 0
2776 | 0 | 0
2777 | 0 | 0
2778 | 0 | 0
2779 | 0 | 0
2780 | 0 | 0
2781 | 0 | 0
2782 | 0 | 0
2783 | 0 | 0
2784 | 0 | 0
2785 | 4.8 | 0
2786 | 4.8 | 0
2787 | 4.8 | 0
2788 | 4.8 | 0
2789 | 4.8 | 0
2790 | 4.8 | 0
2791 | 1.2 | 0
2792 | 0 | 0
2793 | 0 | 0
2794 | 0 | 0
2795 | 0 | 0
2796 | 0 | 0
2797 | 0 | 0
2798 | 0 | 0
2799 | 0 | 0
2800 | 0 | 0
2801 | 0 | 0
2802 | 0 | 0
2803 | 0 | 0
2804 | 0 | 0
2805 | 0 | 0
2806 | 0 | 0
2807 | 0 | 0
2808 | 0 | 0
2809 | 4.8 | 0
2810 | 4.8 | 0
2811 | 4.8 | 0
2812 | 4.8 | 0
2813 | 4.8 | 0
2814 | 4.8 | 0
2815 | 1.2 | 0
2816 | 0 | 0
2817 | 0 | 0
2818 | 0 | 0
2819 | 0 | 0
2820 | 0 | 0
2821 | 0 | 0
2822 | 0 | 0
2823 | 0 | 0
2824 | 0 | 0
2825 | 0 | 0
2826 | 0 | 0
2827 | 0 | 0
2828 | 0 | 0
2829 | 0 | 0
2830 | 0 | 0
2831 | 0 | 0
2832 | 0 | 0
2833 | 4.8 | 0
2834 | 4.8 | 0
2835 | 4.8 | 0
2836 | 4.8 | 0
2837 | 4.8 | 0
2838 | 4.8 | 0
2839 | 1.2 | 0
2840 | 0 | 0
2841 | 0 | 0
2842 | 0 | 0
2843 | 0 | 0
2844 | 0 | 0
2845 | 0 | 0
2846 | 0 | 0
2847 | 0 | 0
2848 | 0 | 0
2849 | 0 | 0
2850 | 0 | 0
2851 | 0 | 0
2852 | 0 | 0
2853 | 0 | 0
2854 | 0 | 0
2855 | 0 | 0
2856 | 0 | 0
2857 | 4.8 | 0
2858 | 4.8 | 0
2859 | 4.8 | 0
2860 | 4.8 | 0
2861 | 4.8 | 0
2862 | 4.8 | 0
2863 | 1.2 | 0
2864 | 0 | 0
2865 | 0 | 0
2866 | 0 | 0
2867 | 0 | 0
2868 | 0 | 0
2869 | 0 | 0
2870 | 0 | 0
2871 | 0 | 0
2872 | 0 | 0
2873 | 0 | 0
2874 | 0 | 0
2875 | 0 | 0
2876 | 0 | 0
2877 | 0 | 0
2878 | 0 | 0
2879 | 0 | 0
2880 | 0 | 0
2881 | 4.8 | 0
2882 | 4.8 | 0
2883 | 4.8 | 0
2884 | 4.8 | 0
2885 | 4.8 | 0
2886 | 4.8 | 0
2887 | 1.2 | 0
2888 | 0 | 0
2889 | 0 | 0
2890 | 0 | 0
2891 | 0 | 0
2892 | 0 | 0
2893 | 0 | 0
2894 | 0 | 0
2895 | 0 | 0
2896 | 0 | 0
2897 | 0 | 0
2898 | 0 | 0
2899 | 0 | 0
2900 | 0 | 0
2901 | 0 | 0
2902 | 0 | 0
2903 | 0 | 0
2904 | 0 | 0
2905 | 4.8 | 0
2906 | 4.8 | 0
2907 | 4.8 | 0
2908 | 4.8 | 0
2909 | 4.8 | 0
2910 | 4.8 | 0
2911 | 1.2 | 0
2912 | 0 | 0
2913 | 0 | 0
2914 | 0 | 0
2915 | 0 | 0
2916 | 0 | 0
2917 | 0 | 0
2918 | 0 | 0
2919 | 0 | 0
2920 | 0 | 0
2921 | 0 | 0
2922 | 0 | 0
2923 | 0 | 0
2924 | 0 | 0
2925 | 0 | 0
2926 | 0 | 0
2927 | 0 | 0
2928 | 0 | 0
2929 | 4.8 | 0
2930 | 4.8 | 0
2931 | 4.8 | 0
2932 | 4.8 | 0
2933 | 4.8 | 0
2934 | 4.8 | 0
2935 | 1.2 | 0
2936 | 0 | 0
2937 | 0 | 0
2938 | 0 | 0
2939 | 0 | 0
2940 | 0 | 0
2941 | 0 | 0
2942 | 0 | 0
2943 | 0 | 0
2944 | 0 | 0
2945 | 0 | 0
2946 | 0 | 0
2947 | 0 | 0
2948 | 0 | 0
2949 | 0 | 0
2950 | 0 | 0
2951 | 0 | 0
2952 | 0 | 0
2953 | 4.8 | 0
2954 | 4.8 | 0
2955 | 4.8 | 0
2956 | 4.8 | 0
2957 | 4.8 | 0
2958 | 4.8 | 0
2959 | 1.2 | 0
2960 | 0 | 0
2961 | 0 | 0
2962 | 0 | 0
2963 | 0 | 0
2964 | 0 | 0
2965 | 0 | 0
2966 | 0 | 0
2967 | 0 | 0
2968 | 0 | 0
2969 | 0 | 0
2970 | 0 | 0
2971 | 0 | 0
2972 | 0 | 0
2973 | 0 | 0
2974 | 0 | 0
2975 | 0 | 0
2976 | 0 | 0
2977 | 4.8 | 0
2978 | 4.8 | 0
2979 | 4.8 | 0
2980 | 4.8 | 0
2981 | 4.8 | 0
2982 | 4.8 | 0
2983 | 1.2 | 0
2984 | 0 | 0
2985 | 0 | 0
2986 | 0 | 0
2987 | 0 | 0
2988 | 0 | 0
2989 | 0 | 0
2990 | 0 | 0
2991 | 0 | 0
2992 | 0 | 0
2993 | 0 | 0
2994 | 0 | 0
2995 | 0 | 0
2996 | 0 | 0
2997 | 0 | 0
2998 | 0 | 0
2999 | 0 | 0
3000 | 0 | 0
3001 | 4.8 | 0
3002 | 4.8 | 0
3003 | 4.8 | 0
3004 | 4.8 | 0
3005 | 4.8 | 0
3006 | 4.8 | 0
3007 | 1.2 | 0
3008 | 0 | 0
3009 | 0 | 0
3010 | 0 | 0
3011 | 0 | 0
3012 | 0 | 0
3013 | 0 | 0
3014 | 0 | 0
3015 | 0 | 0
3016 | 0 | 0
3017 | 0 | 0
3018 | 0 | 0
3019 | 0 | 0
3020 | 0 | 0
3021 | 0 | 0
3022 | 0 | 0
3023 | 0 | 0
3024 | 0 | 0
3025 | 4.8 | 0
3026 | 4.8 | 0
3027 | 4.8 | 0
3028 | 4.8 | 0
3029 | 4.8 | 0
3030 | 4.8 | 0
3031 | 1.2 | 0
3032 | 0 | 0
3033 | 0 | 0
3034 | 0 | 0
3035 | 0 | 0
3036 | 0 | 0
3037 | 0 | 0
3038 | 0 | 0
3039 | 0 | 0
3040 | 0 | 0
3041 | 0 | 0
3042 | 0 | 0
3043 | 0 | 0
3044 | 0 | 0
3045 | 0 | 0
3046 | 0 | 0
3047 | 0 | 0
3048 | 0 | 0
3049 | 4.8 | 0
3050 | 4.8 | 0
3051 | 4.8 | 0
3052 | 4.8 | 0
3053 | 4.8 | 0
3054 | 4.8 | 0
3055 | 1.2 | 0
3056 | 0 | 0
3057 | 0 | 0
3058 | 0 | 0
3059 | 0 | 0
3060 | 0 | 0
3061 | 0 | 0
3062 | 0 | 0
3063 | 0 | 0
3064 | 0 | 0
3065 | 0 | 0
3066 | 0 | 0
3067 | 0 | 0
3068 | 0 | 0
3069 | 0 | 0
3070 | 0 | 0
3071 | 0 | 0
3072 | 0 | 0
3073 | 4.8 | 0
3074 | 4.8 | 0
3075 | 4.8 | 0
3076 | 4.8 | 0
3077 | 4.8 | 0
3078 | 4.8 | 0
3079 | 1.2 | 0
3080 | 0 | 0
3081 | 0 | 0
3082 | 0 | 0
3083 | 0 | 0
3084 | 0 | 0
3085 | 0 | 0
3086 | 0 | 0
3087 | 0 | 0
3088 | 0 | 0
3089 | 0 | 0
3090 | 0 | 0
3091 | 0 | 0
3092 | 0 | 0
3093 | 0 | 0
3094 | 0 | 0
3095 | 0 | 0
3096 | 0 | 0
3097 | 4.8 | 0
3098 | 4.8 | 0
3099 | 4.8 | 0
3100 | 4.8 | 0
3101 | 4.8 | 0
3102 | 4.8 | 0
3103 | 1.2 | 0
3104 | 0 | 0
3105 | 0 | 0
3106 | 0 | 0
3107 | 0 | 0
3108 | 0 | 0
3109 | 0 | 0
3110 | 0 | 0
3111 | 0 | 0
3112 | 0 | 0
3113 | 0 | 0
3114 | 0 | 0
3115 | 0 | 0
3116 | 0 | 0
3117 | 0 | 0
3118 | 0 | 0
3119 | 0 | 0
3120 | 0 | 0
3121 | 4.8 | 0
3122 | 4.8 | 0
3123 | 4.8 | 0
3124 | 4.8 | 0
3125 | 4.8 | 0
3126 | 4.8 | 0
3127 | 1.2 | 0
3128 | 0 | 0
3129 | 0 | 0
3130 | 0 | 0
3131 | 0 | 0
3132 | 0 | 0
3133 | 0 | 0
3134 | 0 | 0
3135 | 0 | 0
3136 | 0 | 0
3137 | 0 | 0
3138 | 0 | 0
3139 | 0 | 0
3140 | 0 | 0
3141 | 0 | 0
3142 | 0 | 0
3143 | 0 | 0
3144 | 0 | 0
3145 | 4.8 | 0
3146 | 4.8 | 0
3147 | 4.8 | 0
3148 | 4.8 | 0
3149 | 4.8 | 0
3150 | 4.8 | 0
3151 | 1.2 | 0
3152 | 0 | 0
3153 | 0 | 0
3154 | 0 | 0
3155 | 0 | 0
3156 | 0 | 0
3157 | 0 | 0
3158 | 0 | 0
3159 | 0 | 0
3160 | 0 | 0
3161 | 0 | 0
3162 | 0 | 0
3163 | 0 | 0
3164 | 0 | 0
3165 | 0 | 0
3166 | 0 | 0
3167 | 0 | 0
3168 | 0 | 0
3169 | 4.8 | 0
3170 | 4.8 | 0
3171 | 4.8 | 0
3172 | 4.8 | 0
3173 | 4.8 | 0
3174 | 4.8 | 0
3175 | 1.2 | 0
3176 | 0 | 0
3177 | 0 | 0
3178 | 0 | 0
3179 | 0 | 0
3180 | 0 | 0
3181 | 0 | 0
3182 | 0 | 0
3183 | 0 | 0
3184 | 0 | 0
3185 | 0 | 0
3186 | 0 | 0
3187 | 0 | 0
3188 | 0 | 0
3189 | 0 | 0
3190 | 0 | 0
3191 | 0 | 0
3192 | 0 | 0
3193 | 4.8 | 0
3194 | 4.8 | 0
3195 | 4.8 | 0
3196 | 4.8 | 0
3197 | 4.8 | 0
3198 | 4.8 | 0
3199 | 1.2 | 0
3200 | 0 | 0
3201 | 0 | 0
3202 | 0 | 0
3203 | 0 | 0
3204 | 0 | 0
3205 | 0 | 0
3206 | 0 | 0
3207 | 0 | 0
3208 | 0 | 0
3209 | 0 | 0
3210 | 0 | 0
3211 | 0 | 0
3212 | 0 | 0
3213 | 0 | 0
3214 | 0 | 0
3215 | 0 | 0
3216 | 0 | 0
3217 | 4.8 | 0
3218 | 4.8 | 0
3219 | 4.8 | 0
3220 | 4.8 | 0
3221 | 4.8 | 0
3222 | 4.8 | 0
3223 | 1.2 | 0
3224 | 0 | 0
3225 | 0 | 0
3226 | 0 | 0
3227 | 0 | 0
3228 | 0 | 0
3229 | 0 | 0
3230 | 0 | 0
3231 | 0 | 0
3232 | 0 | 0
3233 | 0 | 0
3234 | 0 | 0
3235 | 0 | 0
3236 | 0 | 0
3237 | 0 | 0
3238 | 0 | 0
3239 | 0 | 0
3240 | 0 | 0
3241 | 4.8 | 0
3242 | 4.8 | 0
3243 | 4.8 | 0
3244 | 4.8 | 0
3245 | 4.8 | 0
3246 | 4.8 | 0
3247 | 1.2 | 0
3248 | 0 | 0
3249 | 0 | 0
3250 | 0 | 0
3251 | 0 | 0
3252 | 0 | 0
3253 | 0 | 0
3254 | 0 | 0
3255 | 0 | 0
3256 | 0 | 0
3257 | 0 | 0
3258 | 0 | 0
3259 | 0 | 0
3260 | 0 | 0
3261 | 0 | 0
3262 | 0 | 0
3263 | 0 | 0
3264 | 0 | 0
3265 | 4.8 | 0
3266 | 4.8 | 0
3267 | 4.8 | 0
3268 | 4.8 | 0
3269 | 4.8 | 0
3270 | 4.8 | 0
3271 | 1.2 | 0
3272 | 0 | 0
3273 | 0 | 0
3274 | 0 | 0
3275 | 0 | 0
3276 | 0 | 0
3277 | 0 | 0
3278 | 0 | 0
3279 | 0 | 0
3280 | 0 | 0
3281 | 0 | 0
3282 | 0 | 0
3283 | 0 | 0
3284 | 0 | 0
3285 | 0 | 0
3286 | 0 | 0
3287 | 0 | 0
3288 | 0 | 0
3289 | 4.8 | 0
3290 | 4.8 | 0
3291 | 4.8 | 0
3292 | 4.8 | 0
3293 | 4.8 | 0
3294 | 4.8 | 0
3295 | 1.2 | 0
3296 | 0 | 0
3297 | 0 | 0
3298 | 0 | 0
3299 | 0 | 0
3300 | 0 | 0
3301 | 0 | 0
3302 | 0 | 0
3303 | 0 | 0
3304 | 0 | 0
3305 | 0 | 0
3306 | 0 | 0
3307 | 0 | 0
3308 | 0 | 0
3309 | 0 | 0
3310 | 0 | 0
3311 | 0 | 0
3312 | 0 | 0
3313 | 4.8 | 0
3314 | 4.8 | 0
3315 | 4.8 | 0
3316 | 4.8 | 0
3317 | 4.8 | 0
3318 | 4.8 | 0
3319 | 1.2 | 0
3320 | 0 | 0
3321 | 0 | 0
3322 | 0 | 0
3323 | 0 | 0
3324 | 0 | 0
3325 | 0 | 0
3326 | 0 | 0
3327 | 0 | 0
3328 | 0 | 0
3329 | 0 | 0
3330 | 0 | 0
3331 | 0 | 0
3332 | 0 | 0
3333 | 0 | 0
3334 | 0 | 0
3335 | 0 | 0
3336 | 0 | 0
3337 | 4.8 | 0
3338 | 4.8 | 0
3339 | 4.8 | 0
3340 | 4.8 | 0
3341 | 4.8 | 0
3342 | 4.8 | 0
3343 | 1.2 | 0
3344 | 0 | 0
3345 | 0 | 0
3346 | 0 | 0
3347 | 0 | 0
3348 | 0 | 0
3349 | 0 | 0
3350 | 0 | 0
3351 | 0 | 0
3352 | 0 | 0
3353 | 0 | 0
3354 | 0 | 0
3355 | 0 | 0
3356 | 0 | 0
3357 | 0 | 0
3358 | 0 | 0
3359 | 0 | 0
3360 | 0 | 0
3361 | 4.8 | 0
3362 | 4.8 | 0
3363 | 4.8 | 0
3364 | 4.8 | 0
3365 | 4.8 | 0
3366 | 4.8 | 0
3367 | 1.2 | 0
3368 | 0 | 0
3369 | 0 | 0
3370 | 0 | 0
3371 | 0 | 0
3372 | 0 | 0
3373 | 0 | 0
3374 | 0 | 0
3375 | 0 | 0
3376 | 0 | 0
3377 | 0 | 0
3378 | 0 | 0
3379 | 0 | 0
3380 | 0 | 0
3381 | 0 | 0
3382 | 0 | 0
3383 | 0 | 0
3384 | 0 | 0
3385 | 4.8 | 0
3386 | 4.8 | 0
3387 | 4.8 | 0
3388 | 4.8 | 0
3389 | 4.8 | 0
3390 | 4.8 | 0
3391 | 1.2 | 0
3392 | 0 | 0
3393 | 0 | 0
3394 | 0 | 0
3395 | 0 | 0
3396 | 0 | 0
3397 | 0 | 0
3398 | 0 | 0
3399 | 0 | 0
3400 | 0 | 0
3401 | 0 | 0
3402 | 0 | 0
3403 | 0 | 0
3404 | 0 | 0
3405 | 0 | 0
3406 | 0 | 0
3407 | 0 | 0
3408 | 0 | 0
3409 | 4.8 | 0
3410 | 4.8 | 0
3411 | 4.8 | 0
3412 | 4.8 | 0
3413 | 4.8 | 0
3414 | 4.8 | 0
3415 | 1.2 | 0
3416 | 0 | 0
3417 | 0 | 0
3418 | 0 | 0
3419 | 0 | 0
3420 | 0 | 0
3421 | 0 | 0
3422 | 0 | 0
3423 | 0 | 0
3424 | 0 | 0
3425 | 0 | 0
3426 | 0 | 0
3427 | 0 | 0
3428 | 0 | 0
3429 | 0 | 0
3430 | 0 | 0
3431 | 0 | 0
3432 | 0 | 0
3433 | 4.8 | 0
3434 | 4.8 | 0
3435 | 4.8 | 0
3436 | 4.8 | 0
3437 | 4.8 | 0
3438 | 4.8 | 0
3439 | 1.2 | 0
3440 | 0 | 0
3441 | 0 | 0
3442 | 0 | 0
3443 | 0 | 0
3444 | 0 | 0
3445 | 0 | 0
3446 | 0 | 0
3447 | 0 | 0
3448 | 0 | 0
3449 | 0 | 0
3450 | 0 | 0
3451 | 0 | 0
3452 | 0 | 0
3453 | 0 | 0
3454 | 0 | 0
3455 | 0 | 0
3456 | 0 | 0
3457 | 4.8 | 0
3458 | 4.8 | 0
3459 | 4.8 | 0
3460 | 4.8 | 0
3461 | 4.8 | 0
3462 | 4.8 | 0
3463 | 1.2 | 0
3464 | 0 | 0
3465 | 0 | 0
3466 | 0 | 0
3467 | 0 | 0
3468 | 0 | 0
3469 | 0 | 0
3470 | 0 | 0
3471 | 0 | 0
3472 | 0 | 0
3473 | 0 | 0
3474 | 0 | 0
3475 | 0 | 0
3476 | 0 | 0
3477 | 0 | 0
3478 | 0 | 0
3479 | 0 | 0
3480 | 0 | 0
3481 | 4.8 | 0
3482 | 4.8 | 0
3483 | 4.8 | 0
3484 | 4.8 | 0
3485 | 4.8 | 0
3486 | 4.8 | 0
3487 | 1.2 | 0
3488 | 0 | 0
3489 | 0 | 0
3490 | 0 | 0
3491 | 0 | 0
3492 | 0 | 0
3493 | 0 | 0
3494 | 0 | 0
3495 | 0 | 0
3496 | 0 | 0
3497 | 0 | 0
3498 | 0 | 0
3499 | 0 | 0
3500 | 0 | 0
3501 | 0 | 0
3502 | 0 | 0
3503 | 0 | 0
3504 | 0 | 0
3505 | 4.8 | 0
3506 | 4.8 | 0
3507 | 4.8 | 0
3508 | 4.8 | 0
3509 | 4.8 | 0
3510 | 4.8 | 0
3511 | 1.2 | 0
3512 | 0 | 0
3513 | 0 | 0
3514 | 0 | 0
3515 | 0 | 0
3516 | 0 | 0
3517 | 0 | 0
3518 | 0 | 0
3519 | 0 | 0
3520 | 0 | 0
3521 | 0 | 0
3522 | 0 | 0
3523 | 0 | 0
3524 | 0 | 0
3525 | 0 | 0
3526 | 0 | 0
3527 | 0 | 0
3528 | 0 | 0
3529 | 4.8 | 0
3530 | 4.8 | 0
3531 | 4.8 | 0
3532 | 4.8 | 0
3533 | 4.8 | 0
3534 | 4.8 | 0
3535 | 1.2 | 0
3536 | 0 | 0
3537 | 0 | 0
3538 | 0 | 0
3539 | 0 | 0
3540 | 0 | 0
3541 | 0 | 0
3542 | 0 | 0
3543 | 0 | 0
3544 | 0 | 0
3545 | 0 | 0
3546 | 0 | 0
3547 | 0 | 0
3548 | 0 | 0
3549 | 0 | 0
3550 | 0 | 0
3551 | 0 | 0
3552 | 0 | 0
3553 | 4.8 | 0
3554 | 4.8 | 0
3555 | 4.8 | 0
3556 | 4.8 | 0
3557 | 4.8 | 0
3558 | 4.8 | 0
3559 | 1.2 | 0
3560 | 0 | 0
3561 | 0 | 0
3562 | 0 | 0
3563 | 0 | 0
3564 | 0 | 0
3565 | 0 | 0
3566 | 0 | 0
3567 | 0 | 0
3568 | 0 | 0
3569 | 0 | 0
3570 | 0 | 0
3571 | 0 | 0
3572 | 0 | 0
3573 | 0 | 0
3574 | 0 | 0
3575 | 0 | 0
3576 | 0 | 0
3577 | 4.8 | 0
3578 | 4.8 | 0
3579 | 4.8 | 0
3580 | 4.8 | 0
3581 | 4.8 | 0
3582 | 4.8 | 0
3583 | 1.2 | 0
3584 | 0 | 0
3585 | 0 | 0
3586 | 0 | 0
3587 | 0 | 0
3588 | 0 | 0
3589 | 0 | 0
3590 | 0 | 0
3591 | 0 | 0
3592 | 0 | 0
3593 | 0 | 0
3594 | 0 | 0
3595 | 0 | 0
3596 | 0 | 0
3597 | 0 | 0
3598 | 0 | 0
3599 | 0 | 0
3600 | 0 | 0
3601 | 4.8 | 0
3602 | 4.8 | 0
3603 | 4.8 | 0
3604 | 4.8 | 0
3605 | 4.8 | 0
3606 | 4.8 | 0
3607 | 1.2 | 0
3608 | 0 | 0
3609 | 0 | 0
3610 | 0 | 0
3611 | 0 | 0
3612 | 0 | 0
3613 | 0 | 0
3614 | 0 | 0
3615 | 0 | 0
3616 | 0 | 0
3617 | 0 | 0
3618 | 0 | 0
3619 | 0 | 0
3620 | 0 | 0
3621 | 0 | 0
3622 | 0 | 0
3623 | 0 | 0
3624 | 0 | 0
3625 | 4.8 | 0
3626 | 4.8 | 0
3627 | 4.8 | 0
3628 | 4.8 | 0
3629 | 4.8 | 0
3630 | 4.8 | 0
3631 | 1.2 | 0
3632 | 0 | 0
3633 | 0 | 0
3634 | 0 | 0
3635 | 0 | 0
3636 | 0 | 0
3637 | 0 | 0
3638 | 0 | 0
3639 | 0 | 0
3640 | 0 | 0
3641 | 0 | 0
3642 | 0 | 0
3643 | 0 | 0
3644 | 0 | 0
3645 | 0 | 0
3646 | 0 | 0
3647 | 0 | 0
3648 | 0 | 0
3649 | 4.8 | 0
3650 | 4.8 | 0
3651 | 4.8 | 0
3652 | 4.8 | 0
3653 | 4.8 | 0
3654 | 4.8 | 0
3655 | 1.2 | 0
3656 | 0 | 0
3657 | 0 | 0
3658 | 0 | 0
3659 | 0 | 0
3660 | 0 | 0
3661 | 0 | 0
3662 | 0 | 0
3663 | 0 | 0
3664 | 0 | 0
3665 | 0 | 0
3666 | 0 | 0
3667 | 0 | 0
3668 | 0 | 0
3669 | 0 | 0
3670 | 0 | 0
3671 | 0 | 0
3672 | 0 | 0
3673 | 4.8 | 0
3674 | 4.8 | 0
3675 | 4.8 | 0
3676 | 4.8 | 0
3677 | 4.8 | 0
3678 | 4.8 | 0
3679 | 1.2 | 0
3680 | 0 | 0
3681 | 0 | 0
3682 | 0 | 0
3683 | 0 | 0
3684 | 0 | 0
3685 | 0 | 0
3686 | 0 | 0
3687 | 0 | 0
3688 | 0 | 0
3689 | 0 | 0
3690 | 0 | 0
3691 | 0 | 0
3692 | 0 | 0
3693 | 0 | 0
3694 | 0 | 0
3695 | 0 | 0
3696 | 0 | 0
3697 | 4.8 | 0
3698 | 4.8 | 0
3699 | 4.8 | 0
3700 | 4.8 | 0
3701 | 4.8 | 0
3702 | 4.8 | 0
3703 | 1.2 | 0
3704 | 0 | 0
3705 | 0 | 0
3706 | 0 | 0
3707 | 0 | 0
3708 | 0 | 0
3709 | 0 | 0
3710 | 0 | 0
3711 | 0 | 0
3712 | 0 | 0
3713 | 0 | 0
3714 | 0 | 0
3715 | 0 | 0
3716 | 0 | 0
3717 | 0 | 0
3718 | 0 | 0
3719 | 0 | 0
3720 | 0 | 0
3721 | 4.8 | 0
3722 | 4.8 | 0
3723 | 4.8 | 0
3724 | 4.8 | 0
3725 | 4.8 | 0
3726 | 4.8 | 0
3727 | 1.2 | 0
3728 | 0 | 0
3729 | 0 | 0
3730 | 0 | 0
3731 | 0 | 0
3732 | 0 | 0
3733 | 0 | 0
3734 | 0 | 0
3735 | 0 | 0
3736 | 0 | 0
3737 | 0 | 0
3738 | 0 | 0
3739 | 0 | 0
3740 | 0 | 0
3741 | 0 | 0
3742 | 0 | 0
3743 | 0 | 0
3744 | 0 | 0
3745 | 4.8 | 0
3746 | 4.8 | 0
3747 | 4.8 | 0
3748 | 4.8 | 0
3749 | 4.8 | 0
3750 | 4.8 | 0
3751 | 1.2 | 0
3752 | 0 | 0
3753 | 0 | 0
3754 | 0 | 0
3755 | 0 | 0
3756 | 0 | 0
3757 | 0 | 0
3758 | 0 | 0
3759 | 0 | 0
3760 | 0 | 0
3761 | 0 | 0
3762 | 0 | 0
3763 | 0 | 0
3764 | 0 | 0
3765 | 0 | 0
3766 | 0 | 0
3767 | 0 | 0
3768 | 0 | 0
3769 | 4.8 | 0
3770 | 4.8 | 0
3771 | 4.8 | 0
3772 | 4.8 | 0
3773 | 4.8 | 0
3774 | 4.8 | 0
3775 | 1.2 | 0
3776 | 0 | 0
3777 | 0 | 0
3778 | 0 | 0
3779 | 0 | 0
3780 | 0 | 0
3781 | 0 | 0
3782 | 0 | 0
3783 | 0 | 0
3784 | 0 | 0
3785 | 0 | 0
3786 | 0 | 0
3787 | 0 | 0
3788 | 0 | 0
3789 | 0 | 0
3790 | 0 | 0
3791 | 0 | 0
3792 | 0 | 0
3793 | 4.8 | 0
3794 | 4.8 | 0
3795 | 4.8 | 0
3796 | 4.8 | 0
3797 | 4.8 | 0
3798 | 4.8 | 0
3799 | 1.2 | 0
3800 | 0 | 0
3801 | 0 | 0
3802 | 0 | 0
3803 | 0 | 0
3804 | 0 | 0
3805 | 0 | 0
3806 | 0 | 0
3807 | 0 | 0
3808 | 0 | 0
3809 | 0 | 0
3810 | 0 | 0
3811 | 0 | 0
3812 | 0 | 0
3813 | 0 | 0
3814 | 0 | 0
3815 | 0 | 0
3816 | 0 | 0
3817 | 4.8 | 0
3818 | 4.8 | 0
3819 | 4.8 | 0
3820 | 4.8 | 0
3821 | 4.8 | 0
3822 | 4.8 | 0
3823 | 1.2 | 0
3824 | 0 | 0
3825 | 0 | 0
3826 | 0 | 0
3827 | 0 | 0
3828 | 0 | 0
3829 | 0 | 0
3830 | 0 | 0
3831 | 0 | 0
3832 | 0 | 0
3833 | 0 | 0
3834 | 0 | 0
3835 | 0 | 0
3836 | 0 | 0
3837 | 0 | 0
3838 | 0 | 0
3839 | 0 | 0
3840 | 0 | 0
3841 | 4.8 | 0
3842 | 4.8 | 0
3843 | 4.8 | 0
3844 | 4.8 | 0
3845 | 4.8 | 0
3846 | 4.8 | 0
3847 | 1.2 | 0
3848 | 0 | 0
3849 | 0 | 0
3850 | 0 | 0
3851 | 0 | 0
3852 | 0 | 0
3853 | 0 | 0
3854 | 0 | 0
3855 | 0 | 0
3856 | 0 | 0
3857 | 0 | 0
3858 | 0 | 0
3859 | 0 | 0
3860 | 0 | 0
3861 | 0 | 0
3862 | 0 | 0
3863 | 0 | 0
3864 | 0 | 0
3865 | 4.8 | 0
3866 | 4.8 | 0
3867 | 4.8 | 0
3868 | 4.8 | 0
3869 | 4.8 | 0
3870 | 4.8 | 0
3871 | 1.2 | 0
3872 | 0 | 0
3873 | 0 | 0
3874 | 0 | 0
3875 | 0 | 0
3876 | 0 | 0
3877 | 0 | 0
3878 | 0 | 0
3879 | 0 | 0
3880 | 0 | 0
3881 | 0 | 0
3882 | 0 | 0
3883 | 0 | 0
3884 | 0 | 0
3885 | 0 | 0
3886 | 0 | 0
3887 | 0 | 0
3888 | 0 | 0
3889 | 4.8 | 0
3890 | 4.8 | 0
3891 | 4.8 | 0
3892 | 4.8 | 0
3893 | 4.8 | 0
3894 | 4.8 | 0
3895 | 1.2 | 0
3896 | 0 | 0
3897 | 0 | 0
3898 | 0 | 0
3899 | 0 | 0
3900 | 0 | 0
3901 | 0 | 0
3902 | 0 | 0
3903 | 0 | 0
3904 | 0 | 0
3905 | 0 | 0
3906 | 0 | 0
3907 | 0 | 0
3908 | 0 | 0
3909 | 0 | 0
3910 | 0 | 0
3911 | 0 | 0
3912 | 0 | 0
3913 | 4.8 | 0
3914 | 4.8 | 0
3915 | 4.8 | 0
3916 | 4.8 | 0
3917 | 4.8 | 0
3918 | 4.8 | 0
3919 | 1.2 | 0
3920 | 0 | 0
3921 | 0 | 0
3922 | 0 | 0
3923 | 0 | 0
3924 | 0 | 0
3925 | 0 | 0
3926 | 0 | 0
3927 | 0 | 0
3928 | 0 | 0
3929 | 0 | 0
3930 | 0 | 0
3931 | 0 | 0
3932 | 0 | 0
3933 | 0 | 0
3934 | 0 | 0
3935 | 0 | 0
3936 | 0 | 0
3937 | 4.8 | 0
3938 | 4.8 | 0
3939 | 4.8 | 0
3940 | 4.8 | 0
3941 | 4.8 | 0
3942 | 4.8 | 0
3943 | 1.2 | 0
3944 | 0 | 0
3945 | 0 | 0
3946 | 0 | 0
3947 | 0 | 0
3948 | 0 | 0
3949 | 0 | 0
3950 | 0 | 0
3951 | 0 | 0
3952 | 0 | 0
3953 | 0 | 0
3954 | 0 | 0
3955 | 0 | 0
3956 | 0 | 0
3957 | 0 | 0
3958 | 0 | 0
3959 | 0 | 0
3960 | 0 | 0
3961 | 4.8 | 0
3962 | 4.8 | 0
3963 | 4.8 | 0
3964 | 4.8 | 0
3965 | 4.8 | 0
3966 | 4.8 | 0
3967 | 1.2 | 0
3968 | 0 | 0
3969 | 0 | 0
3970 | 0 | 0
3971 | 0 | 0
3972 | 0 | 0
3973 | 0 | 0
3974 | 0 | 0
3975 | 0 | 0
3976 | 0 | 0
3977 | 0 | 0
3978 | 0 | 0
3979 | 0 | 0
3980 | 0 | 0
3981 | 0 | 0
3982 | 0 | 0
3983 | 0 | 0
3984 | 0 | 0
3985 | 4.8 | 0
3986 | 4.8 | 0
3987 | 4.8 | 0
3988 | 4.8 | 0
3989 | 4.8 | 0
3990 | 4.8 | 0
3991 | 1.2 | 0
3992 | 0 | 0
3993 | 0 | 0
3994 | 0 | 0
3995 | 0 | 0
3996 | 0 | 0
3997 | 0 | 0
3998 | 0 | 0
3999 | 0 | 0
4000 | 0 | 0
4001 | 0 | 0
4002 | 0 | 0
4003 | 0 | 0
4004 | 0 | 0
4005 | 0 | 0
4006 | 0 | 0
4007 | 0 | 0
4008 | 0 | 0
4009 | 4.8 | 0
4010 | 4.8 | 0
4011 | 4.8 | 0
4012 | 4.8 | 0
4013 | 4.8 | 0
4014 | 4.8 | 0
4015 | 1.2 | 0
4016 | 0 | 0
4017 | 0 | 0
4018 | 0 | 0
4019 | 0 | 0
4020 | 0 | 0
4021 | 0 | 0
4022 | 0 | 0
4023 | 0 | 0
4024 | 0 | 0
4025 | 0 | 0
4026 | 0 | 0
4027 | 0 | 0
4028 | 0 | 0
4029 | 0 | 0
4030 | 0 | 0
4031 | 0 | 0
4032 | 0 | 0
4033 | 4.8 | 0
4034 | 4.8 | 0
4035 | 4.8 | 0
4036 | 4.8 | 0
4037 | 4.8 | 0
4038 | 4.8 | 0
4039 | 1.2 | 0
4040 | 0 | 0
4041 | 0 | 0
4042 | 0 | 0
4043 | 0 | 0
4044 | 0 | 0
4045 | 0 | 0
4046 | 0 | 0
4047 | 0 | 0
4048 | 0 | 0
4049 | 0 | 0
4050 | 0 | 0
4051 | 0 | 0
4052 | 0 | 0
4053 | 0 | 0
4054 | 0 | 0
4055 | 0 | 0
4056 | 0 | 0
4057 | 4.8 | 0
4058 | 4.8 | 0
4059 | 4.8 | 0
4060 | 4.8 | 0
4061 | 4.8 | 0
4062 | 4.8 | 0
4063 | 1.2 | 0
4064 | 0 | 0
4065 | 0 | 0
4066 | 0 | 0
4067 | 0 | 0
4068 | 0 | 0
4069 | 0 | 0
4070 | 0 | 0
4071 | 0 | 0
4072 | 0 | 0
4073 | 0 | 0
4074 | 0 | 0
4075 | 0 | 0
4076 | 0 | 0
4077 | 0 | 0
4078 | 0 | 0
4079 | 0 | 0
4080 | 0 | 0
4081 | 4.8 | 0
4082 | 4.8 | 0
4083 | 4.8 | 0
4084 | 4.8 | 0
4085 | 4.8 | 0
4086 | 4.8 | 0
4087 | 1.2 | 0
4088 | 0 | 0
4089 | 0 | 0
4090 | 0 | 0
4091 | 0 | 0
4092 | 0 | 0
4093 | 0 | 0
4094 | 0 | 0
4095 | 0 | 0
4096 | 0 | 0
4097 | 0 | 0
4098 | 0 | 0
4099 | 0 | 0
4100 | 0 | 0
4101 | 0 | 0
4102 | 0 | 0
4103 | 0 | 0
4104 | 0 | 0
4105 | 4.8 | 0
4106 | 4.8 | 0
4107 | 4.8 | 0
4108 | 4.8 | 0
4109 | 4.8 | 0
4110 | 4.8 | 0
4111 | 1.2 | 0
4112 | 0 | 0
4113 | 0 | 0
4114 | 0 | 0
4115 | 0 | 0
4116 | 0 | 0
4117 | 0 | 0
4118 | 0 | 0
4119 | 0 | 0
4120 | 0 | 0
4121 | 0 | 0
4122 | 0 | 0
4123 | 0 | 0
4124 | 0 | 0
4125 | 0 | 0
4126 | 0 | 0
4127 | 0 | 0
4128 | 0 | 0
4129 | 4.8 | 0
4130 | 4.8 | 0
4131 | 4.8 | 0
4132 | 4.8 | 0
4133 | 4.8 | 0
4134 | 4.8 | 0
4135 | 1.2 | 0
4136 | 0 | 0
4137 | 0 | 0
4138 | 0 | 0
4139 | 0 | 0
4140 | 0 | 0
4141 | 0 | 0
4142 | 0 | 0
4143 | 0 | 0
4144 | 0 | 0
4145 | 0 | 0
4146 | 0 | 0
4147 | 0 | 0
4148 | 0 | 0
4149 | 0 | 0
4150 | 0 | 0
4151 | 0 | 0
4152 | 0 | 0
4153 | 4.8 | 0
4154 | 4.8 | 0
4155 | 4.8 | 0
4156 | 4.8 | 0
4157 | 4.8 | 0
4158 | 4.8 | 0
4159 | 1.2 | 0
4160 | 0 | 0
4161 | 0 | 0
4162 | 0 | 0
4163 | 0 | 0
4164 | 0 | 0
4165 | 0 | 0
4166 | 0 | 0
4167 | 0 | 0
4168 | 0 | 0
4169 | 0 | 0
4170 | 0 | 0
4171 | 0 | 0
4172 | 0 | 0
4173 | 0 | 0
4174 | 0 | 0
4175 | 0 | 0
4176 | 0 | 0
4177 | 4.8 | 0
4178 | 4.8 | 0
4179 | 4.8 | 0
4180 | 4.8 | 0
4181 | 4.8 | 0
4182 | 4.8 | 0
4183 | 1.2 | 0
4184 | 0 | 0
4185 | 0 | 0
4186 | 0 | 0
4187 | 0 | 0
4188 | 0 | 0
4189 | 0 | 0
4190 | 0 | 0
4191 | 0 | 0
4192 | 0 | 0
4193 | 0 | 0
4194 | 0 | 0
4195 | 0 | 0
4196 | 0 | 0
4197 | 0 | 0
4198 | 0 | 0
4199 | 0 | 0
4200 | 0 | 0
4201 | 4.8 | 0
4202 | 4.8 | 0
4203 | 4.8 | 0
4204 | 4.8 | 0
4205 | 4.8 | 0
4206 | 4.8 | 0
4207 | 1.2 | 0
4208 | 0 | 0
4209 | 0 | 0
4210 | 0 | 0
4211 | 0 | 0
4212 | 0 | 0
4213 | 0 | 0
4214 | 0 | 0
4215 | 0 | 0
4216 | 0 | 0
4217 | 0 | 0
4218 | 0 | 0
4219 | 0 | 0
4220 | 0 | 0
4221 | 0 | 0
4222 | 0 | 0
4223 | 0 | 0
4224 | 0 | 0
4225 | 4.8 | 0
4226 | 4.8 | 0
4227 | 4.8 | 0
4228 | 4.8 | 0
4229 | 4.8 | 0
4230 | 4.8 | 0
4231 | 1.2 | 0
4232 | 0 | 0
4233 | 0 | 0
4234 | 0 | 0
4235 | 0 | 0
4236 | 0 | 0
4237 | 0 | 0
4238 | 0 | 0
4239 | 0 | 0
4240 | 0 | 0
4241 | 0 | 0
4242 | 0 | 0
4243 | 0 | 0
4244 | 0 | 0
4245 | 0 | 0
4246 | 0 | 0
4247 | 0 | 0
4248 | 0 | 0
4249 | 4.8 | 0
4250 | 4.8 | 0
4251 | 4.8 | 0
4252 | 4.8 | 0
4253 | 4.8 | 0
4254 | 4.8 | 0
4255 | 1.2 | 0
4256 | 0 | 0
4257 | 0 | 0
4258 | 0 | 0
4259 | 0 | 0
4260 | 0 | 0
4261 | 0 | 0
4262 | 0 | 0
4263 | 0 | 0
4264 | 0 | 0
4265 | 0 | 0
4266 | 0 | 0
4267 | 0 | 0
4268 | 0 | 0
4269 | 0 | 0
4270 | 0 | 0
4271 | 0 | 0
4272 | 0 | 0
4273 | 4.8 | 0
4274 | 4.8 | 0
4275 | 4.8 | 0
4276 | 4.8 | 0
4277 | 4.8 | 0
4278 | 4.8 | 0
4279 | 1.2 | 0
4280 | 0 | 0
4281 | 0 | 0
4282 | 0 | 0
4283 | 0 | 0
4284 | 0 | 0
4285 | 0 | 0
4286 | 0 | 0
4287 | 0 | 0
4288 | 0 | 0
4289 | 0 | 0
4290 | 0 | 0
4291 | 0 | 0
4292 | 0 | 0
4293 | 0 | 0
4294 | 0 | 0
4295 | 0 | 0
4296 | 0 | 0
4297 | 4.8 | 0
4298 | 4.8 | 0
4299 | 4.8 | 0
4300 | 4.8 | 0
4301 | 4.8 | 0
4302 | 4.8 | 0
4303 | 1.2 | 0
4304 | 0 | 0
4305 | 0 | 0
4306 | 0 | 0
4307 | 0 | 0
4308 | 0 | 0
4309 | 0 | 0
4310 | 0 | 0
4311 | 0 | 0
4312 | 0 | 0
4313 | 0 | 0
4314 | 0 | 0
4315 | 0 | 0
4316 | 0 | 0
4317 | 0 | 0
4318 | 0 | 0
4319 | 0 | 0
4320 | 0 | 0
4321 | 4.8 | 0
4322 | 4.8 | 0
4323 | 4.8 | 0
4324 | 4.8 | 0
4325 | 4.8 | 0
4326 | 4.8 | 0
4327 | 1.2 | 0
4328 | 0 | 0
4329 | 0 | 0
4330 | 0 | 0
4331 | 0 | 0
4332 | 0 | 0
4333 | 0 | 0
4334 | 0 | 0
4335 | 0 | 0
4336 | 0 | 0
4337 | 0 | 0
4338 | 0 | 0
4339 | 0 | 0
4340 | 0 | 0
4341 | 0 | 0
4342 | 0 | 0
4343 | 0 | 0
4344 | 0 | 0
4345 | 4.8 | 0
4346 | 4.8 | 0
4347 | 4.8 | 0
4348 | 4.8 | 0
4349 | 4.8 | 0
4350 | 4.8 | 0
4351 | 1.2 | 0
4352 | 0 | 0
4353 | 0 | 0
4354 | 0 | 0
4355 | 0 | 0
4356 | 0 | 0
4357 | 0 | 0
4358 | 0 | 0
4359 | 0 | 0
4360 | 0 | 0
4361 | 0 | 0
4362 | 0 | 0
4363 | 0 | 0
4364 | 0 | 0
4365 | 0 | 0
4366 | 0 | 0
4367 | 0 | 0
4368 | 0 | 0
4369 | 4.8 | 0
4370 | 4.8 | 0
4371 | 4.8 | 0
4372 | 4.8 | 0
4373 | 4.8 | 0
4374 | 4.8 | 0
4375 | 1.2 | 0
4376 | 0 | 0
4377 | 0 | 0
4378 | 0 | 0
4379 | 0 | 0
4380 | 0 | 0
4381 | 0 | 0
4382 | 0 | 0
4383 | 0 | 0
4384 | 0 | 0
4385 | 0 | 0
4386 | 0 | 0
4387 | 0 | 0
4388 | 0 | 0
4389 | 0 | 0
4390 | 0 | 0
4391 | 0 | 0
4392 | 0 | 0
4393 | 4.8 | 0
4394 | 4.8 | 0
4395 | 4.8 | 0
4396 | 4.8 | 0
4397 | 4.8 | 0
4398 | 4.8 | 0
4399 | 1.2 | 0
4400 | 0 | 0
4401 | 0 | 0
4402 | 0 | 0
4403 | 0 | 0
4404 | 0 | 0
4405 | 0 | 0
4406 | 0 | 0
4407 | 0 | 0
4408 | 0 | 0
4409 | 0 | 0
4410 | 0 | 0
4411 | 0 | 0
4412 | 0 | 0
4413 | 0 | 0
4414 | 0 | 0
4415 | 0 | 0
4416 | 0 | 0
4417 | 4.8 | 0
4418 | 4.8 | 0
4419 | 4.8 | 0
4420 | 4.8 | 0
4421 | 4.8 | 0
4422 | 4.8 | 0
4423 | 1.2 | 0
4424 | 0 | 0
4425 | 0 | 0
4426 | 0 | 0
4427 | 0 | 0
4428 | 0 | 0
4429 | 0 | 0
4430 | 0 | 0
4431 | 0 | 0
4432 | 0 | 0
4433 | 0 | 0
4434 | 0 | 0
4435 | 0 | 0
4436 | 0 | 0
4437 | 0 | 0
4438 | 0 | 0
4439 | 0 | 0
4440 | 0 | 0
4441 | 4.8 | 0
4442 | 4.8 | 0
4443 | 4.8 | 0
4444 | 4.8 | 0
4445 | 4.8 | 0
4446 | 4.8 | 0
4447 | 1.2 | 0
4448 | 0 | 0
4449 | 0 | 0
4450 | 0 | 0
4451 | 0 | 0
4452 | 0 | 0
4453 | 0 | 0
4454 | 0 | 0
4455 | 0 | 0
4456 | 0 | 0
4457 | 0 | 0
4458 | 0 | 0
4459 | 0 | 0
4460 | 0 | 0
4461 | 0 | 0
4462 | 0 | 0
4463 | 0 | 0
4464 | 0 | 0
4465 | 4.8 | 0
4466 | 4.8 | 0
4467 | 4.8 | 0
4468 | 4.8 | 0
4469 | 4.8 | 0
4470 | 4.8 | 0
4471 | 1.2 | 0
4472 | 0 | 0
4473 | 0 | 0
4474 | 0 | 0
4475 | 0 | 0
4476 | 0 | 0
4477 | 0 | 0
4478 | 0 | 0
4479 | 0 | 0
4480 | 0 | 0
4481 | 0 | 0
4482 | 0 | 0
4483 | 0 | 0
4484 | 0 | 0
4485 | 0 | 0
4486 | 0 | 0
4487 | 0 | 0
4488 | 0 | 0
4489 | 4.8 | 0
4490 | 4.8 | 0
4491 | 4.8 | 0
4492 | 4.8 | 0
4493 | 4.8 | 0
4494 | 4.8 | 0
4495 | 1.2 | 0
4496 | 0 | 0
4497 | 0 | 0
4498 | 0 | 0
4499 | 0 | 0
4500 | 0 | 0
4501 | 0 | 0
4502 | 0 | 0
4503 | 0 | 0
4504 | 0 | 0
4505 | 0 | 0
4506 | 0 | 0
4507 | 0 | 0
4508 | 0 | 0
4509 | 0 | 0
4510 | 0 | 0
4511 | 0 | 0
4512 | 0 | 0
4513 | 4.8 | 0
4514 | 4.8 | 0
4515 | 4.8 | 0
4516 | 4.8 | 0
4517 | 4.8 | 0
4518 | 4.8 | 0
4519 | 1.2 | 0
4520 | 0 | 0
4521 | 0 | 0
4522 | 0 | 0
4523 | 0 | 0
4524 | 0 | 0
4525 | 0 | 0
4526 | 0 | 0
4527 | 0 | 0
4528 | 0 | 0
4529 | 0 | 0
4530 | 0 | 0
4531 | 0 | 0
4532 | 0 | 0
4533 | 0 | 0
4534 | 0 | 0
4535 | 0 | 0
4536 | 0 | 0
4537 | 4.8 | 0
4538 | 4.8 | 0
4539 | 4.8 | 0
4540 | 4.8 | 0
4541 | 4.8 | 0
4542 | 4.8 | 0
4543 | 1.2 | 0
4544 | 0 | 0
4545 | 0 | 0
4546 | 0 | 0
4547 | 0 | 0
4548 | 0 | 0
4549 | 0 | 0
4550 | 0 | 0
4551 | 0 | 0
4552 | 0 | 0
4553 | 0 | 0
4554 | 0 | 0
4555 | 0 | 0
4556 | 0 | 0
4557 | 0 | 0
4558 | 0 | 0
4559 | 0 | 0
4560 | 0 | 0
4561 | 4.8 | 0
4562 | 4.8 | 0
4563 | 4.8 | 0
4564 | 4.8 | 0
4565 | 4.8 | 0
4566 | 4.8 | 0
4567 | 1.2 | 0
4568 | 0 | 0
4569 | 0 | 0
4570 | 0 | 0
4571 | 0 | 0
4572 | 0 | 0
4573 | 0 | 0
4574 | 0 | 0
4575 | 0 | 0
4576 | 0 | 0
4577 | 0 | 0
4578 | 0 | 0
4579 | 0 | 0
4580 | 0 | 0
4581 | 0 | 0
4582 | 0 | 0
4583 | 0 | 0
4584 | 0 | 0
4585 | 4.8 | 0
4586 | 4.8 | 0
4587 | 4.8 | 0
4588 | 4.8 | 0
4589 | 4.8 | 0
4590 | 4.8 | 0
4591 | 1.2 | 0
4592 | 0 | 0
4593 | 0 | 0
4594 | 0 | 0
4595 | 0 | 0
4596 | 0 | 0
4597 | 0 | 0
4598 | 0 | 0
4599 | 0 | 0
4600 | 0 | 0
4601 | 0 | 0
4602 | 0 | 0
4603 | 0 | 0
4604 | 0 | 0
4605 | 0 | 0
4606 | 0 | 0
4607 | 0 | 0
4608 | 0 | 0
4609 | 4.8 | 0
4610 | 4.8 | 0
4611 | 4.8 | 0
4612 | 4.8 | 0
4613 | 4.8 | 0
4614 | 4.8 | 0
4615 | 1.2 | 0
4616 | 0 | 0
4617 | 0 | 0
4618 | 0 | 0
4619 | 0 | 0
4620 | 0 | 0
4621 | 0 | 0
4622 | 0 | 0
4623 | 0 | 0
4624 | 0 | 0
4625 | 0 | 0
4626 | 0 | 0
4627 | 0 | 0
4628 | 0 | 0
4629 | 0 | 0
4630 | 0 | 0
4631 | 0 | 0
4632 | 0 | 0
4633 | 4.8 | 0
4634 | 4.8 | 0
4635 | 4.8 | 0
4636 | 4.8 | 0
4637 | 4.8 | 0
4638 | 4.8 | 0
4639 | 1.2 | 0
4640 | 0 | 0
4641 | 0 | 0
4642 | 0 | 0
4643 | 0 | 0
4644 | 0 | 0
4645 | 0 | 0
4646 | 0 | 0
4647 | 0 | 0
4648 | 0 | 0
4649 | 0 | 0
4650 | 0 | 0
4651 | 0 | 0
4652 | 0 | 0
4653 | 0 | 0
4654 | 0 | 0
4655 | 0 | 0
4656 | 0 | 0
4657 | 4.8 | 0
4658 | 4.8 | 0
4659 | 4.8 | 0
4660 | 4.8 | 0
4661 | 4.8 | 0
4662 | 4.8 | 0
4663 | 1.2 | 0
4664 | 0 | 0
4665 | 0 | 0
4666 | 0 | 0
4667 | 0 | 0
4668 | 0 | 0
4669 | 0 | 0
4670 | 0 | 0
4671 | 0 | 0
4672 | 0 | 0
4673 | 0 | 0
4674 | 0 | 0
4675 | 0 | 0
4676 | 0 | 0
4677 | 0 | 0
4678 | 0 | 0
4679 | 0 | 0
4680 | 0 | 0
4681 | 4.8 | 0
4682 | 4.8 | 0
4683 | 4.8 | 0
4684 | 4.8 | 0
4685 | 4.8 | 0
4686 | 4.8 | 0
4687 | 1.2 | 0
4688 | 0 | 0
4689 | 0 | 0
4690 | 0 | 0
4691 | 0 | 0
4692 | 0 | 0
4693 | 0 | 0
4694 | 0 | 0
4695 | 0 | 0
4696 | 0 | 0
4697 | 0 | 0
4698 | 0 | 0
4699 | 0 | 0
4700 | 0 | 0
4701 | 0 | 0
4702 | 0 | 0
4703 | 0 | 0
4704 | 0 | 0
4705 | 4.8 | 0
4706 | 4.8 | 0
4707 | 4.8 | 0
4708 | 4.8 | 0
4709 | 4.8 | 0
4710 | 4.8 | 0
4711 | 1.2 | 0
4712 | 0 | 0
4713 | 0 | 0
4714 | 0 | 0
4715 | 0 | 0
4716 | 0 | 0
4717 | 0 | 0
4718 | 0 | 0
4719 | 0 | 0
4720 | 0 | 0
4721 | 0 | 0
4722 | 0 | 0
4723 | 0 | 0
4724 | 0 | 0
4725 | 0 | 0
4726 | 0 | 0
4727 | 0 | 0
4728 | 0 | 0
4729 | 4.8 | 0
4730 | 4.8 | 0
4731 | 4.8 | 0
4732 | 4.8 | 0
4733 | 4.8 | 0
4734 | 4.8 | 0
4735 | 1.2 | 0
4736 | 0 | 0
4737 | 0 | 0
4738 | 0 | 0
4739 | 0 | 0
4740 | 0 | 0
4741 | 0 | 0
4742 | 0 | 0
4743 | 0 | 0
4744 | 0 | 0
4745 | 0 | 0
4746 | 0 | 0
4747 | 0 | 0
4748 | 0 | 0
4749 | 0 | 0
4750 | 0 | 0
4751 | 0 | 0
4752 | 0 | 0
4753 | 4.8 | 0
4754 | 4.8 | 0
4755 | 4.8 | 0
4756 | 4.8 | 0
4757 | 4.8 | 0
4758 | 4.8 | 0
4759 | 1.2 | 0
4760 | 0 | 0
4761 | 0 | 0
4762 | 0 | 0
4763 | 0 | 0
4764 | 0 | 0
4765 | 0 | 0
4766 | 0 | 0
4767 | 0 | 0
4768 | 0 | 0
4769 | 0 | 0
4770 | 0 | 0
4771 | 0 | 0
4772 | 0 | 0
4773 | 0 | 0
4774 | 0 | 0
4775 | 0 | 0
4776 | 0 | 0
4777 | 4.8 | 0
4778 | 4.8 | 0
4779 | 4.8 | 0
4780 | 4.8 | 0
4781 | 4.8 | 0
4782 | 4.8 | 0
4783 | 1.2 | 0
4784 | 0 | 0
4785 | 0 | 0
4786 | 0 | 0
4787 | 0 | 0
4788 | 0 | 0
4789 | 0 | 0
4790 | 0 | 0
4791 | 0 | 0
4792 | 0 | 0
4793 | 0 | 0
4794 | 0 | 0
4795 | 0 | 0
4796 | 0 | 0
4797 | 0 | 0
4798 | 0 | 0
4799 | 0 | 0
4800 | 0 | 0
4801 | 4.8 | 0
4802 | 4.8 | 0
4803 | 4.8 | 0
4804 | 4.8 | 0
4805 | 4.8 | 0
4806 | 4.8 | 0
4807 | 1.2 | 0
4808 | 0 | 0
4809 | 0 | 0
4810 | 0 | 0
4811 | 0 | 0
4812 | 0 | 0
4813 | 0 | 0
4814 | 0 | 0
4815 | 0 | 0
4816 | 0 | 0
4817 | 0 | 0
4818 | 0 | 0
4819 | 0 | 0
4820 | 0 | 0
4821 | 0 | 0
4822 | 0 | 0
4823 | 0 | 0
4824 | 0 | 0
4825 | 4.8 | 0
4826 | 4.8 | 0
4827 | 4.8 | 0
4828 | 4.8 | 0
4829 | 4.8 | 0
4830 | 4.8 | 0
4831 | 1.2 | 0
4832 | 0 | 0
4833 | 0 | 0
4834 | 0 | 0
4835 | 0 | 0
4836 | 0 | 0
4837 | 0 | 0
4838 | 0 | 0
4839 | 0 | 0
4840 | 0 | 0
4841 | 0 | 0
4842 | 0 | 0
4843 | 0 | 0
4844 | 0 | 0
4845 | 0 | 0
4846 | 0 | 0
4847 | 0 | 0
4848 | 0 | 0
4849 | 4.8 | 0
4850 | 4.8 | 0
4851 | 4.8 | 0
4852 | 4.8 | 0
4853 | 4.8 | 0
4854 | 4.8 | 0
4855 | 1.2 | 0
4856 | 0 | 0
4857 | 0 | 0
4858 | 0 | 0
4859 | 0 | 0
4860 | 0 | 0
4861 | 0 | 0
4862 | 0 | 0
4863 | 0 | 0
4864 | 0 | 0
4865 | 0 | 0
4866 | 0 | 0
4867 | 0 | 0
4868 | 0 | 0
4869 | 0 | 0
4870 | 0 | 0
4871 | 0 | 0
4872 | 0 | 0
4873 | 4.8 | 0
4874 | 4.8 | 0
4875 | 4.8 | 0
4876 | 4.8 | 0
4877 | 4.8 | 0
4878 | 4.8 | 0
4879 | 1.2 | 0
4880 | 0 | 0
4881 | 0 | 0
4882 | 0 | 0
4883 | 0 | 0
4884 | 0 | 0
4885 | 0 | 0
4886 | 0 | 0
4887 | 0 | 0
4888 | 0 | 0
4889 | 0 | 0
4890 | 0 | 0
4891 | 0 | 0
4892 | 0 | 0
4893 | 0 | 0
4894 | 0 | 0
4895 | 0 | 0
4896 | 0 | 0
4897 | 4.8 | 0
4898 | 4.8 | 0
4899 | 4.8 | 0
4900 | 4.8 | 0
4901 | 4.8 | 0
4902 | 4.8 | 0
4903 | 1.2 | 0
4904 | 0 | 0
4905 | 0 | 0
4906 | 0 | 0
4907 | 0 | 0
4908 | 0 | 0
4909 | 0 | 0
4910 | 0 | 0
4911 | 0 | 0
4912 | 0 | 0
4913 | 0 | 0
4914 | 0 | 0
4915 | 0 | 0
4916 | 0 | 0
4917 | 0 | 0
4918 | 0 | 0
4919 | 0 | 0
4920 | 0 | 0
4921 | 4.8 | 0
4922 | 4.8 | 0
4923 | 4.8 | 0
4924 | 4.8 | 0
4925 | 4.8 | 0
4926 | 4.8 | 0
4927 | 1.2 | 0
4928 | 0 | 0
4929 | 0 | 0
4930 | 0 | 0
4931 | 0 | 0
4932 | 0 | 0
4933 | 0 | 0
4934 | 0 | 0
4935 | 0 | 0
4936 | 0 | 0
4937 | 0 | 0
4938 | 0 | 0
4939 | 0 | 0
4940 | 0 | 0
4941 | 0 | 0
4942 | 0 | 0
4943 | 0 | 0
4944 | 0 | 0
4945 | 4.8 | 0
4946 | 4.8 | 0
4947 | 4.8 | 0
4948 | 4.8 | 0
4949 | 4.8 | 0
4950 | 4.8 | 0
4951 | 1.2 | 0
4952 | 0 | 0
4953 | 0 | 0
4954 | 0 | 0
4955 | 0 | 0
4956 | 0 | 0
4957 | 0 | 0
4958 | 0 | 0
4959 | 0 | 0
4960 | 0 | 0
4961 | 0 | 0
4962 | 0 | 0
4963 | 0 | 0
4964 | 0 | 0
4965 | 0 | 0
4966 | 0 | 0
4967 | 0 | 0
4968 | 0 | 0
4969 | 4.8 | 0
4970 | 4.8 | 0
4971 | 4.8 | 0
4972 | 4.8 | 0
4973 | 4.8 | 0
4974 | 4.8 | 0
4975 | 1.2 | 0
4976 | 0 | 0
4977 | 0 | 0
4978 | 0 | 0
4979 | 0 | 0
4980 | 0 | 0
4981 | 0 | 0
4982 | 0 | 0
4983 | 0 | 0
4984 | 0 | 0
4985 | 0 | 0
4986 | 0 | 0
4987 | 0 | 0
4988 | 0 | 0
4989 | 0 | 0
4990 | 0 | 0
4991 | 0 | 0
4992 | 0 | 0
4993 | 4.8 | 0
4994 | 4.8 | 0
4995 | 4.8 | 0
4996 | 4.8 | 0
4997 | 4.8 | 0
4998 | 4.8 | 0
4999 | 1.2 | 0
5000 | 0 | 0
5001 | 0 | 0
5002 | 0 | 0
5003 | 0 | 0
5004 | 0 | 0
5005 | 0 | 0
5006 | 0 | 0
5007 | 0 | 0
5008 | 0 | 0
5009 | 0 | 0
5010 | 0 | 0
5011 | 0 | 0
5012 | 0 | 0
5013 | 0 | 0
5014 | 0 | 0
5015 | 0 | 0
5016 | 0 | 0
5017 | 4.8 | 0
5018 | 4.8 | 0
5019 | 4.8 | 0
5020 | 4.8 | 0
5021 | 4.8 | 0
5022 | 4.8 | 0
5023 | 1.2 | 0
5024 | 0 | 0
5025 | 0 | 0
5026 | 0 | 0
5027 | 0 | 0
5028 | 0 | 0
5029 | 0 | 0
5030 | 0 | 0
5031 | 0 | 0
5032 | 0 | 0
5033 | 0 | 0
5034 | 0 | 0
5035 | 0 | 0
5036 | 0 | 0
5037 | 0 | 0
5038 | 0 | 0
5039 | 0 | 0
5040 | 0 | 0
5041 | 4.8 | 0
5042 | 4.8 | 0
5043 | 4.8 | 0
5044 | 4.8 | 0
5045 | 4.8 | 0
5046 | 4.8 | 0
5047 | 1.2 | 0
5048 | 0 | 0
5049 | 0 | 0
5050 | 0 | 0
5051 | 0 | 0
5052 | 0 | 0
5053 | 0 | 0
5054 | 0 | 0
5055 | 0 | 0
5056 | 0 | 0
5057 | 0 | 0
5058 | 0 | 0
5059 | 0 | 0
5060 | 0 | 0
5061 | 0 | 0
5062 | 0 | 0
5063 | 0 | 0
5064 | 0 | 0
5065 | 4.8 | 0
5066 | 4.8 | 0
5067 | 4.8 | 0
5068 | 4.8 | 0
5069 | 4.8 | 0
5070 | 4.8 | 0
5071 | 1.2 | 0
5072 | 0 | 0
5073 | 0 | 0
5074 | 0 | 0
5075 | 0 | 0
5076 | 0 | 0
5077 | 0 | 0
5078 | 0 | 0
5079 | 0 | 0
5080 | 0 | 0
5081 | 0 | 0
5082 | 0 | 0
5083 | 0 | 0
5084 | 0 | 0
5085 | 0 | 0
5086 | 0 | 0
5087 | 0 | 0
5088 | 0 | 0
5089 | 4.8 | 0
5090 | 4.8 | 0
5091 | 4.8 | 0
5092 | 4.8 | 0
5093 | 4.8 | 0
5094 | 4.8 | 0
5095 | 1.2 | 0
5096 | 0 | 0
5097 | 0 | 0
5098 | 0 | 0
5099 | 0 | 0
5100 | 0 | 0
5101 | 0 | 0
5102 | 0 | 0
5103 | 0 | 0
5104 | 0 | 0
5105 | 0 | 0
5106 | 0 | 0
5107 | 0 | 0
5108 | 0 | 0
5109 | 0 | 0
5110 | 0 | 0
5111 | 0 | 0
5112 | 0 | 0
5113 | 4.8 | 0
5114 | 4.8 | 0
5115 | 4.8 | 0
5116 | 4.8 | 0
5117 | 4.8 | 0
5118 | 4.8 | 0
5119 | 1.2 | 0
5120 | 0 | 0
5121 | 0 | 0
5122 | 0 | 0
5123 | 0 | 0
5124 | 0 | 0
5125 | 0 | 0
5126 | 0 | 0
5127 | 0 | 0
5128 | 0 | 0
5129 | 0 | 0
5130 | 0 | 0
5131 | 0 | 0
5132 | 0 | 0
5133 | 0 | 0
5134 | 0 | 0
5135 | 0 | 0
5136 | 0 | 0
5137 | 4.8 | 0
5138 | 4.8 | 0
5139 | 4.8 | 0
5140 | 4.8 | 0
5141 | 4.8 | 0
5142 | 4.8 | 0
5143 | 1.2 | 0
5144 | 0 | 0
5145 | 0 | 0
5146 | 0 | 0
5147 | 0 | 0
5148 | 0 | 0
5149 | 0 | 0
5150 | 0 | 0
5151 | 0 | 0
5152 | 0 | 0
5153 | 0 | 0
5154 | 0 | 0
5155 | 0 | 0
5156 | 0 | 0
5157 | 0 | 0
5158 | 0 | 0
5159 | 0 | 0
5160 | 0 | 0
5161 | 4.8 | 0
5162 | 4.8 | 0
5163 | 4.8 | 0
5164 | 4.8 | 0
5165 | 4.8 | 0
5166 | 4.8 | 0
5167 | 1.2 | 0
5168 | 0 | 0
5169 | 0 | 0
5170 | 0 | 0
5171 | 0 | 0
5172 | 0 | 0
5173 | 0 | 0
5174 | 0 | 0
5175 | 0 | 0
5176 | 0 | 0
5177 | 0 | 0
5178 | 0 | 0
5179 | 0 | 0
5180 | 0 | 0
5181 | 0 | 0
5182 | 0 | 0
5183 | 0 | 0
5184 | 0 | 0
5185 | 4.8 | 0
5186 | 4.8 | 0
5187 | 4.8 | 0
5188 | 4.8 | 0
5189 | 4.8 | 0
5190 | 4.8 | 0
5191 | 1.2 | 0
5192 | 0 | 0
5193 | 0 | 0
5194 | 0 | 0
5195 | 0 | 0
5196 | 0 | 0
5197 | 0 | 0
5198 | 0 | 0
5199 | 0 | 0
5200 | 0 | 0
5201 | 0 | 0
5202 | 0 | 0
5203 | 0 | 0
5204 | 0 | 0
5205 | 0 | 0
5206 | 0 | 0
5207 | 0 | 0
5208 | 0 | 0
5209 | 4.8 | 0
5210 | 4.8 | 0
5211 | 4.8 | 0
5212 | 4.8 | 0
5213 | 4.8 | 0
5214 | 4.8 | 0
5215 | 1.2 | 0
5216 | 0 | 0
5217 | 0 | 0
5218 | 0 | 0
5219 | 0 | 0
5220 | 0 | 0
5221 | 0 | 0
5222 | 0 | 0
5223 | 0 | 0
5224 | 0 | 0
5225 | 0 | 0
5226 | 0 | 0
5227 | 0 | 0
5228 | 0 | 0
5229 | 0 | 0
5230 | 0 | 0
5231 | 0 | 0
5232 | 0 | 0
5233 | 4.8 | 0
5234 | 4.8 | 0
5235 | 4.8 | 0
5236 | 4.8 | 0
5237 | 4.8 | 0
5238 | 4.8 | 0
5239 | 1.2 | 0
5240 | 0 | 0
5241 | 0 | 0
5242 | 0 | 0
5243 | 0 | 0
5244 | 0 | 0
5245 | 0 | 0
5246 | 0 | 0
5247 | 0 | 0
5248 | 0 | 0
5249 | 0 | 0
5250 | 0 | 0
5251 | 0 | 0
5252 | 0 | 0
5253 | 0 | 0
5254 | 0 | 0
5255 | 0 | 0
5256 | 0 | 0
5257 | 4.8 | 0
5258 | 4.8 | 0
5259 | 4.8 | 0
5260 | 4.8 | 0
5261 | 4.8 | 0
5262 | 4.8 | 0
5263 | 1.2 | 0
5264 | 0 | 0
5265 | 0 | 0
5266 | 0 | 0
5267 | 0 | 0
5268 | 0 | 0
5269 | 0 | 0
5270 | 0 | 0
5271 | 0 | 0
5272 | 0 | 0
5273 | 0 | 0
5274 | 0 | 0
5275 | 0 | 0
5276 | 0 | 0
5277 | 0 | 0
5278 | 0 | 0
5279 | 0 | 0
5280 | 0 | 0
5281 | 4.8 | 0
5282 | 4.8 | 0
5283 | 4.8 | 0
5284 | 4.8 | 0
5285 | 4.8 | 0
5286 | 4.8 | 0
5287 | 1.2 | 0
5288 | 0 | 0
5289 | 0 | 0
5290 | 0 | 0
5291 | 0 | 0
5292 | 0 | 0
5293 | 0 | 0
5294 | 0 | 0
5295 | 0 | 0
5296 | 0 | 0
5297 | 0 | 0
5298 | 0 | 0
5299 | 0 | 0
5300 | 0 | 0
5301 | 0 | 0
5302 | 0 | 0
5303 | 0 | 0
5304 | 0 | 0
5305 | 4.8 | 0
5306 | 4.8 | 0
5307 | 4.8 | 0
5308 | 4.8 | 0
5309 | 4.8 | 0
5310 | 4.8 | 0
5311 | 1.2 | 0
5312 | 0 | 0
5313 | 0 | 0
5314 | 0 | 0
5315 | 0 | 0
5316 | 0 | 0
5317 | 0 | 0
5318 | 0 | 0
5319 | 0 | 0
5320 | 0 | 0
5321 | 0 | 0
5322 | 0 | 0
5323 | 0 | 0
5324 | 0 | 0
5325 | 0 | 0
5326 | 0 | 0
5327 | 0 | 0
5328 | 0 | 0
5329 | 4.8 | 0
5330 | 4.8 | 0
5331 | 4.8 | 0
5332 | 4.8 | 0
5333 | 4.8 | 0
5334 | 4.8 | 0
5335 | 1.2 | 0
5336 | 0 | 0
5337 | 0 | 0
5338 | 0 | 0
5339 | 0 | 0
5340 | 0 | 0
5341 | 0 | 0
5342 | 0 | 0
5343 | 0 | 0
5344 | 0 | 0
5345 | 0 | 0
5346 | 0 | 0
5347 | 0 | 0
5348 | 0 | 0
5349 | 0 | 0
5350 | 0 | 0
5351 | 0 | 0
5352 | 0 | 0
5353 | 4.8 | 0
5354 | 4.8 | 0
5355 | 4.8 | 0
5356 | 4.8 | 0
5357 | 4.8 | 0
5358 | 4.8 | 0
5359 | 1.2 | 0
5360 | 0 | 0
5361 | 0 | 0
5362 | 0 | 0
5363 | 0 | 0
5364 | 0 | 0
5365 | 0 | 0
5366 | 0 | 0
5367 | 0 | 0
5368 | 0 | 0
5369 | 0 | 0
5370 | 0 | 0
5371 | 0 | 0
5372 | 0 | 0
5373 | 0 | 0
5374 | 0 | 0
5375 | 0 | 0
5376 | 0 | 0
5377 | 4.8 | 0
5378 | 4.8 | 0
5379 | 4.8 | 0
5380 | 4.8 | 0
5381 | 4.8 | 0
5382 | 4.8 | 0
5383 | 1.2 | 0
5384 | 0 | 0
5385 | 0 | 0
5386 | 0 | 0
5387 | 0 | 0
5388 | 0 | 0
5389 | 0 | 0
5390 | 0 | 0
5391 | 0 | 0
5392 | 0 | 0
5393 | 0 | 0
5394 | 0 | 0
5395 | 0 | 0
5396 | 0 | 0
5397 | 0 | 0
5398 | 0 | 0
5399 | 0 | 0
5400 | 0 | 0
5401 | 4.8 | 0
5402 | 4.8 | 0
5403 | 4.8 | 0
5404 | 4.8 | 0
5405 | 4.8 | 0
5406 | 4.8 | 0
5407 | 1.2 | 0
5408 | 0 | 0
5409 | 0 | 0
5410 | 0 | 0
5411 | 0 | 0
5412 | 0 | 0
5413 | 0 | 0
5414 | 0 | 0
5415 | 0 | 0
5416 | 0 | 0
5417 | 0 | 0
5418 | 0 | 0
5419 | 0 | 0
5420 | 0 | 0
5421 | 0 | 0
5422 | 0 | 0
5423 | 0 | 0
5424 | 0 | 0
5425 | 4.8 | 0
5426 | 4.8 | 0
5427 | 4.8 | 0
5428 | 4.8 | 0
5429 | 4.8 | 0
5430 | 4.8 | 0
5431 | 1.2 | 0
5432 | 0 | 0
5433 | 0 | 0
5434 | 0 | 0
5435 | 0 | 0
5436 | 0 | 0
5437 | 0 | 0
5438 | 0 | 0
5439 | 0 | 0
5440 | 0 | 0
5441 | 0 | 0
5442 | 0 | 0
5443 | 0 | 0
5444 | 0 | 0
5445 | 0 | 0
5446 | 0 | 0
5447 | 0 | 0
5448 | 0 | 0
5449 | 4.8 | 0
5450 | 4.8 | 0
5451 | 4.8 | 0
5452 | 4.8 | 0
5453 | 4.8 | 0
5454 | 4.8 | 0
5455 | 1.2 | 0
5456 | 0 | 0
5457 | 0 | 0
5458 | 0 | 0
5459 | 0 | 0
5460 | 0 | 0
5461 | 0 | 0
5462 | 0 | 0
5463 | 0 | 0
5464 | 0 | 0
5465 | 0 | 0
5466 | 0 | 0
5467 | 0 | 0
5468 | 0 | 0
5469 | 0 | 0
5470 | 0 | 0
5471 | 0 | 0
5472 | 0 | 0
5473 | 4.8 | 0
5474 | 4.8 | 0
5475 | 4.8 | 0
5476 | 4.8 | 0
5477 | 4.8 | 0
5478 | 4.8 | 0
5479 | 1.2 | 0
5480 | 0 | 0
5481 | 0 | 0
5482 | 0 | 0
5483 | 0 | 0
5484 | 0 | 0
5485 | 0 | 0
5486 | 0 | 0
5487 | 0 | 0
5488 | 0 | 0
5489 | 0 | 0
5490 | 0 | 0
5491 | 0 | 0
5492 | 0 | 0
5493 | 0 | 0
5494 | 0 | 0
5495 | 0 | 0
5496 | 0 | 0
5497 | 4.8 | 0
5498 | 4.8 | 0
5499 | 4.8 | 0
5500 | 4.8 | 0
5501 | 4.8 | 0
5502 | 4.8 | 0
5503 | 1.2 | 0
5504 | 0 | 0
5505 | 0 | 0
5506 | 0 | 0
5507 | 0 | 0
5508 | 0 | 0
5509 | 0 | 0
5510 | 0 | 0
5511 | 0 | 0
5512 | 0 | 0
5513 | 0 | 0
5514 | 0 | 0
5515 | 0 | 0
5516 | 0 | 0
5517 | 0 | 0
5518 | 0 | 0
5519 | 0 | 0
5520 | 0 | 0
5521 | 4.8 | 0
5522 | 4.8 | 0
5523 | 4.8 | 0
5524 | 4.8 | 0
5525 | 4.8 | 0
5526 | 4.8 | 0
5527 | 1.2 | 0
5528 | 0 | 0
5529 | 0 | 0
5530 | 0 | 0
5531 | 0 | 0
5532 | 0 | 0
5533 | 0 | 0
5534 | 0 | 0
5535 | 0 | 0
5536 | 0 | 0
5537 | 0 | 0
5538 | 0 | 0
5539 | 0 | 0
5540 | 0 | 0
5541 | 0 | 0
5542 | 0 | 0
5543 | 0 | 0
5544 | 0 | 0
5545 | 4.8 | 0
5546 | 4.8 | 0
5547 | 4.8 | 0
5548 | 4.8 | 0
5549 | 4.8 | 0
5550 | 4.8 | 0
5551 | 1.2 | 0
5552 | 0 | 0
5553 | 0 | 0
5554 | 0 | 0
5555 | 0 | 0
5556 | 0 | 0
5557 | 0 | 0
5558 | 0 | 0
5559 | 0 | 0
5560 | 0 | 0
5561 | 0 | 0
5562 | 0 | 0
5563 | 0 | 0
5564 | 0 | 0
5565 | 0 | 0
5566 | 0 | 0
5567 | 0 | 0
5568 | 0 | 0
5569 | 4.8 | 0
5570 | 4.8 | 0
5571 | 4.8 | 0
5572 | 4.8 | 0
5573 | 4.8 | 0
5574 | 4.8 | 0
5575 | 1.2 | 0
5576 | 0 | 0
5577 | 0 | 0
5578 | 0 | 0
5579 | 0 | 0
5580 | 0 | 0
5581 | 0 | 0
5582 | 0 | 0
5583 | 0 | 0
5584 | 0 | 0
5585 | 0 | 0
5586 | 0 | 0
5587 | 0 | 0
5588 | 0 | 0
5589 | 0 | 0
5590 | 0 | 0
5591 | 0 | 0
5592 | 0 | 0
5593 | 4.8 | 0
5594 | 4.8 | 0
5595 | 4.8 | 0
5596 | 4.8 | 0
5597 | 4.8 | 0
5598 | 4.8 | 0
5599 | 1.2 | 0
5600 | 0 | 0
5601 | 0 | 0
5602 | 0 | 0
5603 | 0 | 0
5604 | 0 | 0
5605 | 0 | 0
5606 | 0 | 0
5607 | 0 | 0
5608 | 0 | 0
5609 | 0 | 0
5610 | 0 | 0
5611 | 0 | 0
5612 | 0 | 0
5613 | 0 | 0
5614 | 0 | 0
5615 | 0 | 0
5616 | 0 | 0
5617 | 4.8 | 0
5618 | 4.8 | 0
5619 | 4.8 | 0
5620 | 4.8 | 0
5621 | 4.8 | 0
5622 | 4.8 | 0
5623 | 1.2 | 0
5624 | 0 | 0
5625 | 0 | 0
5626 | 0 | 0
5627 | 0 | 0
5628 | 0 | 0
5629 | 0 | 0
5630 | 0 | 0
5631 | 0 | 0
5632 | 0 | 0
5633 | 0 | 0
5634 | 0 | 0
5635 | 0 | 0
5636 | 0 | 0
5637 | 0 | 0
5638 | 0 | 0
5639 | 0 | 0
5640 | 0 | 0
5641 | 4.8 | 0
5642 | 4.8 | 0
5643 | 4.8 | 0
5644 | 4.8 | 0
5645 | 4.8 | 0
5646 | 4.8 | 0
5647 | 1.2 | 0
5648 | 0 | 0
5649 | 0 | 0
5650 | 0 | 0
5651 | 0 | 0
5652 | 0 | 0
5653 | 0 | 0
5654 | 0 | 0
5655 | 0 | 0
5656 | 0 | 0
5657 | 0 | 0
5658 | 0 | 0
5659 | 0 | 0
5660 | 0 | 0
5661 | 0 | 0
5662 | 0 | 0
5663 | 0 | 0
5664 | 0 | 0
5665 | 4.8 | 0
5666 | 4.8 | 0
5667 | 4.8 | 0
5668 | 4.8 | 0
5669 | 4.8 | 0
5670 | 4.8 | 0
5671 | 1.2 | 0
5672 | 0 | 0
5673 | 0 | 0
5674 | 0 | 0
5675 | 0 | 0
5676 | 0 | 0
5677 | 0 | 0
5678 | 0 | 0
5679 | 0 | 0
5680 | 0 | 0
5681 | 0 | 0
5682 | 0 | 0
5683 | 0 | 0
5684 | 0 | 0
5685 | 0 | 0
5686 | 0 | 0
5687 | 0 | 0
5688 | 0 | 0
5689 | 4.8 | 0
5690 | 4.8 | 0
5691 | 4.8 | 0
5692 | 4.8 | 0
5693 | 4.8 | 0
5694 | 4.8 | 0
5695 | 1.2 | 0
5696 | 0 | 0
5697 | 0 | 0
5698 | 0 | 0
5699 | 0 | 0
5700 | 0 | 0
5701 | 0 | 0
5702 | 0 | 0
5703 | 0 | 0
5704 | 0 | 0
5705 | 0 | 0
5706 | 0 | 0
5707 | 0 | 0
5708 | 0 | 0
5709 | 0 | 0
5710 | 0 | 0
5711 | 0 | 0
5712 | 0 | 0
5713 | 4.8 | 0
5714 | 4.8 | 0
5715 | 4.8 | 0
5716 | 4.8 | 0
5717 | 4.8 | 0
5718 | 4.8 | 0
5719 | 1.2 | 0
5720 | 0 | 0
5721 | 0 | 0
5722 | 0 | 0
5723 | 0 | 0
5724 | 0 | 0
5725 | 0 | 0
5726 | 0 | 0
5727 | 0 | 0
5728 | 0 | 0
5729 | 0 | 0
5730 | 0 | 0
5731 | 0 | 0
5732 | 0 | 0
5733 | 0 | 0
5734 | 0 | 0
5735 | 0 | 0
5736 | 0 | 0
5737 | 4.8 | 0
5738 | 4.8 | 0
5739 | 4.8 | 0
5740 | 4.8 | 0
5741 | 4.8 | 0
5742 | 4.8 | 0
5743 | 1.2 | 0
5744 | 0 | 0
5745 | 0 | 0
5746 | 0 | 0
5747 | 0 | 0
5748 | 0 | 0
5749 | 0 | 0
5750 | 0 | 0
5751 | 0 | 0
5752 | 0 | 0
5753 | 0 | 0
5754 | 0 | 0
5755 | 0 | 0
5756 | 0 | 0
5757 | 0 | 0
5758 | 0 | 0
5759 | 0 | 0
5760 | 0 | 0
5761 | 4.8 | 0
5762 | 4.8 | 0
5763 | 4.8 | 0
5764 | 4.8 | 0
5765 | 4.8 | 0
5766 | 4.8 | 0
5767 | 1.2 | 0
5768 | 0 | 0
5769 | 0 | 0
5770 | 0 | 0
5771 | 0 | 0
5772 | 0 | 0
5773 | 0 | 0
5774 | 0 | 0
5775 | 0 | 0
5776 | 0 | 0
5777 | 0 | 0
5778 | 0 | 0
5779 | 0 | 0
5780 | 0 | 0
5781 | 0 | 0
5782 | 0 | 0
5783 | 0 | 0
5784 | 0 | 0
5785 | 4.8 | 0
5786 | 4.8 | 0
5787 | 4.8 | 0
5788 | 4.8 | 0
5789 | 4.8 | 0
5790 | 4.8 | 0
5791 | 1.2 | 0
5792 | 0 | 0
5793 | 0 | 0
5794 | 0 | 0
5795 | 0 | 0
5796 | 0 | 0
5797 | 0 | 0
5798 | 0 | 0
5799 | 0 | 0
5800 | 0 | 0
5801 | 0 | 0
5802 | 0 | 0
5803 | 0 | 0
5804 | 0 | 0
5805 | 0 | 0
5806 | 0 | 0
5807 | 0 | 0
5808 | 0 | 0
5809 | 4.8 | 0
5810 | 4.8 | 0
5811 | 4.8 | 0
5812 | 4.8 | 0
5813 | 4.8 | 0
5814 | 4.8 | 0
5815 | 1.2 | 0
5816 | 0 | 0
5817 | 0 | 0
5818 | 0 | 0
5819 | 0 | 0
5820 | 0 | 0
5821 | 0 | 0
5822 | 0 | 0
5823 | 0 | 0
5824 | 0 | 0
5825 | 0 | 0
5826 | 0 | 0
5827 | 0 | 0
5828 | 0 | 0
5829 | 0 | 0
5830 | 0 | 0
5831 | 0 | 0
5832 | 0 | 0
5833 | 4.8 | 0
5834 | 4.8 | 0
5835 | 4.8 | 0
5836 | 4.8 | 0
5837 | 4.8 | 0
5838 | 4.8 | 0
5839 | 1.2 | 0
5840 | 0 | 0
5841 | 0 | 0
5842 | 0 | 0
5843 | 0 | 0
5844 | 0 | 0
5845 | 0 | 0
5846 | 0 | 0
5847 | 0 | 0
5848 | 0 | 0
5849 | 0 | 0
5850 | 0 | 0
5851 | 0 | 0
5852 | 0 | 0
5853 | 0 | 0
5854 | 0 | 0
5855 | 0 | 0
5856 | 0 | 0
5857 | 4.8 | 0
5858 | 4.8 | 0
5859 | 4.8 | 0
5860 | 4.8 | 0
5861 | 4.8 | 0
5862 | 4.8 | 0
5863 | 1.2 | 0
5864 | 0 | 0
5865 | 0 | 0
5866 | 0 | 0
5867 | 0 | 0
5868 | 0 | 0
5869 | 0 | 0
5870 | 0 | 0
5871 | 0 | 0
5872 | 0 | 0
5873 | 0 | 0
5874 | 0 | 0
5875 | 0 | 0
5876 | 0 | 0
5877 | 0 | 0
5878 | 0 | 0
5879 | 0 | 0
5880 | 0 | 0
5881 | 4.8 | 0
5882 | 4.8 | 0
5883 | 4.8 | 0
5884 | 4.8 | 0
5885 | 4.8 | 0
5886 | 4.8 | 0
5887 | 1.2 | 0
5888 | 0 | 0
5889 | 0 | 0
5890 | 0 | 0
5891 | 0 | 0
5892 | 0 | 0
5893 | 0 | 0
5894 | 0 | 0
5895 | 0 | 0
5896 | 0 | 0
5897 | 0 | 0
5898 | 0 | 0
5899 | 0 | 0
5900 | 0 | 0
5901 | 0 | 0
5902 | 0 | 0
5903 | 0 | 0
5904 | 0 | 0
5905 | 4.8 | 0
5906 | 4.8 | 0
5907 | 4.8 | 0
5908 | 4.8 | 0
5909 | 4.8 | 0
5910 | 4.8 | 0
5911 | 1.2 | 0
5912 | 0 | 0
5913 | 0 | 0
5914 | 0 | 0
5915 | 0 | 0
5916 | 0 | 0
5917 | 0 | 0
5918 | 0 | 0
5919 | 0 | 0
5920 | 0 | 0
5921 | 0 | 0
5922 | 0 | 0
5923 | 0 | 0
5924 | 0 | 0
5925 | 0 | 0
5926 | 0 | 0
5927 | 0 | 0
5928 | 0 | 0
5929 | 4.8 | 0
5930 | 4.8 | 0
5931 | 4.8 | 0
5932 | 4.8 | 0
5933 | 4.8 | 0
5934 | 4.8 | 0
5935 | 1.2 | 0
5936 | 0 | 0
5937 | 0 | 0
5938 | 0 | 0
5939 | 0 | 0
5940 | 0 | 0
5941 | 0 | 0
5942 | 0 | 0
5943 | 0 | 0
5944 | 0 | 0
5945 | 0 | 0
5946 | 0 | 0
5947 | 0 | 0
5948 | 0 | 0
5949 | 0 | 0
5950 | 0 | 0
5951 | 0 | 0
5952 | 0 | 0
5953 | 4.8 | 0
5954 | 4.8 | 0
5955 | 4.8 | 0
5956 | 4.8 | 0
5957 | 4.8 | 0
5958 | 4.8 | 0
5959 | 1.2 | 0
5960 | 0 | 0
5961 | 0 | 0
5962 | 0 | 0
5963 | 0 | 0
5964 | 0 | 0
5965 | 0 | 0
5966 | 0 | 0
5967 | 0 | 0
5968 | 0 | 0
5969 | 0 | 0
5970 | 0 | 0
5971 | 0 | 0
5972 | 0 | 0
5973 | 0 | 0
5974 | 0 | 0
5975 | 0 | 0
5976 | 0 | 0
5977 | 4.8 | 0
5978 | 4.8 | 0
5979 | 4.8 | 0
5980 | 4.8 | 0
5981 | 4.8 | 0
5982 | 4.8 | 0
5983 | 1.2 | 0
5984 | 0 | 0
5985 | 0 | 0
5986 | 0 | 0
5987 | 0 | 0
5988 | 0 | 0
5989 | 0 | 0
5990 | 0 | 0
5991 | 0 | 0
5992 | 0 | 0
5993 | 0 | 0
5994 | 0 | 0
5995 | 0 | 0
5996 | 0 | 0
5997 | 0 | 0
5998 | 0 | 0
5999 | 0 | 0
6000 | 0 | 0
6001 | 4.8 | 0
6002 | 4.8 | 0
6003 | 4.8 | 0
6004 | 4.8 | 0
6005 | 4.8 | 0
6006 | 4.8 | 0
6007 | 1.2 | 0
6008 | 0 | 0
6009 | 0 | 0
6010 | 0 | 0
6011 | 0 | 0
6012 | 0 | 0
6013 | 0 | 0
6014 | 0 | 0
6015 | 0 | 0
6016 | 0 | 0
6017 | 0 | 0
6018 | 0 | 0
6019 | 0 | 0
6020 | 0 | 0
6021 | 0 | 0
6022 | 0 | 0
6023 | 0 | 0
6024 | 0 | 0
6025 | 4.8 | 0
6026 | 4.8 | 0
6027 | 4.8 | 0
6028 | 4.8 | 0
6029 | 4.8 | 0
6030 | 4.8 | 0
6031 | 1.2 | 0
6032 | 0 | 0
6033 | 0 | 0
6034 | 0 | 0
6035 | 0 | 0
6036 | 0 | 0
6037 | 0 | 0
6038 | 0 | 0
6039 | 0 | 0
6040 | 0 | 0
6041 | 0 | 0
6042 | 0 | 0
6043 | 0 | 0
6044 | 0 | 0
6045 | 0 | 0
6046 | 0 | 0
6047 | 0 | 0
6048 | 0 | 0
6049 | 4.8 | 0
6050 | 4.8 | 0
6051 | 4.8 | 0
6052 | 4.8 | 0
6053 | 4.8 | 0
6054 | 4.8 | 0
6055 | 1.2 | 0
6056 | 0 | 0
6057 | 0 | 0
6058 | 0 | 0
6059 | 0 | 0
6060 | 0 | 0
6061 | 0 | 0
6062 | 0 | 0
6063 | 0 | 0
6064 | 0 | 0
6065 | 0 | 0
6066 | 0 | 0
6067 | 0 | 0
6068 | 0 | 0
6069 | 0 | 0
6070 | 0 | 0
6071 | 0 | 0
6072 | 0 | 0
6073 | 4.8 | 0
6074 | 4.8 | 0
6075 | 4.8 | 0
6076 | 4.8 | 0
6077 | 4.8 | 0
6078 | 4.8 | 0
6079 | 1.2 | 0
6080 | 0 | 0
6081 | 0 | 0
6082 | 0 | 0
6083 | 0 | 0
6084 | 0 | 0
6085 | 0 | 0
6086 | 0 | 0
6087 | 0 | 0
6088 | 0 | 0
6089 | 0 | 0
6090 | 0 | 0
6091 | 0 | 0
6092 | 0 | 0
6093 | 0 | 0
6094 | 0 | 0
6095 | 0 | 0
6096 | 0 | 0
6097 | 4.8 | 0
6098 | 4.8 | 0
6099 | 4.8 | 0
6100 | 4.8 | 0
6101 | 4.8 | 0
6102 | 4.8 | 0
6103 | 1.2 | 0
6104 | 0 | 0
6105 | 0 | 0
6106 | 0 | 0
6107 | 0 | 0
6108 | 0 | 0
6109 | 0 | 0
6110 | 0 | 0
6111 | 0 | 0
6112 | 0 | 0
6113 | 0 | 0
6114 | 0 | 0
6115 | 0 | 0
6116 | 0 | 0
6117 | 0 | 0
6118 | 0 | 0
6119 | 0 | 0
6120 | 0 | 0
6121 | 4.8 | 0
6122 | 4.8 | 0
6123 | 4.8 | 0
6124 | 4.8 | 0
6125 | 4.8 | 0
6126 | 4.8 | 0
6127 | 1.2 | 0
6128 | 0 | 0
6129 | 0 | 0
6130 | 0 | 0
6131 | 0 | 0
6132 | 0 | 0
6133 | 0 | 0
6134 | 0 | 0
6135 | 0 | 0
6136 | 0 | 0
6137 | 0 | 0
6138 | 0 | 0
6139 | 0 | 0
6140 | 0 | 0
6141 | 0 | 0
6142 | 0 | 0
6143 | 0 | 0
6144 | 0 | 0
6145 | 4.8 | 0
6146 | 4.8 | 0
6147 | 4.8 | 0
6148 | 4.8 | 0
6149 | 4.8 | 0
6150 | 4.8 | 0
6151 | 1.2 | 0
6152 | 0 | 0
6153 | 0 | 0
6154 | 0 | 0
6155 | 0 | 0
6156 | 0 | 0
6157 | 0 | 0
6158 | 0 | 0
6159 | 0 | 0
6160 | 0 | 0
6161 | 0 | 0
6162 | 0 | 0
6163 | 0 | 0
6164 | 0 | 0
6165 | 0 | 0
6166 | 0 | 0
6167 | 0 | 0
6168 | 0 | 0
6169 | 4.8 | 0
6170 | 4.8 | 0
6171 | 4.8 | 0
6172 | 4.8 | 0
6173 | 4.8 | 0
6174 | 4.8 | 0
6175 | 1.2 | 0
6176 | 0 | 0
6177 | 0 | 0
6178 | 0 | 0
6179 | 0 | 0
6180 | 0 | 0
6181 | 0 | 0
6182 | 0 | 0
6183 | 0 | 0
6184 | 0 | 0
6185 | 0 | 0
6186 | 0 | 0
6187 | 0 | 0
6188 | 0 | 0
6189 | 0 | 0
6190 | 0 | 0
6191 | 0 | 0
6192 | 0 | 0
6193 | 4.8 | 0
6194 | 4.8 | 0
6195 | 4.8 | 0
6196 | 4.8 | 0
6197 | 4.8 | 0
6198 | 4.8 | 0
6199 | 1.2 | 0
6200 | 0 | 0
6201 | 0 | 0
6202 | 0 | 0
6203 | 0 | 0
6204 | 0 | 0
6205 | 0 | 0
6206 | 0 | 0
6207 | 0 | 0
6208 | 0 | 0
6209 | 0 | 0
6210 | 0 | 0
6211 | 0 | 0
6212 | 0 | 0
6213 | 0 | 0
6214 | 0 | 0
6215 | 0 | 0
6216 | 0 | 0
6217 | 4.8 | 0
6218 | 4.8 | 0
6219 | 4.8 | 0
6220 | 4.8 | 0
6221 | 4.8 | 0
6222 | 4.8 | 0
6223 | 1.2 | 0
6224 | 0 | 0
6225 | 0 | 0
6226 | 0 | 0
6227 | 0 | 0
6228 | 0 | 0
6229 | 0 | 0
6230 | 0 | 0
6231 | 0 | 0
6232 | 0 | 0
6233 | 0 | 0
6234 | 0 | 0
6235 | 0 | 0
6236 | 0 | 0
6237 | 0 | 0
6238 | 0 | 0
6239 | 0 | 0
6240 | 0 | 0
6241 | 4.8 | 0
6242 | 4.8 | 0
6243 | 4.8 | 0
6244 | 4.8 | 0
6245 | 4.8 | 0
6246 | 4.8 | 0
6247 | 1.2 | 0
6248 | 0 | 0
6249 | 0 | 0
6250 | 0 | 0
6251 | 0 | 0
6252 | 0 | 0
6253 | 0 | 0
6254 | 0 | 0
6255 | 0 | 0
6256 | 0 | 0
6257 | 0 | 0
6258 | 0 | 0
6259 | 0 | 0
6260 | 0 | 0
6261 | 0 | 0
6262 | 0 | 0
6263 | 0 | 0
6264 | 0 | 0
6265 | 4.8 | 0
6266 | 4.8 | 0
6267 | 4.8 | 0
6268 | 4.8 | 0
6269 | 4.8 | 0
6270 | 4.8 | 0
6271 | 1.2 | 0
6272 | 0 | 0
6273 | 0 | 0
6274 | 0 | 0
6275 | 0 | 0
6276 | 0 | 0
6277 | 0 | 0
6278 | 0 | 0
6279 | 0 | 0
6280 | 0 | 0
6281 | 0 | 0
6282 | 0 | 0
6283 | 0 | 0
6284 | 0 | 0
6285 | 0 | 0
6286 | 0 | 0
6287 | 0 | 0
6288 | 0 | 0
6289 | 4.8 | 0
6290 | 4.8 | 0
6291 | 4.8 | 0
6292 | 4.8 | 0
6293 | 4.8 | 0
6294 | 4.8 | 0
6295 | 1.2 | 0
6296 | 0 | 0
6297 | 0 | 0
6298 | 0 | 0
6299 | 0 | 0
6300 | 0 | 0
6301 | 0 | 0
6302 | 0 | 0
6303 | 0 | 0
6304 | 0 | 0
6305 | 0 | 0
6306 | 0 | 0
6307 | 0 | 0
6308 | 0 | 0
6309 | 0 | 0
6310 | 0 | 0
6311 | 0 | 0
6312 | 0 | 0
6313 | 4.8 | 0
6314 | 4.8 | 0
6315 | 4.8 | 0
6316 | 4.8 | 0
6317 | 4.8 | 0
6318 | 4.8 | 0
6319 | 1.2 | 0
6320 | 0 | 0
6321 | 0 | 0
6322 | 0 | 0
6323 | 0 | 0
6324 | 0 | 0
6325 | 0 | 0
6326 | 0 | 0
6327 | 0 | 0
6328 | 0 | 0
6329 | 0 | 0
6330 | 0 | 0
6331 | 0 | 0
6332 | 0 | 0
6333 | 0 | 0
6334 | 0 | 0
6335 | 0 | 0
6336 | 0 | 0
6337 | 4.8 | 0
6338 | 4.8 | 0
6339 | 4.8 | 0
6340 | 4.8 | 0
6341 | 4.8 | 0
6342 | 4.8 | 0
6343 | 1.2 | 0
6344 | 0 | 0
6345 | 0 | 0
6346 | 0 | 0
6347 | 0 | 0
6348 | 0 | 0
6349 | 0 | 0
6350 | 0 | 0
6351 | 0 | 0
6352 | 0 | 0
6353 | 0 | 0
6354 | 0 | 0
6355 | 0 | 0
6356 | 0 | 0
6357 | 0 | 0
6358 | 0 | 0
6359 | 0 | 0
6360 | 0 | 0
6361 | 4.8 | 0
6362 | 4.8 | 0
6363 | 4.8 | 0
6364 | 4.8 | 0
6365 | 4.8 | 0
6366 | 4.8 | 0
6367 | 1.2 | 0
6368 | 0 | 0
6369 | 0 | 0
6370 | 0 | 0
6371 | 0 | 0
6372 | 0 | 0
6373 | 0 | 0
6374 | 0 | 0
6375 | 0 | 0
6376 | 0 | 0
6377 | 0 | 0
6378 | 0 | 0
6379 | 0 | 0
6380 | 0 | 0
6381 | 0 | 0
6382 | 0 | 0
6383 | 0 | 0
6384 | 0 | 0
6385 | 4.8 | 0
6386 | 4.8 | 0
6387 | 4.8 | 0
6388 | 4.8 | 0
6389 | 4.8 | 0
6390 | 4.8 | 0
6391 | 1.2 | 0
6392 | 0 | 0
6393 | 0 | 0
6394 | 0 | 0
6395 | 0 | 0
6396 | 0 | 0
6397 | 0 | 0
6398 | 0 | 0
6399 | 0 | 0
6400 | 0 | 0
6401 | 0 | 0
6402 | 0 | 0
6403 | 0 | 0
6404 | 0 | 0
6405 | 0 | 0
6406 | 0 | 0
6407 | 0 | 0
6408 | 0 | 0
6409 | 4.8 | 0
6410 | 4.8 | 0
6411 | 4.8 | 0
6412 | 4.8 | 0
6413 | 4.8 | 0
6414 | 4.8 | 0
6415 | 1.2 | 0
6416 | 0 | 0
6417 | 0 | 0
6418 | 0 | 0
6419 | 0 | 0
6420 | 0 | 0
6421 | 0 | 0
6422 | 0 | 0
6423 | 0 | 0
6424 | 0 | 0
6425 | 0 | 0
6426 | 0 | 0
6427 | 0 | 0
6428 | 0 | 0
6429 | 0 | 0
6430 | 0 | 0
6431 | 0 | 0
6432 | 0 | 0
6433 | 4.8 | 0
6434 | 4.8 | 0
6435 | 4.8 | 0
6436 | 4.8 | 0
6437 | 4.8 | 0
6438 | 4.8 | 0
6439 | 1.2 | 0
6440 | 0 | 0
6441 | 0 | 0
6442 | 0 | 0
6443 | 0 | 0
6444 | 0 | 0
6445 | 0 | 0
6446 | 0 | 0
6447 | 0 | 0
6448 | 0 | 0
6449 | 0 | 0
6450 | 0 | 0
6451 | 0 | 0
6452 | 0 | 0
6453 | 0 | 0
6454 | 0 | 0
6455 | 0 | 0
6456 | 0 | 0
6457 | 4.8 | 0
6458 | 4.8 | 0
6459 | 4.8 | 0
6460 | 4.8 | 0
6461 | 4.8 | 0
6462 | 4.8 | 0
6463 | 1.2 | 0
6464 | 0 | 0
6465 | 0 | 0
6466 | 0 | 0
6467 | 0 | 0
6468 | 0 | 0
6469 | 0 | 0
6470 | 0 | 0
6471 | 0 | 0
6472 | 0 | 0
6473 | 0 | 0
6474 | 0 | 0
6475 | 0 | 0
6476 | 0 | 0
6477 | 0 | 0
6478 | 0 | 0
6479 | 0 | 0
6480 | 0 | 0
6481 | 4.8 | 0
6482 | 4.8 | 0
6483 | 4.8 | 0
6484 | 4.8 | 0
6485 | 4.8 | 0
6486 | 4.8 | 0
6487 | 1.2 | 0
6488 | 0 | 0
6489 | 0 | 0
6490 | 0 | 0
6491 | 0 | 0
6492 | 0 | 0
6493 | 0 | 0
6494 | 0 | 0
6495 | 0 | 0
6496 | 0 | 0
6497 | 0 | 0
6498 | 0 | 0
6499 | 0 | 0
6500 | 0 | 0
6501 | 0 | 0
6502 | 0 | 0
6503 | 0 | 0
6504 | 0 | 0
6505 | 4.8 | 0
6506 | 4.8 | 0
6507 | 4.8 | 0
6508 | 4.8 | 0
6509 | 4.8 | 0
6510 | 4.8 | 0
6511 | 1.2 | 0
6512 | 0 | 0
6513 | 0 | 0
6514 | 0 | 0
6515 | 0 | 0
6516 | 0 | 0
6517 | 0 | 0
6518 | 0 | 0
6519 | 0 | 0
6520 | 0 | 0
6521 | 0 | 0
6522 | 0 | 0
6523 | 0 | 0
6524 | 0 | 0
6525 | 0 | 0
6526 | 0 | 0
6527 | 0 | 0
6528 | 0 | 0
6529 | 4.8 | 0
6530 | 4.8 | 0
6531 | 4.8 | 0
6532 | 4.8 | 0
6533 | 4.8 | 0
6534 | 4.8 | 0
6535 | 1.2 | 0
6536 | 0 | 0
6537 | 0 | 0
6538 | 0 | 0
6539 | 0 | 0
6540 | 0 | 0
6541 | 0 | 0
6542 | 0 | 0
6543 | 0 | 0
6544 | 0 | 0
6545 | 0 | 0
6546 | 0 | 0
6547 | 0 | 0
6548 | 0 | 0
6549 | 0 | 0
6550 | 0 | 0
6551 | 0 | 0
6552 | 0 | 0
6553 | 4.8 | 0
6554 | 4.8 | 0
6555 | 4.8 | 0
6556 | 4.8 | 0
6557 | 4.8 | 0
6558 | 4.8 | 0
6559 | 1.2 | 0
6560 | 0 | 0
6561 | 0 | 0
6562 | 0 | 0
6563 | 0 | 0
6564 | 0 | 0
6565 | 0 | 0
6566 | 0 | 0
6567 | 0 | 0
6568 | 0 | 0
6569 | 0 | 0
6570 | 0 | 0
6571 | 0 | 0
6572 | 0 | 0
6573 | 0 | 0
6574 | 0 | 0
6575 | 0 | 0
6576 | 0 | 0
6577 | 4.8 | 0
6578 | 4.8 | 0
6579 | 4.8 | 0
6580 | 4.8 | 0
6581 | 4.8 | 0
6582 | 4.8 | 0
6583 | 1.2 | 0
6584 | 0 | 0
6585 | 0 | 0
6586 | 0 | 0
6587 | 0 | 0
6588 | 0 | 0
6589 | 0 | 0
6590 | 0 | 0
6591 | 0 | 0
6592 | 0 | 0
6593 | 0 | 0
6594 | 0 | 0
6595 | 0 | 0
6596 | 0 | 0
6597 | 0 | 0
6598 | 0 | 0
6599 | 0 | 0
6600 | 0 | 0
6601 | 4.8 | 0
6602 | 4.8 | 0
6603 | 4.8 | 0
6604 | 4.8 | 0
6605 | 4.8 | 0
6606 | 4.8 | 0
6607 | 1.2 | 0
6608 | 0 | 0
6609 | 0 | 0
6610 | 0 | 0
6611 | 0 | 0
6612 | 0 | 0
6613 | 0 | 0
6614 | 0 | 0
6615 | 0 | 0
6616 | 0 | 0
6617 | 0 | 0
6618 | 0 | 0
6619 | 0 | 0
6620 | 0 | 0
6621 | 0 | 0
6622 | 0 | 0
6623 | 0 | 0
6624 | 0 | 0
6625 | 4.8 | 0
6626 | 4.8 | 0
6627 | 4.8 | 0
6628 | 4.8 | 0
6629 | 4.8 | 0
6630 | 4.8 | 0
6631 | 1.2 | 0
6632 | 0 | 0
6633 | 0 | 0
6634 | 0 | 0
6635 | 0 | 0
6636 | 0 | 0
6637 | 0 | 0
6638 | 0 | 0
6639 | 0 | 0
6640 | 0 | 0
6641 | 0 | 0
6642 | 0 | 0
6643 | 0 | 0
6644 | 0 | 0
6645 | 0 | 0
6646 | 0 | 0
6647 | 0 | 0
6648 | 0 | 0
6649 | 4.8 | 0
6650 | 4.8 | 0
6651 | 4.8 | 0
6652 | 4.8 | 0
6653 | 4.8 | 0
6654 | 4.8 | 0
6655 | 1.2 | 0
6656 | 0 | 0
6657 | 0 | 0
6658 | 0 | 0
6659 | 0 | 0
6660 | 0 | 0
6661 | 0 | 0
6662 | 0 | 0
6663 | 0 | 0
6664 | 0 | 0
6665 | 0 | 0
6666 | 0 | 0
6667 | 0 | 0
6668 | 0 | 0
6669 | 0 | 0
6670 | 0 | 0
6671 | 0 | 0
6672 | 0 | 0
6673 | 4.8 | 0
6674 | 4.8 | 0
6675 | 4.8 | 0
6676 | 4.8 | 0
6677 | 4.8 | 0
6678 | 4.8 | 0
6679 | 1.2 | 0
6680 | 0 | 0
6681 | 0 | 0
6682 | 0 | 0
6683 | 0 | 0
6684 | 0 | 0
6685 | 0 | 0
6686 | 0 | 0
6687 | 0 | 0
6688 | 0 | 0
6689 | 0 | 0
6690 | 0 | 0
6691 | 0 | 0
6692 | 0 | 0
6693 | 0 | 0
6694 | 0 | 0
6695 | 0 | 0
6696 | 0 | 0
6697 | 4.8 | 0
6698 | 4.8 | 0
6699 | 4.8 | 0
6700 | 4.8 | 0
6701 | 4.8 | 0
6702 | 4.8 | 0
6703 | 1.2 | 0
6704 | 0 | 0
6705 | 0 | 0
6706 | 0 | 0
6707 | 0 | 0
6708 | 0 | 0
6709 | 0 | 0
6710 | 0 | 0
6711 | 0 | 0
6712 | 0 | 0
6713 | 0 | 0
6714 | 0 | 0
6715 | 0 | 0
6716 | 0 | 0
6717 | 0 | 0
6718 | 0 | 0
6719 | 0 | 0
6720 | 0 | 0
6721 | 4.8 | 0
6722 | 4.8 | 0
6723 | 4.8 | 0
6724 | 4.8 | 0
6725 | 4.8 | 0
6726 | 4.8 | 0
6727 | 1.2 | 0
6728 | 0 | 0
6729 | 0 | 0
6730 | 0 | 0
6731 | 0 | 0
6732 | 0 | 0
6733 | 0 | 0
6734 | 0 | 0
6735 | 0 | 0
6736 | 0 | 0
6737 | 0 | 0
6738 | 0 | 0
6739 | 0 | 0
6740 | 0 | 0
6741 | 0 | 0
6742 | 0 | 0
6743 | 0 | 0
6744 | 0 | 0
6745 | 4.8 | 0
6746 | 4.8 | 0
6747 | 4.8 | 0
6748 | 4.8 | 0
6749 | 4.8 | 0
6750 | 4.8 | 0
6751 | 1.2 | 0
6752 | 0 | 0
6753 | 0 | 0
6754 | 0 | 0
6755 | 0 | 0
6756 | 0 | 0
6757 | 0 | 0
6758 | 0 | 0
6759 | 0 | 0
6760 | 0 | 0
6761 | 0 | 0
6762 | 0 | 0
6763 | 0 | 0
6764 | 0 | 0
6765 | 0 | 0
6766 | 0 | 0
6767 | 0 | 0
6768 | 0 | 0
6769 | 4.8 | 0
6770 | 4.8 | 0
6771 | 4.8 | 0
6772 | 4.8 | 0
6773 | 4.8 | 0
6774 | 4.8 | 0
6775 | 1.2 | 0
6776 | 0 | 0
6777 | 0 | 0
6778 | 0 | 0
6779 | 0 | 0
6780 | 0 | 0
6781 | 0 | 0
6782 | 0 | 0
6783 | 0 | 0
6784 | 0 | 0
6785 | 0 | 0
6786 | 0 | 0
6787 | 0 | 0
6788 | 0 | 0
6789 | 0 | 0
6790 | 0 | 0
6791 | 0 | 0
6792 | 0 | 0
6793 | 4.8 | 0
6794 | 4.8 | 0
6795 | 4.8 | 0
6796 | 4.8 | 0
6797 | 4.8 | 0
6798 | 4.8 | 0
6799 | 1.2 | 0
6800 | 0 | 0
6801 | 0 | 0
6802 | 0 | 0
6803 | 0 | 0
6804 | 0 | 0
6805 | 0 | 0
6806 | 0 | 0
6807 | 0 | 0
6808 | 0 | 0
6809 | 0 | 0
6810 | 0 | 0
6811 | 0 | 0
6812 | 0 | 0
6813 | 0 | 0
6814 | 0 | 0
6815 | 0 | 0
6816 | 0 | 0
6817 | 4.8 | 0
6818 | 4.8 | 0
6819 | 4.8 | 0
6820 | 4.8 | 0
6821 | 4.8 | 0
6822 | 4.8 | 0
6823 | 1.2 | 0
6824 | 0 | 0
6825 | 0 | 0
6826 | 0 | 0
6827 | 0 | 0
6828 | 0 | 0
6829 | 0 | 0
6830 | 0 | 0
6831 | 0 | 0
6832 | 0 | 0
6833 | 0 | 0
6834 | 0 | 0
6835 | 0 | 0
6836 | 0 | 0
6837 | 0 | 0
6838 | 0 | 0
6839 | 0 | 0
6840 | 0 | 0
6841 | 4.8 | 0
6842 | 4.8 | 0
6843 | 4.8 | 0
6844 | 4.8 | 0
6845 | 4.8 | 0
6846 | 4.8 | 0
6847 | 1.2 | 0
6848 | 0 | 0
6849 | 0 | 0
6850 | 0 | 0
6851 | 0 | 0
6852 | 0 | 0
6853 | 0 | 0
6854 | 0 | 0
6855 | 0 | 0
6856 | 0 | 0
6857 | 0 | 0
6858 | 0 | 0
6859 | 0 | 0
6860 | 0 | 0
6861 | 0 | 0
6862 | 0 | 0
6863 | 0 | 0
6864 | 0 | 0
6865 | 4.8 | 0
6866 | 4.8 | 0
6867 | 4.8 | 0
6868 | 4.8 | 0
6869 | 4.8 | 0
6870 | 4.8 | 0
6871 | 1.2 | 0
6872 | 0 | 0
6873 | 0 | 0
6874 | 0 | 0
6875 | 0 | 0
6876 | 0 | 0
6877 | 0 | 0
6878 | 0 | 0
6879 | 0 | 0
6880 | 0 | 0
6881 | 0 | 0
6882 | 0 | 0
6883 | 0 | 0
6884 | 0 | 0
6885 | 0 | 0
6886 | 0 | 0
6887 | 0 | 0
6888 | 0 | 0
6889 | 4.8 | 0
6890 | 4.8 | 0
6891 | 4.8 | 0
6892 | 4.8 | 0
6893 | 4.8 | 0
6894 | 4.8 | 0
6895 | 1.2 | 0
6896 | 0 | 0
6897 | 0 | 0
6898 | 0 | 0
6899 | 0 | 0
6900 | 0 | 0
6901 | 0 | 0
6902 | 0 | 0
6903 | 0 | 0
6904 | 0 | 0
6905 | 0 | 0
6906 | 0 | 0
6907 | 0 | 0
6908 | 0 | 0
6909 | 0 | 0
6910 | 0 | 0
6911 | 0 | 0
6912 | 0 | 0
6913 | 4.8 | 0
6914 | 4.8 | 0
6915 | 4.8 | 0
6916 | 4.8 | 0
6917 | 4.8 | 0
6918 | 4.8 | 0
6919 | 1.2 | 0
6920 | 0 | 0
6921 | 0 | 0
6922 | 0 | 0
6923 | 0 | 0
6924 | 0 | 0
6925 | 0 | 0
6926 | 0 | 0
6927 | 0 | 0
6928 | 0 | 0
6929 | 0 | 0
6930 | 0 | 0
6931 | 0 | 0
6932 | 0 | 0
6933 | 0 | 0
6934 | 0 | 0
6935 | 0 | 0
6936 | 0 | 0
6937 | 4.8 | 0
6938 | 4.8 | 0
6939 | 4.8 | 0
6940 | 4.8 | 0
6941 | 4.8 | 0
6942 | 4.8 | 0
6943 | 1.2 | 0
6944 | 0 | 0
6945 | 0 | 0
6946 | 0 | 0
6947 | 0 | 0
6948 | 0 | 0
6949 | 0 | 0
6950 | 0 | 0
6951 | 0 | 0
6952 | 0 | 0
6953 | 0 | 0
6954 | 0 | 0
6955 | 0 | 0
6956 | 0 | 0
6957 | 0 | 0
6958 | 0 | 0
6959 | 0 | 0
6960 | 0 | 0
6961 | 4.8 | 0
6962 | 4.8 | 0
6963 | 4.8 | 0
6964 | 4.8 | 0
6965 | 4.8 | 0
6966 | 4.8 | 0
6967 | 1.2 | 0
6968 | 0 | 0
6969 | 0 | 0
6970 | 0 | 0
6971 | 0 | 0
6972 | 0 | 0
6973 | 0 | 0
6974 | 0 | 0
6975 | 0 | 0
6976 | 0 | 0
6977 | 0 | 0
6978 | 0 | 0
6979 | 0 | 0
6980 | 0 | 0
6981 | 0 | 0
6982 | 0 | 0
6983 | 0 | 0
6984 | 0 | 0
6985 | 4.8 | 0
6986 | 4.8 | 0
6987 | 4.8 | 0
6988 | 4.8 | 0
6989 | 4.8 | 0
6990 | 4.8 | 0
6991 | 1.2 | 0
6992 | 0 | 0
6993 | 0 | 0
6994 | 0 | 0
6995 | 0 | 0
6996 | 0 | 0
6997 | 0 | 0
6998 | 0 | 0
6999 | 0 | 0
7000 | 0 | 0
7001 | 0 | 0
7002 | 0 | 0
7003 | 0 | 0
7004 | 0 | 0
7005 | 0 | 0
7006 | 0 | 0
7007 | 0 | 0
7008 | 0 | 0
7009 | 4.8 | 0
7010 | 4.8 | 0
7011 | 4.8 | 0
7012 | 4.8 | 0
7013 | 4.8 | 0
7014 | 4.8 | 0
7015 | 1.2 | 0
7016 | 0 | 0
7017 | 0 | 0
7018 | 0 | 0
7019 | 0 | 0
7020 | 0 | 0
7021 | 0 | 0
7022 | 0 | 0
7023 | 0 | 0
7024 | 0 | 0
7025 | 0 | 0
7026 | 0 | 0
7027 | 0 | 0
7028 | 0 | 0
7029 | 0 | 0
7030 | 0 | 0
7031 | 0 | 0
7032 | 0 | 0
7033 | 4.8 | 0
7034 | 4.8 | 0
7035 | 4.8 | 0
7036 | 4.8 | 0
7037 | 4.8 | 0
7038 | 4.8 | 0
7039 | 1.2 | 0
7040 | 0 | 0
7041 | 0 | 0
7042 | 0 | 0
7043 | 0 | 0
7044 | 0 | 0
7045 | 0 | 0
7046 | 0 | 0
7047 | 0 | 0
7048 | 0 | 0
7049 | 0 | 0
7050 | 0 | 0
7051 | 0 | 0
7052 | 0 | 0
7053 | 0 | 0
7054 | 0 | 0
7055 | 0 | 0
7056 | 0 | 0
7057 | 4.8 | 0
7058 | 4.8 | 0
7059 | 4.8 | 0
7060 | 4.8 | 0
7061 | 4.8 | 0
7062 | 4.8 | 0
7063 | 1.2 | 0
7064 | 0 | 0
7065 | 0 | 0
7066 | 0 | 0
7067 | 0 | 0
7068 | 0 | 0
7069 | 0 | 0
7070 | 0 | 0
7071 | 0 | 0
7072 | 0 | 0
7073 | 0 | 0
7074 | 0 | 0
7075 | 0 | 0
7076 | 0 | 0
7077 | 0 | 0
7078 | 0 | 0
7079 | 0 | 0
7080 | 0 | 0
7081 | 4.8 | 0
7082 | 4.8 | 0
7083 | 4.8 | 0
7084 | 4.8 | 0
7085 | 4.8 | 0
7086 | 4.8 | 0
7087 | 1.2 | 0
7088 | 0 | 0
7089 | 0 | 0
7090 | 0 | 0
7091 | 0 | 0
7092 | 0 | 0
7093 | 0 | 0
7094 | 0 | 0
7095 | 0 | 0
7096 | 0 | 0
7097 | 0 | 0
7098 | 0 | 0
7099 | 0 | 0
7100 | 0 | 0
7101 | 0 | 0
7102 | 0 | 0
7103 | 0 | 0
7104 | 0 | 0
7105 | 4.8 | 0
7106 | 4.8 | 0
7107 | 4.8 | 0
7108 | 4.8 | 0
7109 | 4.8 | 0
7110 | 4.8 | 0
7111 | 1.2 | 0
7112 | 0 | 0
7113 | 0 | 0
7114 | 0 | 0
7115 | 0 | 0
7116 | 0 | 0
7117 | 0 | 0
7118 | 0 | 0
7119 | 0 | 0
7120 | 0 | 0
7121 | 0 | 0
7122 | 0 | 0
7123 | 0 | 0
7124 | 0 | 0
7125 | 0 | 0
7126 | 0 | 0
7127 | 0 | 0
7128 | 0 | 0
7129 | 4.8 | 0
7130 | 4.8 | 0
7131 | 4.8 | 0
7132 | 4.8 | 0
7133 | 4.8 | 0
7134 | 4.8 | 0
7135 | 1.2 | 0
7136 | 0 | 0
7137 | 0 | 0
7138 | 0 | 0
7139 | 0 | 0
7140 | 0 | 0
7141 | 0 | 0
7142 | 0 | 0
7143 | 0 | 0
7144 | 0 | 0
7145 | 0 | 0
7146 | 0 | 0
7147 | 0 | 0
7148 | 0 | 0
7149 | 0 | 0
7150 | 0 | 0
7151 | 0 | 0
7152 | 0 | 0
7153 | 4.8 | 0
7154 | 4.8 | 0
7155 | 4.8 | 0
7156 | 4.8 | 0
7157 | 4.8 | 0
7158 | 4.8 | 0
7159 | 1.2 | 0
7160 | 0 | 0
7161 | 0 | 0
7162 | 0 | 0
7163 | 0 | 0
7164 | 0 | 0
7165 | 0 | 0
7166 | 0 | 0
7167 | 0 | 0
7168 | 0 | 0
7169 | 0 | 0
7170 | 0 | 0
7171 | 0 | 0
7172 | 0 | 0
7173 | 0 | 0
7174 | 0 | 0
7175 | 0 | 0
7176 | 0 | 0
7177 | 4.8 | 0
7178 | 4.8 | 0
7179 | 4.8 | 0
7180 | 4.8 | 0
7181 | 4.8 | 0
7182 | 4.8 | 0
7183 | 1.2 | 0
7184 | 0 | 0
7185 | 0 | 0
7186 | 0 | 0
7187 | 0 | 0
7188 | 0 | 0
7189 | 0 | 0
7190 | 0 | 0
7191 | 0 | 0
7192 | 0 | 0
7193 | 0 | 0
7194 | 0 | 0
7195 | 0 | 0
7196 | 0 | 0
7197 | 0 | 0
7198 | 0 | 0
7199 | 0 | 0
7200 | 0 | 0
7201 | 4.8 | 0
7202 | 4.8 | 0
7203 | 4.8 | 0
7204 | 4.8 | 0
7205 | 4.8 | 0
7206 | 4.8 | 0
7207 | 1.2 | 0
7208 | 0 | 0
7209 | 0 | 0
7210 | 0 | 0
7211 | 0 | 0
7212 | 0 | 0
7213 | 0 | 0
7214 | 0 | 0
7215 | 0 | 0
7216 | 0 | 0
7217 | 0 | 0
7218 | 0 | 0
7219 | 0 | 0
7220 | 0 | 0
7221 | 0 | 0
7222 | 0 | 0
7223 | 0 | 0
7224 | 0 | 0
7225 | 4.8 | 0
7226 | 4.8 | 0
7227 | 4.8 | 0
7228 | 4.8 | 0
7229 | 4.8 | 0
7230 | 4.8 | 0
7231 | 1.2 | 0
7232 | 0 | 0
7233 | 0 | 0
7234 | 0 | 0
7235 | 0 | 0
7236 | 0 | 0
7237 | 0 | 0
7238 | 0 | 0
7239 | 0 | 0
7240 | 0 | 0
7241 | 0 | 0
7242 | 0 | 0
7243 | 0 | 0
7244 | 0 | 0
7245 | 0 | 0
7246 | 0 | 0
7247 | 0 | 0
7248 | 0 | 0
7249 | 4.8 | 0
7250 | 4.8 | 0
7251 | 4.8 | 0
7252 | 4.8 | 0
7253 | 4.8 | 0
7254 | 4.8 | 0
7255 | 1.2 | 0
7256 | 0 | 0
7257 | 0 | 0
7258 | 0 | 0
7259 | 0 | 0
7260 | 0 | 0
7261 | 0 | 0
7262 | 0 | 0
7263 | 0 | 0
7264 | 0 | 0
7265 | 0 | 0
7266 | 0 | 0
7267 | 0 | 0
7268 | 0 | 0
7269 | 0 | 0
7270 | 0 | 0
7271 | 0 | 0
7272 | 0 | 0
7273 | 4.8 | 0
7274 | 4.8 | 0
7275 | 4.8 | 0
7276 | 4.8 | 0
7277 | 4.8 | 0
7278 | 4.8 | 0
7279 | 1.2 | 0
7280 | 0 | 0
7281 | 0 | 0
7282 | 0 | 0
7283 | 0 | 0
7284 | 0 | 0
7285 | 0 | 0
7286 | 0 | 0
7287 | 0 | 0
7288 | 0 | 0
7289 | 0 | 0
7290 | 0 | 0
7291 | 0 | 0
7292 | 0 | 0
7293 | 0 | 0
7294 | 0 | 0
7295 | 0 | 0
7296 | 0 | 0
7297 | 4.8 | 0
7298 | 4.8 | 0
7299 | 4.8 | 0
7300 | 4.8 | 0
7301 | 4.8 | 0
7302 | 4.8 | 0
7303 | 1.2 | 0
7304 | 0 | 0
7305 | 0 | 0
7306 | 0 | 0
7307 | 0 | 0
7308 | 0 | 0
7309 | 0 | 0
7310 | 0 | 0
7311 | 0 | 0
7312 | 0 | 0
7313 | 0 | 0
7314 | 0 | 0
7315 | 0 | 0
7316 | 0 | 0
7317 | 0 | 0
7318 | 0 | 0
7319 | 0 | 0
7320 | 0 | 0
7321 | 4.8 | 0
7322 | 4.8 | 0
7323 | 4.8 | 0
7324 | 4.8 | 0
7325 | 4.8 | 0
7326 | 4.8 | 0
7327 | 1.2 | 0
7328 | 0 | 0
7329 | 0 | 0
7330 | 0 | 0
7331 | 0 | 0
7332 | 0 | 0
7333 | 0 | 0
7334 | 0 | 0
7335 | 0 | 0
7336 | 0 | 0
7337 | 0 | 0
7338 | 0 | 0
7339 | 0 | 0
7340 | 0 | 0
7341 | 0 | 0
7342 | 0 | 0
7343 | 0 | 0
7344 | 0 | 0
7345 | 4.8 | 0
7346 | 4.8 | 0
7347 | 4.8 | 0
7348 | 4.8 | 0
7349 | 4.8 | 0
7350 | 4.8 | 0
7351 | 1.2 | 0
7352 | 0 | 0
7353 | 0 | 0
7354 | 0 | 0
7355 | 0 | 0
7356 | 0 | 0
7357 | 0 | 0
7358 | 0 | 0
7359 | 0 | 0
7360 | 0 | 0
7361 | 0 | 0
7362 | 0 | 0
7363 | 0 | 0
7364 | 0 | 0
7365 | 0 | 0
7366 | 0 | 0
7367 | 0 | 0
7368 | 0 | 0
7369 | 4.8 | 0
7370 | 4.8 | 0
7371 | 4.8 | 0
7372 | 4.8 | 0
7373 | 4.8 | 0
7374 | 4.8 | 0
7375 | 1.2 | 0
7376 | 0 | 0
7377 | 0 | 0
7378 | 0 | 0
7379 | 0 | 0
7380 | 0 | 0
7381 | 0 | 0
7382 | 0 | 0
7383 | 0 | 0
7384 | 0 | 0
7385 | 0 | 0
7386 | 0 | 0
7387 | 0 | 0
7388 | 0 | 0
7389 | 0 | 0
7390 | 0 | 0
7391 | 0 | 0
7392 | 0 | 0
7393 | 4.8 | 0
7394 | 4.8 | 0
7395 | 4.8 | 0
7396 | 4.8 | 0
7397 | 4.8 | 0
7398 | 4.8 | 0
7399 | 1.2 | 0
7400 | 0 | 0
7401 | 0 | 0
7402 | 0 | 0
7403 | 0 | 0
7404 | 0 | 0
7405 | 0 | 0
7406 | 0 | 0
7407 | 0 | 0
7408 | 0 | 0
7409 | 0 | 0
7410 | 0 | 0
7411 | 0 | 0
7412 | 0 | 0
7413 | 0 | 0
7414 | 0 | 0
7415 | 0 | 0
7416 | 0 | 0
7417 | 4.8 | 0
7418 | 4.8 | 0
7419 | 4.8 | 0
7420 | 4.8 | 0
7421 | 4.8 | 0
7422 | 4.8 | 0
7423 | 1.2 | 0
7424 | 0 | 0
7425 | 0 | 0
7426 | 0 | 0
7427 | 0 | 0
7428 | 0 | 0
7429 | 0 | 0
7430 | 0 | 0
7431 | 0 | 0
7432 | 0 | 0
7433 | 0 | 0
7434 | 0 | 0
7435 | 0 | 0
7436 | 0 | 0
7437 | 0 | 0
7438 | 0 | 0
7439 | 0 | 0
7440 | 0 | 0
7441 | 4.8 | 0
7442 | 4.8 | 0
7443 | 4.8 | 0
7444 | 4.8 | 0
7445 | 4.8 | 0
7446 | 4.8 | 0
7447 | 1.2 | 0
7448 | 0 | 0
7449 | 0 | 0
7450 | 0 | 0
7451 | 0 | 0
7452 | 0 | 0
7453 | 0 | 0
7454 | 0 | 0
7455 | 0 | 0
7456 | 0 | 0
7457 | 0 | 0
7458 | 0 | 0
7459 | 0 | 0
7460 | 0 | 0
7461 | 0 | 0
7462 | 0 | 0
7463 | 0 | 0
7464 | 0 | 0
7465 | 4.8 | 0
7466 | 4.8 | 0
7467 | 4.8 | 0
7468 | 4.8 | 0
7469 | 4.8 | 0
7470 | 4.8 | 0
7471 | 1.2 | 0
7472 | 0 | 0
7473 | 0 | 0
7474 | 0 | 0
7475 | 0 | 0
7476 | 0 | 0
7477 | 0 | 0
7478 | 0 | 0
7479 | 0 | 0
7480 | 0 | 0
7481 | 0 | 0
7482 | 0 | 0
7483 | 0 | 0
7484 | 0 | 0
7485 | 0 | 0
7486 | 0 | 0
7487 | 0 | 0
7488 | 0 | 0
7489 | 4.8 | 0
7490 | 4.8 | 0
7491 | 4.8 | 0
7492 | 4.8 | 0
7493 | 4.8 | 0
7494 | 4.8 | 0
7495 | 1.2 | 0
7496 | 0 | 0
7497 | 0 | 0
7498 | 0 | 0
7499 | 0 | 0
7500 | 0 | 0
7501 | 0 | 0
7502 | 0 | 0
7503 | 0 | 0
7504 | 0 | 0
7505 | 0 | 0
7506 | 0 | 0
7507 | 0 | 0
7508 | 0 | 0
7509 | 0 | 0
7510 | 0 | 0
7511 | 0 | 0
7512 | 0 | 0
7513 | 4.8 | 0
7514 | 4.8 | 0
7515 | 4.8 | 0
7516 | 4.8 | 0
7517 | 4.8 | 0
7518 | 4.8 | 0
7519 | 1.2 | 0
7520 | 0 | 0
7521 | 0 | 0
7522 | 0 | 0
7523 | 0 | 0
7524 | 0 | 0
7525 | 0 | 0
7526 | 0 | 0
7527 | 0 | 0
7528 | 0 | 0
7529 | 0 | 0
7530 | 0 | 0
7531 | 0 | 0
7532 | 0 | 0
7533 | 0 | 0
7534 | 0 | 0
7535 | 0 | 0
7536 | 0 | 0
7537 | 4.8 | 0
7538 | 4.8 | 0
7539 | 4.8 | 0
7540 | 4.8 | 0
7541 | 4.8 | 0
7542 | 4.8 | 0
7543 | 1.2 | 0
7544 | 0 | 0
7545 | 0 | 0
7546 | 0 | 0
7547 | 0 | 0
7548 | 0 | 0
7549 | 0 | 0
7550 | 0 | 0
7551 | 0 | 0
7552 | 0 | 0
7553 | 0 | 0
7554 | 0 | 0
7555 | 0 | 0
7556 | 0 | 0
7557 | 0 | 0
7558 | 0 | 0
7559 | 0 | 0
7560 | 0 | 0
7561 | 4.8 | 0
7562 | 4.8 | 0
7563 | 4.8 | 0
7564 | 4.8 | 0
7565 | 4.8 | 0
7566 | 4.8 | 0
7567 | 1.2 | 0
7568 | 0 | 0
7569 | 0 | 0
7570 | 0 | 0
7571 | 0 | 0
7572 | 0 | 0
7573 | 0 | 0
7574 | 0 | 0
7575 | 0 | 0
7576 | 0 | 0
7577 | 0 | 0
7578 | 0 | 0
7579 | 0 | 0
7580 | 0 | 0
7581 | 0 | 0
7582 | 0 | 0
7583 | 0 | 0
7584 | 0 | 0
7585 | 4.8 | 0
7586 | 4.8 | 0
7587 | 4.8 | 0
7588 | 4.8 | 0
7589 | 4.8 | 0
7590 | 4.8 | 0
7591 | 1.2 | 0
7592 | 0 | 0
7593 | 0 | 0
7594 | 0 | 0
7595 | 0 | 0
7596 | 0 | 0
7597 | 0 | 0
7598 | 0 | 0
7599 | 0 | 0
7600 | 0 | 0
7601 | 0 | 0
7602 | 0 | 0
7603 | 0 | 0
7604 | 0 | 0
7605 | 0 | 0
7606 | 0 | 0
7607 | 0 | 0
7608 | 0 | 0
7609 | 4.8 | 0
7610 | 4.8 | 0
7611 | 4.8 | 0
7612 | 4.8 | 0
7613 | 4.8 | 0
7614 | 4.8 | 0
7615 | 1.2 | 0
7616 | 0 | 0
7617 | 0 | 0
7618 | 0 | 0
7619 | 0 | 0
7620 | 0 | 0
7621 | 0 | 0
7622 | 0 | 0
7623 | 0 | 0
7624 | 0 | 0
7625 | 0 | 0
7626 | 0 | 0
7627 | 0 | 0
7628 | 0 | 0
7629 | 0 | 0
7630 | 0 | 0
7631 | 0 | 0
7632 | 0 | 0
7633 | 4.8 | 0
7634 | 4.8 | 0
7635 | 4.8 | 0
7636 | 4.8 | 0
7637 | 4.8 | 0
7638 | 4.8 | 0
7639 | 1.2 | 0
7640 | 0 | 0
7641 | 0 | 0
7642 | 0 | 0
7643 | 0 | 0
7644 | 0 | 0
7645 | 0 | 0
7646 | 0 | 0
7647 | 0 | 0
7648 | 0 | 0
7649 | 0 | 0
7650 | 0 | 0
7651 | 0 | 0
7652 | 0 | 0
7653 | 0 | 0
7654 | 0 | 0
7655 | 0 | 0
7656 | 0 | 0
7657 | 4.8 | 0
7658 | 4.8 | 0
7659 | 4.8 | 0
7660 | 4.8 | 0
7661 | 4.8 | 0
7662 | 4.8 | 0
7663 | 1.2 | 0
7664 | 0 | 0
7665 | 0 | 0
7666 | 0 | 0
7667 | 0 | 0
7668 | 0 | 0
7669 | 0 | 0
7670 | 0 | 0
7671 | 0 | 0
7672 | 0 | 0
7673 | 0 | 0
7674 | 0 | 0
7675 | 0 | 0
7676 | 0 | 0
7677 | 0 | 0
7678 | 0 | 0
7679 | 0 | 0
7680 | 0 | 0
7681 | 4.8 | 0
7682 | 4.8 | 0
7683 | 4.8 | 0
7684 | 4.8 | 0
7685 | 4.8 | 0
7686 | 4.8 | 0
7687 | 1.2 | 0
7688 | 0 | 0
7689 | 0 | 0
7690 | 0 | 0
7691 | 0 | 0
7692 | 0 | 0
7693 | 0 | 0
7694 | 0 | 0
7695 | 0 | 0
7696 | 0 | 0
7697 | 0 | 0
7698 | 0 | 0
7699 | 0 | 0
7700 | 0 | 0
7701 | 0 | 0
7702 | 0 | 0
7703 | 0 | 0
7704 | 0 | 0
7705 | 4.8 | 0
7706 | 4.8 | 0
7707 | 4.8 | 0
7708 | 4.8 | 0
7709 | 4.8 | 0
7710 | 4.8 | 0
7711 | 1.2 | 0
7712 | 0 | 0
7713 | 0 | 0
7714 | 0 | 0
7715 | 0 | 0
7716 | 0 | 0
7717 | 0 | 0
7718 | 0 | 0
7719 | 0 | 0
7720 | 0 | 0
7721 | 0 | 0
7722 | 0 | 0
7723 | 0 | 0
7724 | 0 | 0
7725 | 0 | 0
7726 | 0 | 0
7727 | 0 | 0
7728 | 0 | 0
7729 | 4.8 | 0
7730 | 4.8 | 0
7731 | 4.8 | 0
7732 | 4.8 | 0
7733 | 4.8 | 0
7734 | 4.8 | 0
7735 | 1.2 | 0
7736 | 0 | 0
7737 | 0 | 0
7738 | 0 | 0
7739 | 0 | 0
7740 | 0 | 0
7741 | 0 | 0
7742 | 0 | 0
7743 | 0 | 0
7744 | 0 | 0
7745 | 0 | 0
7746 | 0 | 0
7747 | 0 | 0
7748 | 0 | 0
7749 | 0 | 0
7750 | 0 | 0
7751 | 0 | 0
7752 | 0 | 0
7753 | 4.8 | 0
7754 | 4.8 | 0
7755 | 4.8 | 0
7756 | 4.8 | 0
7757 | 4.8 | 0
7758 | 4.8 | 0
7759 | 1.2 | 0
7760 | 0 | 0
7761 | 0 | 0
7762 | 0 | 0
7763 | 0 | 0
7764 | 0 | 0
7765 | 0 | 0
7766 | 0 | 0
7767 | 0 | 0
7768 | 0 | 0
7769 | 0 | 0
7770 | 0 | 0
7771 | 0 | 0
7772 | 0 | 0
7773 | 0 | 0
7774 | 0 | 0
7775 | 0 | 0
7776 | 0 | 0
7777 | 4.8 | 0
7778 | 4.8 | 0
7779 | 4.8 | 0
7780 | 4.8 | 0
7781 | 4.8 | 0
7782 | 4.8 | 0
7783 | 1.2 | 0
7784 | 0 | 0
7785 | 0 | 0
7786 | 0 | 0
7787 | 0 | 0
7788 | 0 | 0
7789 | 0 | 0
7790 | 0 | 0
7791 | 0 | 0
7792 | 0 | 0
7793 | 0 | 0
7794 | 0 | 0
7795 | 0 | 0
7796 | 0 | 0
7797 | 0 | 0
7798 | 0 | 0
7799 | 0 | 0
7800 | 0 | 0
7801 | 4.8 | 0
7802 | 4.8 | 0
7803 | 4.8 | 0
7804 | 4.8 | 0
7805 | 4.8 | 0
7806 | 4.8 | 0
7807 | 1.2 | 0
7808 | 0 | 0
7809 | 0 | 0
7810 | 0 | 0
7811 | 0 | 0
7812 | 0 | 0
7813 | 0 | 0
7814 | 0 | 0
7815 | 0 | 0
7816 | 0 | 0
7817 | 0 | 0
7818 | 0 | 0
7819 | 0 | 0
7820 | 0 | 0
7821 | 0 | 0
7822 | 0 | 0
7823 | 0 | 0
7824 | 0 | 0
7825 | 4.8 | 0
7826 | 4.8 | 0
7827 | 4.8 | 0
7828 | 4.8 | 0
7829 | 4.8 | 0
7830 | 4.8 | 0
7831 | 1.2 | 0
7832 | 0 | 0
7833 | 0 | 0
7834 | 0 | 0
7835 | 0 | 0
7836 | 0 | 0
7837 | 0 | 0
7838 | 0 | 0
7839 | 0 | 0
7840 | 0 | 0
7841 | 0 | 0
7842 | 0 | 0
7843 | 0 | 0
7844 | 0 | 0
7845 | 0 | 0
7846 | 0 | 0
7847 | 0 | 0
7848 | 0 | 0
7849 | 4.8 | 0
7850 | 4.8 | 0
7851 | 4.8 | 0
7852 | 4.8 | 0
7853 | 4.8 | 0
7854 | 4.8 | 0
7855 | 1.2 | 0
7856 | 0 | 0
7857 | 0 | 0
7858 | 0 | 0
7859 | 0 | 0
7860 | 0 | 0
7861 | 0 | 0
7862 | 0 | 0
7863 | 0 | 0
7864 | 0 | 0
7865 | 0 | 0
7866 | 0 | 0
7867 | 0 | 0
7868 | 0 | 0
7869 | 0 | 0
7870 | 0 | 0
7871 | 0 | 0
7872 | 0 | 0
7873 | 4.8 | 0
7874 | 4.8 | 0
7875 | 4.8 | 0
7876 | 4.8 | 0
7877 | 4.8 | 0
7878 | 4.8 | 0
7879 | 1.2 | 0
7880 | 0 | 0
7881 | 0 | 0
7882 | 0 | 0
7883 | 0 | 0
7884 | 0 | 0
7885 | 0 | 0
7886 | 0 | 0
7887 | 0 | 0
7888 | 0 | 0
7889 | 0 | 0
7890 | 0 | 0
7891 | 0 | 0
7892 | 0 | 0
7893 | 0 | 0
7894 | 0 | 0
7895 | 0 | 0
7896 | 0 | 0
7897 | 4.8 | 0
7898 | 4.8 | 0
7899 | 4.8 | 0
7900 | 4.8 | 0
7901 | 4.8 | 0
7902 | 4.8 | 0
7903 | 1.2 | 0
7904 | 0 | 0
7905 | 0 | 0
7906 | 0 | 0
7907 | 0 | 0
7908 | 0 | 0
7909 | 0 | 0
7910 | 0 | 0
7911 | 0 | 0
7912 | 0 | 0
7913 | 0 | 0
7914 | 0 | 0
7915 | 0 | 0
7916 | 0 | 0
7917 | 0 | 0
7918 | 0 | 0
7919 | 0 | 0
7920 | 0 | 0
7921 | 4.8 | 0
7922 | 4.8 | 0
7923 | 4.8 | 0
7924 | 4.8 | 0
7925 | 4.8 | 0
7926 | 4.8 | 0
7927 | 1.2 | 0
7928 | 0 | 0
7929 | 0 | 0
7930 | 0 | 0
7931 | 0 | 0
7932 | 0 | 0
7933 | 0 | 0
7934 | 0 | 0
7935 | 0 | 0
7936 | 0 | 0
7937 | 0 | 0
7938 | 0 | 0
7939 | 0 | 0
7940 | 0 | 0
7941 | 0 | 0
7942 | 0 | 0
7943 | 0 | 0
7944 | 0 | 0
7945 | 4.8 | 0
7946 | 4.8 | 0
7947 | 4.8 | 0
7948 | 4.8 | 0
7949 | 4.8 | 0
7950 | 4.8 | 0
7951 | 1.2 | 0
7952 | 0 | 0
7953 | 0 | 0
7954 | 0 | 0
7955 | 0 | 0
7956 | 0 | 0
7957 | 0 | 0
7958 | 0 | 0
7959 | 0 | 0
7960 | 0 | 0
7961 | 0 | 0
7962 | 0 | 0
7963 | 0 | 0
7964 | 0 | 0
7965 | 0 | 0
7966 | 0 | 0
7967 | 0 | 0
7968 | 0 | 0
7969 | 4.8 | 0
7970 | 4.8 | 0
7971 | 4.8 | 0
7972 | 4.8 | 0
7973 | 4.8 | 0
7974 | 4.8 | 0
7975 | 1.2 | 0
7976 | 0 | 0
7977 | 0 | 0
7978 | 0 | 0
7979 | 0 | 0
7980 | 0 | 0
7981 | 0 | 0
7982 | 0 | 0
7983 | 0 | 0
7984 | 0 | 0
7985 | 0 | 0
7986 | 0 | 0
7987 | 0 | 0
7988 | 0 | 0
7989 | 0 | 0
7990 | 0 | 0
7991 | 0 | 0
7992 | 0 | 0
7993 | 4.8 | 0
7994 | 4.8 | 0
7995 | 4.8 | 0
7996 | 4.8 | 0
7997 | 4.8 | 0
7998 | 4.8 | 0
7999 | 1.2 | 0
8000 | 0 | 0
8001 | 0 | 0
8002 | 0 | 0
8003 | 0 | 0
8004 | 0 | 0
8005 | 0 | 0
8006 | 0 | 0
8007 | 0 | 0
8008 | 0 | 0
8009 | 0 | 0
8010 | 0 | 0
8011 | 0 | 0
8012 | 0 | 0
8013 | 0 | 0
8014 | 0 | 0
8015 | 0 | 0
8016 | 0 | 0
8017 | 4.8 | 0
8018 | 4.8 | 0
8019 | 4.8 | 0
8020 | 4.8 | 0
8021 | 4.8 | 0
8022 | 4.8 | 0
8023 | 1.2 | 0
8024 | 0 | 0
8025 | 0 | 0
8026 | 0 | 0
8027 | 0 | 0
8028 | 0 | 0
8029 | 0 | 0
8030 | 0 | 0
8031 | 0 | 0
8032 | 0 | 0
8033 | 0 | 0
8034 | 0 | 0
8035 | 0 | 0
8036 | 0 | 0
8037 | 0 | 0
8038 | 0 | 0
8039 | 0 | 0
8040 | 0 | 0
8041 | 4.8 | 0
8042 | 4.8 | 0
8043 | 4.8 | 0
8044 | 4.8 | 0
8045 | 4.8 | 0
8046 | 4.8 | 0
8047 | 1.2 | 0
8048 | 0 | 0
8049 | 0 | 0
8050 | 0 | 0
8051 | 0 | 0
8052 | 0 | 0
8053 | 0 | 0
8054 | 0 | 0
8055 | 0 | 0
8056 | 0 | 0
8057 | 0 | 0
8058 | 0 | 0
8059 | 0 | 0
8060 | 0 | 0
8061 | 0 | 0
8062 | 0 | 0
8063 | 0 | 0
8064 | 0 | 0
8065 | 4.8 | 0
8066 | 4.8 | 0
8067 | 4.8 | 0
8068 | 4.8 | 0
8069 | 4.8 | 0
8070 | 4.8 | 0
8071 | 1.2 | 0
8072 | 0 | 0
8073 | 0 | 0
8074 | 0 | 0
8075 | 0 | 0
8076 | 0 | 0
8077 | 0 | 0
8078 | 0 | 0
8079 | 0 | 0
8080 | 0 | 0
8081 | 0 | 0
8082 | 0 | 0
8083 | 0 | 0
8084 | 0 | 0
8085 | 0 | 0
8086 | 0 | 0
8087 | 0 | 0
8088 | 0 | 0
8089 | 4.8 | 0
8090 | 4.8 | 0
8091 | 4.8 | 0
8092 | 4.8 | 0
8093 | 4.8 | 0
8094 | 4.8 | 0
8095 | 1.2 | 0
8096 | 0 | 0
8097 | 0 | 0
8098 | 0 | 0
8099 | 0 | 0
8100 | 0 | 0
8101 | 0 | 0
8102 | 0 | 0
8103 | 0 | 0
8104 | 0 | 0
8105 | 0 | 0
8106 | 0 | 0
8107 | 0 | 0
8108 | 0 | 0
8109 | 0 | 0
8110 | 0 | 0
8111 | 0 | 0
8112 | 0 | 0
8113 | 4.8 | 0
8114 | 4.8 | 0
8115 | 4.8 | 0
8116 | 4.8 | 0
8117 | 4.8 | 0
8118 | 4.8 | 0
8119 | 1.2 | 0
8120 | 0 | 0
8121 | 0 | 0
8122 | 0 | 0
8123 | 0 | 0
8124 | 0 | 0
8125 | 0 | 0
8126 | 0 | 0
8127 | 0 | 0
8128 | 0 | 0
8129 | 0 | 0
8130 | 0 | 0
8131 | 0 | 0
8132 | 0 | 0
8133 | 0 | 0
8134 | 0 | 0
8135 | 0 | 0
8136 | 0 | 0
8137 | 4.8 | 0
8138 | 4.8 | 0
8139 | 4.8 | 0
8140 | 4.8 | 0
8141 | 4.8 | 0
8142 | 4.8 | 0
8143 | 1.2 | 0
8144 | 0 | 0
8145 | 0 | 0
8146 | 0 | 0
8147 | 0 | 0
8148 | 0 | 0
8149 | 0 | 0
8150 | 0 | 0
8151 | 0 | 0
8152 | 0 | 0
8153 | 0 | 0
8154 | 0 | 0
8155 | 0 | 0
8156 | 0 | 0
8157 | 0 | 0
8158 | 0 | 0
8159 | 0 | 0
8160 | 0 | 0
8161 | 4.8 | 0
8162 | 4.8 | 0
8163 | 4.8 | 0
8164 | 4.8 | 0
8165 | 4.8 | 0
8166 | 4.8 | 0
8167 | 1.2 | 0
8168 | 0 | 0
8169 | 0 | 0
8170 | 0 | 0
8171 | 0 | 0
8172 | 0 | 0
8173 | 0 | 0
8174 | 0 | 0
8175 | 0 | 0
8176 | 0 | 0
8177 | 0 | 0
8178 | 0 | 0
8179 | 0 | 0
8180 | 0 | 0
8181 | 0 | 0
8182 | 0 | 0
8183 | 0 | 0
8184 | 0 | 0
8185 | 4.8 | 0
8186 | 4.8 | 0
8187 | 4.8 | 0
8188 | 4.8 | 0
8189 | 4.8 | 0
8190 | 4.8 | 0
8191 | 1.2 | 0
8192 | 0 | 0
8193 | 0 | 0
8194 | 0 | 0
8195 | 0 | 0
8196 | 0 | 0
8197 | 0 | 0
8198 | 0 | 0
8199 | 0 | 0
8200 | 0 | 0
8201 | 0 | 0
8202 | 0 | 0
8203 | 0 | 0
8204 | 0 | 0
8205 | 0 | 0
8206 | 0 | 0
8207 | 0 | 0
8208 | 0 | 0
8209 | 4.8 | 0
8210 | 4.8 | 0
8211 | 4.8 | 0
8212 | 4.8 | 0
8213 | 4.8 | 0
8214 | 4.8 | 0
8215 | 1.2 | 0
8216 | 0 | 0
8217 | 0 | 0
8218 | 0 | 0
8219 | 0 | 0
8220 | 0 | 0
8221 | 0 | 0
8222 | 0 | 0
8223 | 0 | 0
8224 | 0 | 0
8225 | 0 | 0
8226 | 0 | 0
8227 | 0 | 0
8228 | 0 | 0
8229 | 0 | 0
8230 | 0 | 0
8231 | 0 | 0
8232 | 0 | 0
8233 | 4.8 | 0
8234 | 4.8 | 0
8235 | 4.8 | 0
8236 | 4.8 | 0
8237 | 4.8 | 0
8238 | 4.8 | 0
8239 | 1.2 | 0
8240 | 0 | 0
8241 | 0 | 0
8242 | 0 | 0
8243 | 0 | 0
8244 | 0 | 0
8245 | 0 | 0
8246 | 0 | 0
8247 | 0 | 0
8248 | 0 | 0
8249 | 0 | 0
8250 | 0 | 0
8251 | 0 | 0
8252 | 0 | 0
8253 | 0 | 0
8254 | 0 | 0
8255 | 0 | 0
8256 | 0 | 0
8257 | 4.8 | 0
8258 | 4.8 | 0
8259 | 4.8 | 0
8260 | 4.8 | 0
8261 | 4.8 | 0
8262 | 4.8 | 0
8263 | 1.2 | 0
8264 | 0 | 0
8265 | 0 | 0
8266 | 0 | 0
8267 | 0 | 0
8268 | 0 | 0
8269 | 0 | 0
8270 | 0 | 0
8271 | 0 | 0
8272 | 0 | 0
8273 | 0 | 0
8274 | 0 | 0
8275 | 0 | 0
8276 | 0 | 0
8277 | 0 | 0
8278 | 0 | 0
8279 | 0 | 0
8280 | 0 | 0
8281 | 4.8 | 0
8282 | 4.8 | 0
8283 | 4.8 | 0
8284 | 4.8 | 0
8285 | 4.8 | 0
8286 | 4.8 | 0
8287 | 1.2 | 0
8288 | 0 | 0
8289 | 0 | 0
8290 | 0 | 0
8291 | 0 | 0
8292 | 0 | 0
8293 | 0 | 0
8294 | 0 | 0
8295 | 0 | 0
8296 | 0 | 0
8297 | 0 | 0
8298 | 0 | 0
8299 | 0 | 0
8300 | 0 | 0
8301 | 0 | 0
8302 | 0 | 0
8303 | 0 | 0
8304 | 0 | 0
8305 | 4.8 | 0
8306 | 4.8 | 0
8307 | 4.8 | 0
8308 | 4.8 | 0
8309 | 4.8 | 0
8310 | 4.8 | 0
8311 | 1.2 | 0
8312 | 0 | 0
8313 | 0 | 0
8314 | 0 | 0
8315 | 0 | 0
8316 | 0 | 0
8317 | 0 | 0
8318 | 0 | 0
8319 | 0 | 0
8320 | 0 | 0
8321 | 0 | 0
8322 | 0 | 0
8323 | 0 | 0
8324 | 0 | 0
8325 | 0 | 0
8326 | 0 | 0
8327 | 0 | 0
8328 | 0 | 0
8329 | 4.8 | 0
8330 | 4.8 | 0
8331 | 4.8 | 0
8332 | 4.8 | 0
8333 | 4.8 | 0
8334 | 4.8 | 0
8335 | 1.2 | 0
8336 | 0 | 0
8337 | 0 | 0
8338 | 0 | 0
8339 | 0 | 0
8340 | 0 | 0
8341 | 0 | 0
8342 | 0 | 0
8343 | 0 | 0
8344 | 0 | 0
8345 | 0 | 0
8346 | 0 | 0
8347 | 0 | 0
8348 | 0 | 0
8349 | 0 | 0
8350 | 0 | 0
8351 | 0 | 0
8352 | 0 | 0
8353 | 4.8 | 0
8354 | 4.8 | 0
8355 | 4.8 | 0
8356 | 4.8 | 0
8357 | 4.8 | 0
8358 | 4.8 | 0
8359 | 1.2 | 0
8360 | 0 | 0
8361 | 0 | 0
8362 | 0 | 0
8363 | 0 | 0
8364 | 0 | 0
8365 | 0 | 0
8366 | 0 | 0
8367 | 0 | 0
8368 | 0 | 0
8369 | 0 | 0
8370 | 0 | 0
8371 | 0 | 0
8372 | 0 | 0
8373 | 0 | 0
8374 | 0 | 0
8375 | 0 | 0
8376 | 0 | 0
8377 | 4.8 | 0
8378 | 4.8 | 0
8379 | 4.8 | 0
8380 | 4.8 | 0
8381 | 4.8 | 0
8382 | 4.8 | 0
8383 | 1.2 | 0
8384 | 0 | 0
8385 | 0 | 0
8386 | 0 | 0
8387 | 0 | 0
8388 | 0 | 0
8389 | 0 | 0
8390 | 0 | 0
8391 | 0 | 0
8392 | 0 | 0
8393 | 0 | 0
8394 | 0 | 0
8395 | 0 | 0
8396 | 0 | 0
8397 | 0 | 0
8398 | 0 | 0
8399 | 0 | 0
8400 | 0 | 0
8401 | 4.8 | 0
8402 | 4.8 | 0
8403 | 4.8 | 0
8404 | 4.8 | 0
8405 | 4.8 | 0
8406 | 4.8 | 0
8407 | 1.2 | 0
8408 | 0 | 0
8409 | 0 | 0
8410 | 0 | 0
8411 | 0 | 0
8412 | 0 | 0
8413 | 0 | 0
8414 | 0 | 0
8415 | 0 | 0
8416 | 0 | 0
8417 | 0 | 0
8418 | 0 | 0
8419 | 0 | 0
8420 | 0 | 0
8421 | 0 | 0
8422 | 0 | 0
8423 | 0 | 0
8424 | 0 | 0
8425 | 4.8 | 0
8426 | 4.8 | 0
8427 | 4.8 | 0
8428 | 4.8 | 0
8429 | 4.8 | 0
8430 | 4.8 | 0
8431 | 1.2 | 0
8432 | 0 | 0
8433 | 0 | 0
8434 | 0 | 0
8435 | 0 | 0
8436 | 0 | 0
8437 | 0 | 0
8438 | 0 | 0
8439 | 0 | 0
8440 | 0 | 0
8441 | 0 | 0
8442 | 0 | 0
8443 | 0 | 0
8444 | 0 | 0
8445 | 0 | 0
8446 | 0 | 0
8447 | 0 | 0
8448 | 0 | 0
8449 | 4.8 | 0
8450 | 4.8 | 0
8451 | 4.8 | 0
8452 | 4.8 | 0
8453 | 4.8 | 0
8454 | 4.8 | 0
8455 | 1.2 | 0
8456 | 0 | 0
8457 | 0 | 0
8458 | 0 | 0
8459 | 0 | 0
8460 | 0 | 0
8461 | 0 | 0
8462 | 0 | 0
8463 | 0 | 0
8464 | 0 | 0
8465 | 0 | 0
8466 | 0 | 0
8467 | 0 | 0
8468 | 0 | 0
8469 | 0 | 0
8470 | 0 | 0
8471 | 0 | 0
8472 | 0 | 0
8473 | 4.8 | 0
8474 | 4.8 | 0
8475 | 4.8 | 0
8476 | 4.8 | 0
8477 | 4.8 | 0
8478 | 4.8 | 0
8479 | 1.2 | 0
8480 | 0 | 0
8481 | 0 | 0
8482 | 0 | 0
8483 | 0 | 0
8484 | 0 | 0
8485 | 0 | 0
8486 | 0 | 0
8487 | 0 | 0
8488 | 0 | 0
8489 | 0 | 0
8490 | 0 | 0
8491 | 0 | 0
8492 | 0 | 0
8493 | 0 | 0
8494 | 0 | 0
8495 | 0 | 0
8496 | 0 | 0
8497 | 4.8 | 0
8498 | 4.8 | 0
8499 | 4.8 | 0
8500 | 4.8 | 0
8501 | 4.8 | 0
8502 | 4.8 | 0
8503 | 1.2 | 0
8504 | 0 | 0
8505 | 0 | 0
8506 | 0 | 0
8507 | 0 | 0
8508 | 0 | 0
8509 | 0 | 0
8510 | 0 | 0
8511 | 0 | 0
8512 | 0 | 0
8513 | 0 | 0
8514 | 0 | 0
8515 | 0 | 0
8516 | 0 | 0
8517 | 0 | 0
8518 | 0 | 0
8519 | 0 | 0
8520 | 0 | 0
8521 | 4.8 | 0
8522 | 4.8 | 0
8523 | 4.8 | 0
8524 | 4.8 | 0
8525 | 4.8 | 0
8526 | 4.8 | 0
8527 | 1.2 | 0
8528 | 0 | 0
8529 | 0 | 0
8530 | 0 | 0
8531 | 0 | 0
8532 | 0 | 0
8533 | 0 | 0
8534 | 0 | 0
8535 | 0 | 0
8536 | 0 | 0
8537 | 0 | 0
8538 | 0 | 0
8539 | 0 | 0
8540 | 0 | 0
8541 | 0 | 0
8542 | 0 | 0
8543 | 0 | 0
8544 | 0 | 0
8545 | 4.8 | 0
8546 | 4.8 | 0
8547 | 4.8 | 0
8548 | 4.8 | 0
8549 | 4.8 | 0
8550 | 4.8 | 0
8551 | 1.2 | 0
8552 | 0 | 0
8553 | 0 | 0
8554 | 0 | 0
8555 | 0 | 0
8556 | 0 | 0
8557 | 0 | 0
8558 | 0 | 0
8559 | 0 | 0
8560 | 0 | 0
8561 | 0 | 0
8562 | 0 | 0
8563 | 0 | 0
8564 | 0 | 0
8565 | 0 | 0
8566 | 0 | 0
8567 | 0 | 0
8568 | 0 | 0
8569 | 4.8 | 0
8570 | 4.8 | 0
8571 | 4.8 | 0
8572 | 4.8 | 0
8573 | 4.8 | 0
8574 | 4.8 | 0
8575 | 1.2 | 0
8576 | 0 | 0
8577 | 0 | 0
8578 | 0 | 0
8579 | 0 | 0
8580 | 0 | 0
8581 | 0 | 0
8582 | 0 | 0
8583 | 0 | 0
8584 | 0 | 0
8585 | 0 | 0
8586 | 0 | 0
8587 | 0 | 0
8588 | 0 | 0
8589 | 0 | 0
8590 | 0 | 0
8591 | 0 | 0
8592 | 0 | 0
8593 | 4.8 | 0
8594 | 4.8 | 0
8595 | 4.8 | 0
8596 | 4.8 | 0
8597 | 4.8 | 0
8598 | 4.8 | 0
8599 | 1.2 | 0
8600 | 0 | 0
8601 | 0 | 0
8602 | 0 | 0
8603 | 0 | 0
8604 | 0 | 0
8605 | 0 | 0
8606 | 0 | 0
8607 | 0 | 0
8608 | 0 | 0
8609 | 0 | 0
8610 | 0 | 0
8611 | 0 | 0
8612 | 0 | 0
8613 | 0 | 0
8614 | 0 | 0
8615 | 0 | 0
8616 | 0 | 0
8617 | 4.8 | 0
8618 | 4.8 | 0
8619 | 4.8 | 0
8620 | 4.8 | 0
8621 | 4.8 | 0
8622 | 4.8 | 0
8623 | 1.2 | 0
8624 | 0 | 0
8625 | 0 | 0
8626 | 0 | 0
8627 | 0 | 0
8628 | 0 | 0
8629 | 0 | 0
8630 | 0 | 0
8631 | 0 | 0
8632 | 0 | 0
8633 | 0 | 0
8634 | 0 | 0
8635 | 0 | 0
8636 | 0 | 0
8637 | 0 | 0
8638 | 0 | 0
8639 | 0 | 0
8640 | 0 | 0
8641 | 4.8 | 0
8642 | 4.8 | 0
8643 | 4.8 | 0
8644 | 4.8 | 0
8645 | 4.8 | 0
8646 | 4.8 | 0
8647 | 1.2 | 0
8648 | 0 | 0
8649 | 0 | 0
8650 | 0 | 0
8651 | 0 | 0
8652 | 0 | 0
8653 | 0 | 0
8654 | 0 | 0
8655 | 0 | 0
8656 | 0 | 0
8657 | 0 | 0
8658 | 0 | 0
8659 | 0 | 0
8660 | 0 | 0
8661 | 0 | 0
8662 | 0 | 0
8663 | 0 | 0
8664 | 0 | 0
8665 | 4.8 | 0
8666 | 4.8 | 0
8667 | 4.8 | 0
8668 | 4.8 | 0
8669 | 4.8 | 0
8670 | 4.8 | 0
8671 | 1.2 | 0
8672 | 0 | 0
8673 | 0 | 0
8674 | 0 | 0
8675 | 0 | 0
8676 | 0 | 0
8677 | 0 | 0
8678 | 0 | 0
8679 | 0 | 0
8680 | 0 | 0
8681 | 0 | 0
8682 | 0 | 0
8683 | 0 | 0
8684 | 0 | 0
8685 | 0 | 0
8686 | 0 | 0
8687 | 0 | 0
8688 | 0 | 0
8689 | 4.8 | 0
8690 | 4.8 | 0
8691 | 4.8 | 0
8692 | 4.8 | 0
8693 | 4.8 | 0
8694 | 4.8 | 0
8695 | 1.2 | 0
8696 | 0 | 0
8697 | 0 | 0
8698 | 0 | 0
8699 | 0 | 0
8700 | 0 | 0
8701 | 0 | 0
8702 | 0 | 0
8703 | 0 | 0
8704 | 0 | 0
8705 | 0 | 0
8706 | 0 | 0
8707 | 0 | 0
8708 | 0 | 0
8709 | 0 | 0
8710 | 0 | 0
8711 | 0 | 0
8712 | 0 | 0
8713 | 4.8 | 0
8714 | 4.8 | 0
8715 | 4.8 | 0
8716 | 4.8 | 0
8717 | 4.8 | 0
8718 | 4.8 | 0
8719 | 1.2 | 0
8720 | 0 | 0
8721 | 0 | 0
8722 | 0 | 0
8723 | 0 | 0
8724 | 0 | 0
8725 | 0 | 0
8726 | 0 | 0
8727 | 0 | 0
8728 | 0 | 0
8729 | 0 | 0
8730 | 0 | 0
8731 | 0 | 0
8732 | 0 | 0
8733 | 0 | 0
8734 | 0 | 0
8735 | 0 | 0
8736 | 0 | 0
8737 | 4.8 | 0
8738 | 4.8 | 0
8739 | 4.8 | 0
8740 | 4.8 | 0
8741 | 4.8 | 0
8742 | 4.8 | 0
8743 | 1.2 | 0
8744 | 0 | 0
8745 | 0 | 0
8746 | 0 | 0
8747 | 0 | 0
8748 | 0 | 0
8749 | 0 | 0
8750 | 0 | 0
8751 | 0 | 0
8752 | 0 | 0
8753 | 0 | 0
8754 | 0 | 0
8755 | 0 | 0
8756 | 0 | 0
8757 | 0 | 0
8758 | 0 | 0
8759 | 0 | 0
8760 | 0 | 0

## Next Steps
Resilient Power System Development Steps
The major steps in the development of a resilient power system project are given below for informational purposes only. This toolkit primarily focusses on gathering the information that is usually a part of the first two steps. The information gathered using this toolkit should be provided to a consultant hired to perform the feasibility assessment, the third step in the process, in order to save time and duplication of effort. While these steps are typically followed for a larger resilient power system project, they are also applicable to backup generation projects.
Project Planning
The purpose of project planning to set the high-level goals and requirements for the project. This includes:
• Order-of-magnitude critical load that needs to be served during an outage
• Longest outage duration for which the resilient power system needs to be designed
• Preference or preclusion for certain kinds of generation resources. For example, preference for renewable generation over fossil fuel generation
Data Collection
During this phase of the project, detailed information for characterizing the site is gathered. This includes:
• Information on past outages at the site, the duration of those outages and their causes
• Critical hourly loads that the resilient power system needs to serve during an outage
• Site Plans, maps and drawings to assist with understanding the existing system as it was constructed
• Information on existing backup generators, fuel source and storage. Project installation agreements or power purchase agreements, if applicable
• Information on existing electrical infrastructure and controls and communication infrastructure
Feasibility Assessment
During this phase of the project, the consultant will perform a feasibility study and develop a conceptual design of the resilient power system. This includes:
• Determining the peak demand to be met by the resilient power system based on the critical loads to be served
• Performing studies to evaluate generation options and electrical infrastructure (switches, breakers, cables etc.) that are required for the resilient power system
• Performing an assessment of the capital and operating costs for the resilient power system, opportunities for cost savings, and financial return taking federal and state tax benefits and grants into account
• Develop business model for the resilient power system using detailed cash flow proformas
Project Development & Implementation
Once the project is approved, it moves into the development and implementation phase. This includes:
• Obtaining environmental and other federal, state, and local permits as needed
• Securing financing for the project
• Going through the Interconnection process for interconnecting the resilient power system to the utility’s distribution system
• Selecting a qualified contractor with experience in the design, construction, and commissioning of resilient power systems
• Developing the Engineering design for the project including drawings and specifications for construction
• Finally, installing, testing and commissioning the project

## Helpful Resources
Helpful Resources
PV Solar, Energy Storage and Microgrid Design Tools
Homer | HOMER is a microgrid software used for designing and deploying microgrids and distributed power systems that can include a combination of renewable power sources, storage, and fossil-based generation (either through a local generator or a power grid).
Link to Homer Software
DER-CAM | The Distributed Energy Resources Customer Adoption Model (DER-CAM) is a powerful and comprehensive decision support tool that primarily serves the purpose of finding optimal distributed energy resource (DER) investments in the context of either buildings or multi-energy microgrids.
Link to DER-CAM Software
SAM | The System Advisor Model (SAM) is a free techno-economic software model that facilitates decision-making for people in the renewable energy industry.
Link to SAM Software
PVWatts | PVWatts estimates the energy production and cost of energy of grid-connected photovoltaic (PV) energy systems throughout the world. It allows homeowners, small building owners, installers and manufacturers to easily develop estimates of the performance of potential PV installations.
Link to PVWatts Software
Microgrid Cost-Benefit Analysis Tool
BCA Model | Benefit Cost Assessment model is a spreadsheet model will be used to analyze the benefits and costs of establishing community microgrids developed by Industrial Economic, Incorporated.
Link to BCA model
Microgrid Design Process
NREL Microgrid Design Process Report | Report provides an overview of the microgrid planning, assessment, and design process and serves as a valuable resource for energy managers, policymakers, contractors, and other stakeholders involved in microgrid projects.
Link to NREL report
Feasibility Study Reports
NY Prize Feasibility Report | Reports for the feasibility studies performed for 83 microgrid project as a part of Stage 1 of the NY Prize Community Microgrid Competition.
Link to NYPrize Stage 1 reports

## Benefits Estimator (remove) (hidden)
Facility Type
Police Station
Fire Station
EMS
Hospital
Waste Water
Water
Residential
Commercial
|  |  | 100% | 100% | 100% | 75% | 75% | 75% | 50% | 50% | 50% | 25% | 25% | 25% | No backup | No backup | No backup
| Population |  | avg | min | max | avg | min | max | avg | min | max | avg | min | max | avg | min | max
|  |  | avg_1 | min_1 | max_1 | avg_0.75 | min_0.75 | max_0.75 | avg_0.5 | min_0.5 | max_0.5 | avg_0.25 | min_0.25 | max_0.25 | avg_No backup | min_No backup | max_No backup
Fire Station | 500 | Fire Station_500 | 126.6296 | 57.278 | 143.0152 | 146.2924 | 67.5886 | 182.7033 | 165.9551 | 77.8991 | 222.3915 | 185.6179 | 88.2097 | 262.0796 | 434.7807 | 213.2702 | 544.0178
Fire Station | 1000 | Fire Station_1000 | 140.5092 | 64.5561 | 171.0303 | 179.8347 | 85.1771 | 250.4066 | 219.1603 | 105.7982 | 329.783 | 258.4858 | 126.4193 | 409.1593 | 527.3114 | 261.7904 | 730.7856
Fire Station | 5000 | Fire Station_5000 | 251.546 | 122.7803 | 395.1517 | 448.1737 | 225.8857 | 792.0332 | 644.8014 | 328.9911 | 1188.9148 | 841.4291 | 432.0965 | 1585.7963 | 1267.5568 | 649.9519 | 2224.9279
Fire Station | 10000 | Fire Station_10000 | 390.342 | 195.5606 | 675.3034 | 783.5974 | 401.7714 | 1469.0665 | 1176.8528 | 607.9822 | 2262.8296 | 1570.1082 | 814.1931 | 3056.5927 | 2192.8636 | 1135.1539 | 4092.6058
Fire Station | 20000 | Fire Station_20000 | 667.9341 | 341.1212 | 1235.6067 | 1454.4449 | 753.5428 | 2823.1329 | 2240.9557 | 1165.9645 | 4410.6591 | 3027.4665 | 1578.3861 | 5998.1853 | 4043.4773 | 2105.5578 | 7827.9615
Fire Station | 30000 | Fire Station_30000 | 945.5261 | 486.6818 | 1795.9101 | 2125.2923 | 1105.3142 | 4177.1994 | 3305.0585 | 1723.9467 | 6558.4887 | 4484.8247 | 2342.5792 | 8939.778 | 5894.0909 | 3075.9617 | 11563.3173
EMS | 500 | EMS_500 | 140.0933 | 70.5075 | 187.611 | 122.0308 | 63.07 | 169.5485 | 103.9683 | 55.6325 | 151.486 | 85.9058 | 48.195 | 133.4235 | 524.5388 | 301.4666 | 841.3233
EMS | 1000 | EMS_1000 | 167.4366 | 91.015 | 260.222 | 149.3741 | 83.5775 | 242.1595 | 131.3116 | 76.14 | 224.097 | 113.2491 | 68.7025 | 206.0345 | 706.8276 | 438.1832 | 1325.3966
EMS | 5000 | EMS_5000 | 386.1832 | 255.0749 | 841.11 | 368.1207 | 247.6374 | 823.0475 | 350.0582 | 240.1999 | 804.985 | 331.9957 | 232.7624 | 786.9225 | 2165.1379 | 1531.9159 | 5197.9831
EMS | 10000 | EMS_10000 | 659.6164 | 460.1498 | 1567.2199 | 641.5539 | 452.7123 | 1549.1574 | 623.4914 | 445.2748 | 1531.0949 | 605.4289 | 437.8373 | 1513.0324 | 3988.0258 | 2899.0819 | 10038.7163
EMS | 20000 | EMS_20000 | 1206.4827 | 870.2996 | 3019.4399 | 1188.4202 | 862.8621 | 3001.3774 | 1170.3577 | 855.4246 | 2983.3149 | 1152.2952 | 847.9871 | 2965.2524 | 7633.8016 | 5633.4137 | 19720.1826
EMS | 30000 | EMS_30000 | 1753.3491 | 1280.4493 | 4471.6598 | 1735.2866 | 1273.0118 | 4453.5973 | 1717.2241 | 1265.5743 | 4435.5348 | 1699.1616 | 1258.1368 | 4417.4723 | 11279.5774 | 8367.7456 | 29401.6488
Hospital | 500 | Hospital_500 | 5657.9999 | 3443.6528 | 7893.7953 | 6604.3332 | 3887.9944 | 9372.5053 | 7550.6664 | 4332.3359 | 10851.2153 | 8496.9997 | 4776.6774 | 12329.9254 | 17297.3329 | 11494.0189 | 23243.6354
Hospital | 1000 | Hospital_1000 | 6325.9999 | 3757.3057 | 8937.5906 | 8218.6664 | 4645.9887 | 11895.0106 | 10111.3329 | 5534.6718 | 14852.4307 | 12003.9994 | 6423.3548 | 17809.8507 | 21750.6659 | 13585.0378 | 30202.2707
Hospital | 5000 | Hospital_5000 | 11669.9994 | 6266.5284 | 17287.953 | 21133.3319 | 10709.9436 | 32075.0532 | 30596.6645 | 15153.3588 | 46862.1534 | 40059.997 | 19596.774 | 61649.2535 | 57377.3295 | 30313.1892 | 85871.3537
Hospital | 10000 | Hospital_10000 | 18349.9988 | 9403.0568 | 27725.9061 | 37276.6639 | 18289.8872 | 57300.1064 | 56203.3289 | 27176.7176 | 86874.3067 | 75129.994 | 36063.548 | 116448.507 | 101910.659 | 51223.3784 | 155457.7073
Hospital | 20000 | Hospital_20000 | 31709.9977 | 15676.1135 | 48601.8122 | 69563.3278 | 33449.7743 | 107750.2128 | 107416.6578 | 51223.4352 | 166898.6134 | 145269.9879 | 68997.096 | 226047.014 | 190977.318 | 93043.7568 | 294630.4147
Hospital | 30000 | Hospital_30000 | 45069.9965 | 21949.1703 | 69477.7183 | 101849.9917 | 48609.6615 | 158200.3192 | 158629.9868 | 75270.1527 | 246922.9201 | 215409.9819 | 101930.644 | 335645.5211 | 280043.977 | 134864.1352 | 433803.122
Police Station | 500 | Police Station_500 | 129.9672 | 906.2856 | 975.8588 | 154.3582 | 2119.3569 | 2195.4089 | 178.7492 | 3332.4282 | 3414.9589 | 203.1402 | 4545.4995 | 4634.5089 | 457.0312 | 5873.3209 | 6096.3089
Police Station | 1000 | Police Station_1000 | 147.1844 | 906.2856 | 975.8588 | 195.9664 | 2119.3569 | 2195.4089 | 244.7484 | 3332.4282 | 3414.9589 | 293.5304 | 4545.4995 | 4634.5089 | 571.8124 | 5873.3209 | 6096.3089
Police Station | 5000 | Police Station_5000 | 284.9218 | 906.2856 | 975.8588 | 528.8318 | 2119.3569 | 2195.4089 | 772.7418 | 3332.4282 | 3414.9589 | 1016.6518 | 4545.4995 | 4634.5089 | 1490.0618 | 5873.3209 | 6096.3089 | Match
Police Station | 10000 | Police Station_10000 | 457.0935 | 906.2856 | 975.8588 | 944.9135 | 2119.3569 | 2195.4089 | 1432.7336 | 3332.4282 | 3414.9589 | 1920.5536 | 4545.4995 | 4634.5089 | 2637.8736 | 5873.3209 | 6096.3089
Police Station | 20000 | Police Station_20000 | 801.4371 | 906.2856 | 975.8588 | 1777.0771 | 2119.3569 | 2195.4089 | 2752.7171 | 3332.4282 | 3414.9589 | 3728.3571 | 4545.4995 | 4634.5089 | 4933.4971 | 5873.3209 | 6096.3089
Police Station | 30000 | Police Station_30000 | 1145.7806 | 906.2856 | 975.8588 | 2609.2406 | 2119.3569 | 2195.4089 | 4072.7007 | 3332.4282 | 3414.9589 | 5536.1607 | 4545.4995 | 4634.5089 | 7229.1207 | 5873.3209 | 6096.3089
Waste Water | 500 | Waste Water_500 | 4654.67 | 3378.5025 | 5932.8375 | 10106.9525 | 7467.7144 | 12748.1906 | 15559.235 | 11556.9263 | 19563.5438 | 21011.5175 | 15646.1381 | 26378.8969 | 28593.9 | 21598.55 | 35592.95
Waste Water | 1000 | Waste Water_1000 | 8503.34 | 6265.005 | 10743.675 | 19407.905 | 14443.4287 | 24374.3812 | 30312.47 | 22621.8525 | 38005.0875 | 41217.035 | 30800.2762 | 51635.7937 | 54251.7 | 40841.9 | 67665.2
Waste Water | 5000 | Waste Water_5000 | 39292.7 | 29357.025 | 49230.375 | 93815.525 | 70249.1438 | 117383.9062 | 148338.35 | 111141.2625 | 185537.4375 | 202861.175 | 152033.3813 | 253690.9688 | 259514.1 | 194788.7 | 324243.2
Waste Water | 10000 | Waste Water_10000 | 77779.4 | 58222.05 | 97338.75 | 186825.05 | 140006.2875 | 233645.8125 | 295870.7 | 221790.525 | 369952.875 | 404916.35 | 303574.7625 | 506259.9375 | 516092.1 | 387222.2 | 644965.7
Waste Water | 20000 | Waste Water_20000 | 154752.8 | 115952.1 | 193555.5 | 372844.1 | 279520.575 | 466169.625 | 590935.4 | 443089.05 | 738783.75 | 809026.7 | 606657.525 | 1011397.875 | 1029248.1 | 772089.2 | 1286410.7
Waste Water | 30000 | Waste Water_30000 | 231726.2 | 173682.15 | 289772.25 | 558863.15 | 419034.8625 | 698693.4375 | 886000.1 | 664387.575 | 1107614.625 | 1213137.05 | 909740.2875 | 1516535.8125 | 1542404.1 | 1156956.2 | 1927855.7
Waste Water | 60000 | Waste Water_60000 | 462646.4 | 346872.3 | 578422.5 | 1116920.3 | 837577.725 | 1396264.875 | 1771194.2 | 1328283.15 | 2214107.25 | 2425468.1 | 1818988.575 | 3031949.625 | 3081872.1 | 2311557.2 | 3852190.7
Waste Water | 90000 | Waste Water_90000 | 693566.6 | 520062.45 | 867072.75 | 1674977.45 | 1256120.5875 | 2093836.3125 | 2656388.3 | 1992178.725 | 3320599.875 | 3637799.15 | 2728236.8625 | 4547363.4375 | 4621340.1 | 3466158.2 | 5776525.7
Water | 500 | Water_500 | 9081.91 | 6773.4325 | 11390.3875 | 21449.2825 | 16048.9619 | 26849.6031 | 33816.655 | 25324.4912 | 42308.8187 | 46184.0275 | 34600.0206 | 57768.0344 | 59573.1 | 44790.15 | 74356.05
Water | 1000 | Water_1000 | 17811.82 | 13320.865 | 22302.775 | 42546.565 | 31871.9238 | 53221.2063 | 67281.31 | 50422.9825 | 84139.6375 | 92016.055 | 68974.0412 | 115058.0688 | 117772.5 | 88439.7 | 147105.3
Water | 5000 | Water_5000 | 87651.1 | 65700.325 | 109601.875 | 211324.825 | 158455.6187 | 264194.0312 | 334998.55 | 251210.9125 | 418786.1875 | 458672.275 | 343966.2062 | 573378.3438 | 583367.7 | 437636.1 | 729099.3
Water | 10000 | Water_10000 | 174950.2 | 131174.65 | 218725.75 | 422297.65 | 316685.2375 | 527910.0625 | 669645.1 | 502195.825 | 837094.375 | 916992.55 | 687706.4125 | 1146278.6875 | 1165361.7 | 874131.6 | 1456591.8
Water | 20000 | Water_20000 | 349548.4 | 262123.3 | 436973.5 | 844243.3 | 633144.475 | 1055342.125 | 1338938.2 | 1004165.65 | 1673710.75 | 1833633.1 | 1375186.825 | 2292079.375 | 2329349.7 | 1747122.6 | 2911576.8
Water | 30000 | Water_30000 | 524146.6 | 393071.95 | 655221.25 | 1266188.95 | 949603.7125 | 1582774.1875 | 2008231.3 | 1506135.475 | 2510327.125 | 2750273.65 | 2062667.2375 | 3437880.0625 | 3493337.7 | 2620113.6 | 4366561.8
Water | 60000 | Water_60000 | 1047941.2 | 785917.9 | 1309964.5 | 2532025.9 | 1898981.425 | 3165070.375 | 4016110.6 | 3012044.95 | 5020176.25 | 5500195.3 | 4125108.475 | 6875282.125 | 6985301.7 | 5239086.6 | 8731516.8
Water | 90000 | Water_90000 | 1571735.8 | 1178763.85 | 1964707.75 | 3797862.85 | 2848359.1375 | 4747366.5625 | 6023989.9 | 4517954.425 | 7530025.375 | 8250116.95 | 6187549.7125 | 10312684.1875 | 10477265.7 | 7858059.6 | 13096471.8
Existing Backup Generator
Facility Name | Facility Type | Building Name/ Number | Peak month consumption (KWh) | Peak Load to be served (KW) | Desired Outage duration to be covered by the microgrid (days) | Yes/No | If yes, Rating (KW) | dropdown | Level of service provided with backup generator | Level of service provided without backup generator | Population served? | Avg | Min | Max
#REF! | #REF! | #REF! | #REF! | #REF! | #REF! | #REF! | #REF! | #REF! | #REF! | #REF! | #REF! | #REF! | #REF! | #REF! | #REF! | #REF! | #REF! | #REF! | #REF! | #REF! | #REF! | #REF! | #REF! | #REF! | #REF! | #REF! | #REF! | #REF! | #REF! | #REF! | #REF! | #REF! | #REF! | #REF! | #REF! | #REF! | #REF! | #REF! | #REF! | #REF! | #REF! | #REF! | #REF! | #REF! | #REF! | #REF! | #REF! | #REF! | #REF! | #REF!
#REF! | #REF! | #REF! | #REF! | #REF! | #REF! | #REF! | #REF! | #REF! | #REF! | #REF! | #REF! | #REF! | #REF! | #REF! | #REF! | #REF! | #REF! | #REF! | #REF! | #REF! | #REF! | #REF! | #REF! | #REF! | #REF! | #REF! | #REF! | #REF! | #REF! | #REF! | #REF! | #REF! | #REF! | #REF! | #REF! | #REF! | #REF! | #REF! | #REF! | #REF! | #REF! | #REF! | #REF! | #REF! | #REF! | #REF! | #REF! | #REF! | #REF! | #REF!
#REF! | #REF! | #REF! | #REF! | #REF! | #REF! | #REF! | #REF! | #REF! | #REF! | #REF! | #REF! | #REF! | #REF! | #REF! | #REF! | #REF! | #REF! | #REF! | #REF! | #REF! | #REF! | #REF! | #REF! | #REF! | #REF! | #REF! | #REF! | #REF! | #REF! | #REF! | #REF! | #REF! | #REF! | #REF! | #REF! | #REF! | #REF! | #REF! | #REF! | #REF! | #REF! | #REF! | #REF! | #REF! | #REF! | #REF! | #REF! | #REF! | #REF! | #REF!
#REF! | #REF! | #REF! | #REF! | #REF! | #REF! | #REF! | #REF! | #REF! | #REF! | #REF! | #REF! | #REF! | #REF! | #REF! | #REF! | #REF! | #REF! | #REF! | #REF! | #REF! | #REF! | #REF! | #REF! | #REF! | #REF! | #REF! | #REF! | #REF! | #REF! | #REF! | #REF! | #REF! | #REF! | #REF! | #REF! | #REF! | #REF! | #REF! | #REF! | #REF! | #REF! | #REF! | #REF! | #REF! | #REF! | #REF! | #REF! | #REF! | #REF! | #REF!
#REF! | #REF! | #REF! | #REF! | #REF! | #REF! | #REF! | #REF! | #REF! | #REF! | #REF! | #REF! | #REF! | #REF! | #REF! | #REF! | #REF! | #REF! | #REF! | #REF! | #REF! | #REF! | #REF! | #REF! | #REF! | #REF! | #REF! | #REF! | #REF! | #REF! | #REF! | #REF! | #REF! | #REF! | #REF! | #REF! | #REF! | #REF! | #REF! | #REF! | #REF! | #REF! | #REF! | #REF! | #REF! | #REF! | #REF! | #REF! | #REF! | #REF! | #REF!
#REF! | #REF! | #REF! | #REF! | #REF! | #REF! | #REF! | #REF! | #REF! | #REF! | #REF! | #REF! | #REF! | #REF! | #REF! | #REF! | #REF! | #REF! | #REF! | #REF! | #REF! | #REF! | #REF! | #REF! | #REF! | #REF! | #REF! | #REF! | #REF! | #REF! | #REF! | #REF! | #REF! | #REF! | #REF! | #REF! | #REF! | #REF! | #REF! | #REF! | #REF! | #REF! | #REF! | #REF! | #REF! | #REF! | #REF! | #REF! | #REF! | #REF! | #REF!
#REF! | #REF! | #REF! | #REF! | #REF! | #REF! | #REF! | #REF! | #REF! | #REF! | #REF! | #REF! | #REF! | #REF! | #REF! | #REF! | #REF! | #REF! | #REF! | #REF! | #REF! | #REF! | #REF! | #REF! | #REF! | #REF! | #REF! | #REF! | #REF! | #REF! | #REF! | #REF! | #REF! | #REF! | #REF! | #REF! | #REF! | #REF! | #REF! | #REF! | #REF! | #REF! | #REF! | #REF! | #REF! | #REF! | #REF! | #REF! | #REF! | #REF! | #REF!
#REF! | #REF! | #REF! | #REF! | #REF! | #REF! | #REF! | #REF! | #REF! | #REF! | #REF! | #REF! | #REF! | #REF! | #REF! | #REF! | #REF! | #REF! | #REF! | #REF! | #REF! | #REF! | #REF! | #REF! | #REF! | #REF! | #REF! | #REF! | #REF! | #REF! | #REF! | #REF! | #REF! | #REF! | #REF! | #REF! | #REF! | #REF! | #REF! | #REF! | #REF! | #REF! | #REF! | #REF! | #REF! | #REF! | #REF! | #REF! | #REF! | #REF! | #REF!
#REF! | #REF! | #REF! | #REF! | #REF! | #REF! | #REF! | #REF! | #REF! | #REF! | #REF! | #REF! | #REF! | #REF! | #REF! | #REF! | #REF! | #REF! | #REF! | #REF! | #REF! | #REF! | #REF! | #REF! | #REF! | #REF! | #REF! | #REF! | #REF! | #REF! | #REF! | #REF! | #REF! | #REF! | #REF! | #REF! | #REF! | #REF! | #REF! | #REF! | #REF! | #REF! | #REF! | #REF! | #REF! | #REF! | #REF! | #REF! | #REF! | #REF! | #REF!
#REF! | #REF! | #REF! | #REF! | #REF! | #REF! | #REF! | #REF! | #REF! | #REF! | #REF! | #REF! | #REF! | #REF! | #REF! | #REF! | #REF! | #REF! | #REF! | #REF! | #REF! | #REF! | #REF! | #REF! | #REF! | #REF! | #REF! | #REF! | #REF! | #REF! | #REF! | #REF! | #REF! | #REF! | #REF! | #REF! | #REF! | #REF! | #REF! | #REF! | #REF! | #REF! | #REF! | #REF! | #REF! | #REF! | #REF! | #REF! | #REF! | #REF! | #REF!
#REF! | #REF! | #REF! | #REF! | #REF! | #REF! | #REF! | #REF! | #REF! | #REF! | #REF! | #REF! | #REF! | #REF! | #REF! | #REF! | #REF! | #REF! | #REF! | #REF! | #REF! | #REF! | #REF! | #REF! | #REF! | #REF! | #REF! | #REF! | #REF! | #REF! | #REF! | #REF! | #REF! | #REF! | #REF! | #REF! | #REF! | #REF! | #REF! | #REF! | #REF! | #REF! | #REF! | #REF! | #REF! | #REF! | #REF! | #REF! | #REF! | #REF! | #REF!
#REF! | #REF! | #REF! | #REF! | #REF! | #REF! | #REF! | #REF! | #REF! | #REF! | #REF! | #REF! | #REF! | #REF! | #REF! | #REF! | #REF! | #REF! | #REF! | #REF! | #REF! | #REF! | #REF! | #REF! | #REF! | #REF! | #REF! | #REF! | #REF! | #REF! | #REF! | #REF! | #REF! | #REF! | #REF! | #REF! | #REF! | #REF! | #REF! | #REF! | #REF! | #REF! | #REF! | #REF! | #REF! | #REF! | #REF! | #REF! | #REF! | #REF! | #REF!
#REF! | #REF! | #REF! | #REF! | #REF! | #REF! | #REF! | #REF! | #REF! | #REF! | #REF! | #REF! | #REF! | #REF! | #REF! | #REF! | #REF! | #REF! | #REF! | #REF! | #REF! | #REF! | #REF! | #REF! | #REF! | #REF! | #REF! | #REF! | #REF! | #REF! | #REF! | #REF! | #REF! | #REF! | #REF! | #REF! | #REF! | #REF! | #REF! | #REF! | #REF! | #REF! | #REF! | #REF! | #REF! | #REF! | #REF! | #REF! | #REF! | #REF! | #REF!
#REF! | #REF! | #REF! | #REF! | #REF! | #REF! | #REF! | #REF! | #REF! | #REF! | #REF! | #REF! | #REF! | #REF! | #REF! | #REF! | #REF! | #REF! | #REF! | #REF! | #REF! | #REF! | #REF! | #REF! | #REF! | #REF! | #REF! | #REF! | #REF! | #REF! | #REF! | #REF! | #REF! | #REF! | #REF! | #REF! | #REF! | #REF! | #REF! | #REF! | #REF! | #REF! | #REF! | #REF! | #REF! | #REF! | #REF! | #REF! | #REF! | #REF! | #REF!
#REF! | #REF! | #REF! | #REF! | #REF! | #REF! | #REF! | #REF! | #REF! | #REF! | #REF! | #REF! | #REF! | #REF! | #REF! | #REF! | #REF! | #REF! | #REF! | #REF! | #REF! | #REF! | #REF! | #REF! | #REF! | #REF! | #REF! | #REF! | #REF! | #REF! | #REF! | #REF! | #REF! | #REF! | #REF! | #REF! | #REF! | #REF! | #REF! | #REF! | #REF! | #REF! | #REF! | #REF! | #REF! | #REF! | #REF! | #REF! | #REF! | #REF! | #REF!
#REF! | #REF! | #REF! | #REF! | #REF! | #REF! | #REF! | #REF! | #REF! | #REF! | #REF! | #REF! | #REF! | #REF! | #REF! | #REF! | #REF! | #REF! | #REF! | #REF! | #REF! | #REF! | #REF! | #REF! | #REF! | #REF! | #REF! | #REF! | #REF! | #REF! | #REF! | #REF! | #REF! | #REF! | #REF! | #REF! | #REF! | #REF! | #REF! | #REF! | #REF! | #REF! | #REF! | #REF! | #REF! | #REF! | #REF! | #REF! | #REF! | #REF! | #REF!
#REF! | #REF! | #REF! | #REF! | #REF! | #REF! | #REF! | #REF! | #REF! | #REF! | #REF! | #REF! | #REF! | #REF! | #REF! | #REF! | #REF! | #REF! | #REF! | #REF! | #REF! | #REF! | #REF! | #REF! | #REF! | #REF! | #REF! | #REF! | #REF! | #REF! | #REF! | #REF! | #REF! | #REF! | #REF! | #REF! | #REF! | #REF! | #REF! | #REF! | #REF! | #REF! | #REF! | #REF! | #REF! | #REF! | #REF! | #REF! | #REF! | #REF! | #REF!
#REF! | #REF! | #REF! | #REF! | #REF! | #REF! | #REF! | #REF! | #REF! | #REF! | #REF! | #REF! | #REF! | #REF! | #REF! | #REF! | #REF! | #REF! | #REF! | #REF! | #REF! | #REF! | #REF! | #REF! | #REF! | #REF! | #REF! | #REF! | #REF! | #REF! | #REF! | #REF! | #REF! | #REF! | #REF! | #REF! | #REF! | #REF! | #REF! | #REF! | #REF! | #REF! | #REF! | #REF! | #REF! | #REF! | #REF! | #REF! | #REF! | #REF! | #REF!
#REF! | #REF! | #REF! | #REF! | #REF! | #REF! | #REF! | #REF! | #REF! | #REF! | #REF! | #REF! | #REF! | #REF! | #REF! | #REF! | #REF! | #REF! | #REF! | #REF! | #REF! | #REF! | #REF! | #REF! | #REF! | #REF! | #REF! | #REF! | #REF! | #REF! | #REF! | #REF! | #REF! | #REF! | #REF! | #REF! | #REF! | #REF! | #REF! | #REF! | #REF! | #REF! | #REF! | #REF! | #REF! | #REF! | #REF! | #REF! | #REF! | #REF! | #REF!
#REF! | #REF! | #REF! | #REF! | #REF! | #REF! | #REF! | #REF! | #REF! | #REF! | #REF! | #REF! | #REF! | #REF! | #REF! | #REF! | #REF! | #REF! | #REF! | #REF! | #REF! | #REF! | #REF! | #REF! | #REF! | #REF! | #REF! | #REF! | #REF! | #REF! | #REF! | #REF! | #REF! | #REF! | #REF! | #REF! | #REF! | #REF! | #REF! | #REF! | #REF! | #REF! | #REF! | #REF! | #REF! | #REF! | #REF! | #REF! | #REF! | #REF! | #REF!
[12 empty] | #REF! | #REF! | #REF!
Discount Rate | 7%
Year
| Avg | Low | High
2021 | #REF! | #REF! | #REF!
2022 | #REF! | #REF! | #REF!
2023 | #REF! | #REF! | #REF!
2024 | #REF! | #REF! | #REF!
2025 | #REF! | #REF! | #REF!
2026 | #REF! | #REF! | #REF!
2027 | #REF! | #REF! | #REF!
2028 | #REF! | #REF! | #REF!
2029 | #REF! | #REF! | #REF!
2030 | #REF! | #REF! | #REF!
2031 | #REF! | #REF! | #REF!
2032 | #REF! | #REF! | #REF!
2033 | #REF! | #REF! | #REF!
2034 | #REF! | #REF! | #REF!
2035 | #REF! | #REF! | #REF!
2036 | #REF! | #REF! | #REF!
2037 | #REF! | #REF! | #REF!
2038 | #REF! | #REF! | #REF!
2039 | #REF! | #REF! | #REF!
2040 | #REF! | #REF! | #REF!
Nominal Total | #REF! | #REF! | #REF!
Present Value Total | #REF! | #REF! | #REF!

## Advanced User Inputs
Discount rates and other key parameters used in the cost estimation calculations are given below and can be changed. Please refer to the footnotes in the Preliminary Costs Worksheet for additional information regarding these assumptions.
| Input |  | Default values
Discount rate | 7% |  | 7%
DG Fuel Price | 4 | $/mmbtu | 4 | $/mmbtu
DG Heat Rate | 10 | MMBTU/MWh | 10 | MMBTU/MWh
DG Variable O&M Cost | 2 | $/MWh | 2 | $/MWh

## Cost Estimator (hide) (hidden)
Discount rate | 7% | [6 empty] | Building Type | None | None | None | None | None | None
Net energy to be served (KWh) | 0 | [6 empty] | Existing backup generator? | No | No | No | No | No | No
Peak load to serve (KW) | 0 | [6 empty] | If yes, Rating (KW) | 0 | 0 | 0 | 0 | 0 | 0
DG Fuel Price | 4 | $/mmbtu | [5 empty] | Include in Resilient Power System? | No | No | No | No | No | No
DG Heat Rate | 10 | MMBTU/MWh | [5 empty] | Flag | 0 | 0 | 0 | 0 | 0 | 0
DG VOM Cost | 2 | $/MWh | [5 empty] | Total backup rating | 0
PV KW
PV KWH/Year
Peak load to serve after DG adjustment (KW) | 0
Net energy to be served after DG adjustment (KWh) | 0
Battery Storage
|  |  | Lower | [8 empty] | Middle | [7 empty] | Upper
Year | Electricity Produced (KWh) |  | Initial Design and Planning Costs ($) | Capital Investments ($) | Operation & Maintenance Costs |  |  |  | Year | Electricity Produced (KWh) |  | Initial Design and Planning Costs ($) | Capital Investments ($) | Operation & Maintenance Costs |  |  | Year | Electricity Produced (KWh) |  | Initial Design and Planning Costs ($) | Capital Investments ($) | Operation & Maintenance Costs
|  | Annual Stream of Payments |  |  | Fixed O&M Costs ($) | Variable O&M Costs ($) | Fuel Costs ($) |  |  |  | Annual Stream of Payments |  |  | Fixed O&M Costs ($) | Variable O&M Costs ($) | Fuel Costs ($) |  |  | Annual Stream of Payments |  |  | Fixed O&M Costs ($) | Variable O&M Costs ($) | Fuel Costs ($)
2021 | 0 | 0 | 0 | 0 | 0 | 0 | 0 |  | 2021 | 0 | 0 | 0 | 0 | 0 | 0 | 0 | 2021 | 0 | 0 | 0 | 0 | 0 | 0 | 0
2022 | 0 | 0 | 0 | 0 | 0 | 0 | 0 |  | 2022 | 0 | 0 | 0 | 0 | 0 | 0 | 0 | 2022 | 0 | 0 | 0 | 0 | 0 | 0 | 0
2023 | 0 | 0 | 0 | 0 | 0 | 0 | 0 |  | 2023 | 0 | 0 | 0 | 0 | 0 | 0 | 0 | 2023 | 0 | 0 | 0 | 0 | 0 | 0 | 0
2024 | 0 | 0 | 0 | 0 | 0 | 0 | 0 |  | 2024 | 0 | 0 | 0 | 0 | 0 | 0 | 0 | 2024 | 0 | 0 | 0 | 0 | 0 | 0 | 0
2025 | 0 | 0 | 0 | 0 | 0 | 0 | 0 |  | 2025 | 0 | 0 | 0 | 0 | 0 | 0 | 0 | 2025 | 0 | 0 | 0 | 0 | 0 | 0 | 0
2026 | 0 | 0 | 0 | 0 | 0 | 0 | 0 |  | 2026 | 0 | 0 | 0 | 0 | 0 | 0 | 0 | 2026 | 0 | 0 | 0 | 0 | 0 | 0 | 0
2027 | 0 | 0 | 0 | 0 | 0 | 0 | 0 |  | 2027 | 0 | 0 | 0 | 0 | 0 | 0 | 0 | 2027 | 0 | 0 | 0 | 0 | 0 | 0 | 0
2028 | 0 | 0 | 0 | 0 | 0 | 0 | 0 |  | 2028 | 0 | 0 | 0 | 0 | 0 | 0 | 0 | 2028 | 0 | 0 | 0 | 0 | 0 | 0 | 0
2029 | 0 | 0 | 0 | 0 | 0 | 0 | 0 |  | 2029 | 0 | 0 | 0 | 0 | 0 | 0 | 0 | 2029 | 0 | 0 | 0 | 0 | 0 | 0 | 0
2030 | 0 | 0 | 0 | 0 | 0 | 0 | 0 |  | 2030 | 0 | 0 | 0 | 0 | 0 | 0 | 0 | 2030 | 0 | 0 | 0 | 0 | 0 | 0 | 0
2031 | 0 | 0 | 0 | 0 | 0 | 0 | 0 |  | 2031 | 0 | 0 | 0 | 0 | 0 | 0 | 0 | 2031 | 0 | 0 | 0 | 0 | 0 | 0 | 0
2032 | 0 | 0 | 0 | 0 | 0 | 0 | 0 |  | 2032 | 0 | 0 | 0 | 0 | 0 | 0 | 0 | 2032 | 0 | 0 | 0 | 0 | 0 | 0 | 0
2033 | 0 | 0 | 0 | 0 | 0 | 0 | 0 |  | 2033 | 0 | 0 | 0 | 0 | 0 | 0 | 0 | 2033 | 0 | 0 | 0 | 0 | 0 | 0 | 0
2034 | 0 | 0 | 0 | 0 | 0 | 0 | 0 |  | 2034 | 0 | 0 | 0 | 0 | 0 | 0 | 0 | 2034 | 0 | 0 | 0 | 0 | 0 | 0 | 0
2035 | 0 | 0 | 0 | 0 | 0 | 0 | 0 |  | 2035 | 0 | 0 | 0 | 0 | 0 | 0 | 0 | 2035 | 0 | 0 | 0 | 0 | 0 | 0 | 0
2036 | 0 | 0 | 0 | 0 | 0 | 0 | 0 |  | 2036 | 0 | 0 | 0 | 0 | 0 | 0 | 0 | 2036 | 0 | 0 | 0 | 0 | 0 | 0 | 0
2037 | 0 | 0 | 0 | 0 | 0 | 0 | 0 |  | 2037 | 0 | 0 | 0 | 0 | 0 | 0 | 0 | 2037 | 0 | 0 | 0 | 0 | 0 | 0 | 0
2038 | 0 | 0 | 0 | 0 | 0 | 0 | 0 |  | 2038 | 0 | 0 | 0 | 0 | 0 | 0 | 0 | 2038 | 0 | 0 | 0 | 0 | 0 | 0 | 0
2039 | 0 | 0 | 0 | 0 | 0 | 0 | 0 |  | 2039 | 0 | 0 | 0 | 0 | 0 | 0 | 0 | 2039 | 0 | 0 | 0 | 0 | 0 | 0 | 0
2040 | 0 | 0 | 0 | 0 | 0 | 0 | 0 |  | 2040 | 0 | 0 | 0 | 0 | 0 | 0 | 0 | 2040 | 0 | 0 | 0 | 0 | 0 | 0 | 0
Nominal Total |  | 0 | 0 | 0 | 0 | 0 | 0 |  | Nominal Total |  | 0 | 0 | 0 | 0 | 0 | 0 | Nominal Total |  | 0 | 0 | 0 | 0 | 0 | 0
Present Value Total |  | 0 | 0 | 0 | 0 | 0 | 0 |  | Present Value Total |  | 0 | 0 | 0 | 0 | 0 | 0 | Present Value Total |  | 0 | 0 | 0 | 0 | 0 | 0
Annualized Total |  | 0 | 0 | 0 | 0 | 0 | 0 |  | Annualized Total |  | 0 | 0 | 0 | 0 | 0 | 0 | Annualized Total |  | 0 | 0 | 0 | 0 | 0 | 0
NG Backup Generator
|  |  | Lower | [8 empty] | Middle | [7 empty] | Upper
Year | Electricity Produced (KWh) |  | Initial Design and Planning Costs ($) | Capital Investments ($) | Operation & Maintenance Costs |  |  |  | Year | Electricity Produced (KWh) |  | Initial Design and Planning Costs ($) | Capital Investments ($) | Operation & Maintenance Costs |  |  | Year | Electricity Produced (KWh) |  | Initial Design and Planning Costs ($) | Capital Investments ($) | Operation & Maintenance Costs
|  | Annual Stream of Payments |  |  | Fixed O&M Costs ($) | Variable O&M Costs ($) | Fuel Costs ($) |  |  |  | Annual Stream of Payments |  |  | Fixed O&M Costs ($) | Variable O&M Costs ($) | Fuel Costs ($) |  |  | Annual Stream of Payments |  |  | Fixed O&M Costs ($) | Variable O&M Costs ($) | Fuel Costs ($)
2021 | 0 | 0 | 0 | 0 | 0 | 0 | 0 |  | 2021 | 0 | 0 | 0 | 0 | 0 | 0 | 0 | 2021 | 0 | 0 | 0 | 0 | 0 | 0 | 0
2022 | 0 | 0 | 0 | 0 | 0 | 0 | 0 |  | 2022 | 0 | 0 | 0 | 0 | 0 | 0 | 0 | 2022 | 0 | 0 | 0 | 0 | 0 | 0 | 0
2023 | 0 | 0 | 0 | 0 | 0 | 0 | 0 |  | 2023 | 0 | 0 | 0 | 0 | 0 | 0 | 0 | 2023 | 0 | 0 | 0 | 0 | 0 | 0 | 0
2024 | 0 | 0 | 0 | 0 | 0 | 0 | 0 |  | 2024 | 0 | 0 | 0 | 0 | 0 | 0 | 0 | 2024 | 0 | 0 | 0 | 0 | 0 | 0 | 0
2025 | 0 | 0 | 0 | 0 | 0 | 0 | 0 |  | 2025 | 0 | 0 | 0 | 0 | 0 | 0 | 0 | 2025 | 0 | 0 | 0 | 0 | 0 | 0 | 0
2026 | 0 | 0 | 0 | 0 | 0 | 0 | 0 |  | 2026 | 0 | 0 | 0 | 0 | 0 | 0 | 0 | 2026 | 0 | 0 | 0 | 0 | 0 | 0 | 0
2027 | 0 | 0 | 0 | 0 | 0 | 0 | 0 |  | 2027 | 0 | 0 | 0 | 0 | 0 | 0 | 0 | 2027 | 0 | 0 | 0 | 0 | 0 | 0 | 0
2028 | 0 | 0 | 0 | 0 | 0 | 0 | 0 |  | 2028 | 0 | 0 | 0 | 0 | 0 | 0 | 0 | 2028 | 0 | 0 | 0 | 0 | 0 | 0 | 0
2029 | 0 | 0 | 0 | 0 | 0 | 0 | 0 |  | 2029 | 0 | 0 | 0 | 0 | 0 | 0 | 0 | 2029 | 0 | 0 | 0 | 0 | 0 | 0 | 0
2030 | 0 | 0 | 0 | 0 | 0 | 0 | 0 |  | 2030 | 0 | 0 | 0 | 0 | 0 | 0 | 0 | 2030 | 0 | 0 | 0 | 0 | 0 | 0 | 0
2031 | 0 | 0 | 0 | 0 | 0 | 0 | 0 |  | 2031 | 0 | 0 | 0 | 0 | 0 | 0 | 0 | 2031 | 0 | 0 | 0 | 0 | 0 | 0 | 0
2032 | 0 | 0 | 0 | 0 | 0 | 0 | 0 |  | 2032 | 0 | 0 | 0 | 0 | 0 | 0 | 0 | 2032 | 0 | 0 | 0 | 0 | 0 | 0 | 0
2033 | 0 | 0 | 0 | 0 | 0 | 0 | 0 |  | 2033 | 0 | 0 | 0 | 0 | 0 | 0 | 0 | 2033 | 0 | 0 | 0 | 0 | 0 | 0 | 0
2034 | 0 | 0 | 0 | 0 | 0 | 0 | 0 |  | 2034 | 0 | 0 | 0 | 0 | 0 | 0 | 0 | 2034 | 0 | 0 | 0 | 0 | 0 | 0 | 0
2035 | 0 | 0 | 0 | 0 | 0 | 0 | 0 |  | 2035 | 0 | 0 | 0 | 0 | 0 | 0 | 0 | 2035 | 0 | 0 | 0 | 0 | 0 | 0 | 0
2036 | 0 | 0 | 0 | 0 | 0 | 0 | 0 |  | 2036 | 0 | 0 | 0 | 0 | 0 | 0 | 0 | 2036 | 0 | 0 | 0 | 0 | 0 | 0 | 0
2037 | 0 | 0 | 0 | 0 | 0 | 0 | 0 |  | 2037 | 0 | 0 | 0 | 0 | 0 | 0 | 0 | 2037 | 0 | 0 | 0 | 0 | 0 | 0 | 0
2038 | 0 | 0 | 0 | 0 | 0 | 0 | 0 |  | 2038 | 0 | 0 | 0 | 0 | 0 | 0 | 0 | 2038 | 0 | 0 | 0 | 0 | 0 | 0 | 0
2039 | 0 | 0 | 0 | 0 | 0 | 0 | 0 |  | 2039 | 0 | 0 | 0 | 0 | 0 | 0 | 0 | 2039 | 0 | 0 | 0 | 0 | 0 | 0 | 0
2040 | 0 | 0 | 0 | 0 | 0 | 0 | 0 |  | 2040 | 0 | 0 | 0 | 0 | 0 | 0 | 0 | 2040 | 0 | 0 | 0 | 0 | 0 | 0 | 0
Nominal Total |  | 0 | 0 | 0 | 0 | 0 | 0 |  | Nominal Total |  | 0 | 0 | 0 | 0 | 0 | 0 | Nominal Total |  | 0 | 0 | 0 | 0 | 0 | 0
Present Value Total |  | 0 | 0 | 0 | 0 | 0 | 0 |  | Present Value Total |  | 0 | 0 | 0 | 0 | 0 | 0 | Present Value Total |  | 0 | 0 | 0 | 0 | 0 | 0
Annualized Total |  | 0 | 0 | 0 | 0 | 0 | 0 |  | Annualized Total |  | 0 | 0 | 0 | 0 | 0 | 0 | Annualized Total |  | 0 | 0 | 0 | 0 | 0 | 0

## Load Profile Calc (hide) (hidden)
[14 empty] | 1 | 1 |  |  | 1 | 1 |  |  | 1 | 1 |  |  | 1 | 1 |  |  | 0 | 0 |  |  | 0 | 0
Monthly Energy Consumption (KWh) Input | [11 empty] | Normalized Profile | Energy Scaled Profile | Load during blue sky | load during outage | Normalized Profile | Energy Scaled Profile | Load during blue sky | load during outage | Normalized Profile | Energy Scaled Profile | Load during blue sky | load during outage | Normalized Profile | Energy Scaled Profile | Load during blue sky | load during outage | Normalized Profile | Energy Scaled Profile | Load during blue sky | load during outage | Normalized Profile | Energy Scaled Profile | Load during blue sky | load during outage | Total load before EVSE during bluesky | EVSE Load during bluesky | Total load after EVSE during bluesky | Total load before EVSE during outage | EVSE Load during outage | Total load after EVSE during outage | Days | Daily load (KWh) | Daily Peak (KW)
| Yes | Yes | Yes | Yes | No | No |  | Hour | Month | Season | Weekday | None | None | None | None | None | None | None | None | None | None | None | None | None | None | None | None | None | None | None | None | None | None | None | None | Total load | EVSE Load | Total load | Total load | EVSE Load | Total load | Days | Daily load (KWh) | Daily Peak (KW)
Building type | None | None | None | None | None | None |  | 1 | January | Winter | Weekend | 0 | 0 | 0 | 0 | 0 | 0 | 0 | 0 | 0 | 0 | 0 | 0 | 0 | 0 | 0 | 0 | 0 | 0 | 0 | 0 | 0 | 0 | 0 | 0 | 0 | 4.8 | 4.8 | 0 | 0 | 0 | 1 | 0 | 0 | Max daily energy (KWh) | 0
Critical Load Percentage (%) | 100% | 100% | 100% | 100% | 100% | 100% |  | 2 | January | Winter | Weekend | 0 | 0 | 0 | 0 | 0 | 0 | 0 | 0 | 0 | 0 | 0 | 0 | 0 | 0 | 0 | 0 | 0 | 0 | 0 | 0 | 0 | 0 | 0 | 0 | 0 | 4.8 | 4.8 | 0 | 0 | 0 | 2 | 0 | 0 | Max daily load from profile (KW) | 0
Additional Loads during an Outage (%) | 0% | 0% | 0% | 0% | 0% | 0% |  | 3 | January | Winter | Weekend | 0 | 0 | 0 | 0 | 0 | 0 | 0 | 0 | 0 | 0 | 0 | 0 | 0 | 0 | 0 | 0 | 0 | 0 | 0 | 0 | 0 | 0 | 0 | 0 | 0 | 4.8 | 4.8 | 0 | 0 | 0 | 3 | 0 | 0
Future Load Growth % | 0% | 0% | 0% | 0% | 0% | 0% |  | 4 | January | Winter | Weekend | 0 | 0 | 0 | 0 | 0 | 0 | 0 | 0 | 0 | 0 | 0 | 0 | 0 | 0 | 0 | 0 | 0 | 0 | 0 | 0 | 0 | 0 | 0 | 0 | 0 | 4.8 | 4.8 | 0 | 0 | 0 | 4 | 0 | 0
Monthly Energy Consumption (KWh) Input | [7 empty] | 5 | January | Winter | Weekend | 0 | 0 | 0 | 0 | 0 | 0 | 0 | 0 | 0 | 0 | 0 | 0 | 0 | 0 | 0 | 0 | 0 | 0 | 0 | 0 | 0 | 0 | 0 | 0 | 0 | 4.8 | 4.8 | 0 | 0 | 0 | 5 | 0 | 0
January | 0 | 0 | 0 | 0 | 0 | 0 |  | 6 | January | Winter | Weekend | 0 | 0 | 0 | 0 | 0 | 0 | 0 | 0 | 0 | 0 | 0 | 0 | 0 | 0 | 0 | 0 | 0 | 0 | 0 | 0 | 0 | 0 | 0 | 0 | 0 | 4.8 | 4.8 | 0 | 0 | 0 | 6 | 0 | 0
February | 0 | 0 | 0 | 0 | 0 | 0 |  | 7 | January | Winter | Weekend | 0 | 0 | 0 | 0 | 0 | 0 | 0 | 0 | 0 | 0 | 0 | 0 | 0 | 0 | 0 | 0 | 0 | 0 | 0 | 0 | 0 | 0 | 0 | 0 | 0 | 1.2 | 1.2 | 0 | 0 | 0 | 7 | 0 | 0
March | 0 | 0 | 0 | 0 | 0 | 0 |  | 8 | January | Winter | Weekend | 0 | 0 | 0 | 0 | 0 | 0 | 0 | 0 | 0 | 0 | 0 | 0 | 0 | 0 | 0 | 0 | 0 | 0 | 0 | 0 | 0 | 0 | 0 | 0 | 0 | 0 | 0 | 0 | 0 | 0 | 8 | 0 | 0
April | 0 | 0 | 0 | 0 | 0 | 0 |  | 9 | January | Winter | Weekend | 0 | 0 | 0 | 0 | 0 | 0 | 0 | 0 | 0 | 0 | 0 | 0 | 0 | 0 | 0 | 0 | 0 | 0 | 0 | 0 | 0 | 0 | 0 | 0 | 0 | 0 | 0 | 0 | 0 | 0 | 9 | 0 | 0
May | 0 | 0 | 0 | 0 | 0 | 0 |  | 10 | January | Winter | Weekend | 0 | 0 | 0 | 0 | 0 | 0 | 0 | 0 | 0 | 0 | 0 | 0 | 0 | 0 | 0 | 0 | 0 | 0 | 0 | 0 | 0 | 0 | 0 | 0 | 0 | 0 | 0 | 0 | 0 | 0 | 10 | 0 | 0
June | 0 | 0 | 0 | 0 | 0 | 0 |  | 11 | January | Winter | Weekend | 0 | 0 | 0 | 0 | 0 | 0 | 0 | 0 | 0 | 0 | 0 | 0 | 0 | 0 | 0 | 0 | 0 | 0 | 0 | 0 | 0 | 0 | 0 | 0 | 0 | 0 | 0 | 0 | 0 | 0 | 11 | 0 | 0
July | 0 | 0 | 0 | 0 | 0 | 0 |  | 12 | January | Winter | Weekend | 0 | 0 | 0 | 0 | 0 | 0 | 0 | 0 | 0 | 0 | 0 | 0 | 0 | 0 | 0 | 0 | 0 | 0 | 0 | 0 | 0 | 0 | 0 | 0 | 0 | 0 | 0 | 0 | 0 | 0 | 12 | 0 | 0
August | 0 | 0 | 0 | 0 | 0 | 0 |  | 13 | January | Winter | Weekend | 0 | 0 | 0 | 0 | 0 | 0 | 0 | 0 | 0 | 0 | 0 | 0 | 0 | 0 | 0 | 0 | 0 | 0 | 0 | 0 | 0 | 0 | 0 | 0 | 0 | 0 | 0 | 0 | 0 | 0 | 13 | 0 | 0
September | 0 | 0 | 0 | 0 | 0 | 0 |  | 14 | January | Winter | Weekend | 0 | 0 | 0 | 0 | 0 | 0 | 0 | 0 | 0 | 0 | 0 | 0 | 0 | 0 | 0 | 0 | 0 | 0 | 0 | 0 | 0 | 0 | 0 | 0 | 0 | 0 | 0 | 0 | 0 | 0 | 14 | 0 | 0
October | 0 | 0 | 0 | 0 | 0 | 0 |  | 15 | January | Winter | Weekend | 0 | 0 | 0 | 0 | 0 | 0 | 0 | 0 | 0 | 0 | 0 | 0 | 0 | 0 | 0 | 0 | 0 | 0 | 0 | 0 | 0 | 0 | 0 | 0 | 0 | 0 | 0 | 0 | 0 | 0 | 15 | 0 | 0
November | 0 | 0 | 0 | 0 | 0 | 0 |  | 16 | January | Winter | Weekend | 0 | 0 | 0 | 0 | 0 | 0 | 0 | 0 | 0 | 0 | 0 | 0 | 0 | 0 | 0 | 0 | 0 | 0 | 0 | 0 | 0 | 0 | 0 | 0 | 0 | 0 | 0 | 0 | 0 | 0 | 16 | 0 | 0
December | 0 | 0 | 0 | 0 | 0 | 0 |  | 17 | January | Winter | Weekend | 0 | 0 | 0 | 0 | 0 | 0 | 0 | 0 | 0 | 0 | 0 | 0 | 0 | 0 | 0 | 0 | 0 | 0 | 0 | 0 | 0 | 0 | 0 | 0 | 0 | 0 | 0 | 0 | 0 | 0 | 17 | 0 | 0
Monthly Peak Load (KW) Input | [7 empty] | 18 | January | Winter | Weekend | 0 | 0 | 0 | 0 | 0 | 0 | 0 | 0 | 0 | 0 | 0 | 0 | 0 | 0 | 0 | 0 | 0 | 0 | 0 | 0 | 0 | 0 | 0 | 0 | 0 | 0 | 0 | 0 | 0 | 0 | 18 | 0 | 0
January | 0 | 0 | 0 | 0 | 0 | 0 | 0 | 19 | January | Winter | Weekend | 0 | 0 | 0 | 0 | 0 | 0 | 0 | 0 | 0 | 0 | 0 | 0 | 0 | 0 | 0 | 0 | 0 | 0 | 0 | 0 | 0 | 0 | 0 | 0 | 0 | 0 | 0 | 0 | 0 | 0 | 19 | 0 | 0
February | 0 | 0 | 0 | 0 | 0 | 0 | 0 | 20 | January | Winter | Weekend | 0 | 0 | 0 | 0 | 0 | 0 | 0 | 0 | 0 | 0 | 0 | 0 | 0 | 0 | 0 | 0 | 0 | 0 | 0 | 0 | 0 | 0 | 0 | 0 | 0 | 0 | 0 | 0 | 0 | 0 | 20 | 0 | 0
March | 0 | 0 | 0 | 0 | 0 | 0 | 0 | 21 | January | Winter | Weekend | 0 | 0 | 0 | 0 | 0 | 0 | 0 | 0 | 0 | 0 | 0 | 0 | 0 | 0 | 0 | 0 | 0 | 0 | 0 | 0 | 0 | 0 | 0 | 0 | 0 | 0 | 0 | 0 | 0 | 0 | 21 | 0 | 0
April | 0 | 0 | 0 | 0 | 0 | 0 | 0 | 22 | January | Winter | Weekend | 0 | 0 | 0 | 0 | 0 | 0 | 0 | 0 | 0 | 0 | 0 | 0 | 0 | 0 | 0 | 0 | 0 | 0 | 0 | 0 | 0 | 0 | 0 | 0 | 0 | 0 | 0 | 0 | 0 | 0 | 22 | 0 | 0
May | 0 | 0 | 0 | 0 | 0 | 0 | 0 | 23 | January | Winter | Weekend | 0 | 0 | 0 | 0 | 0 | 0 | 0 | 0 | 0 | 0 | 0 | 0 | 0 | 0 | 0 | 0 | 0 | 0 | 0 | 0 | 0 | 0 | 0 | 0 | 0 | 0 | 0 | 0 | 0 | 0 | 23 | 0 | 0
June | 0 | 0 | 0 | 0 | 0 | 0 | 0 | 24 | January | Winter | Weekend | 0 | 0 | 0 | 0 | 0 | 0 | 0 | 0 | 0 | 0 | 0 | 0 | 0 | 0 | 0 | 0 | 0 | 0 | 0 | 0 | 0 | 0 | 0 | 0 | 0 | 0 | 0 | 0 | 0 | 0 | 24 | 0 | 0
July | 0 | 0 | 0 | 0 | 0 | 0 | 0 | 25 | January | Winter | Weekday | 0 | 0 | 0 | 0 | 0 | 0 | 0 | 0 | 0 | 0 | 0 | 0 | 0 | 0 | 0 | 0 | 0 | 0 | 0 | 0 | 0 | 0 | 0 | 0 | 0 | 4.8 | 4.8 | 0 | 0 | 0 | 25 | 0 | 0
August | 0 | 0 | 0 | 0 | 0 | 0 | 0 | 26 | January | Winter | Weekday | 0 | 0 | 0 | 0 | 0 | 0 | 0 | 0 | 0 | 0 | 0 | 0 | 0 | 0 | 0 | 0 | 0 | 0 | 0 | 0 | 0 | 0 | 0 | 0 | 0 | 4.8 | 4.8 | 0 | 0 | 0 | 26 | 0 | 0
September | 0 | 0 | 0 | 0 | 0 | 0 | 0 | 27 | January | Winter | Weekday | 0 | 0 | 0 | 0 | 0 | 0 | 0 | 0 | 0 | 0 | 0 | 0 | 0 | 0 | 0 | 0 | 0 | 0 | 0 | 0 | 0 | 0 | 0 | 0 | 0 | 4.8 | 4.8 | 0 | 0 | 0 | 27 | 0 | 0
October | 0 | 0 | 0 | 0 | 0 | 0 | 0 | 28 | January | Winter | Weekday | 0 | 0 | 0 | 0 | 0 | 0 | 0 | 0 | 0 | 0 | 0 | 0 | 0 | 0 | 0 | 0 | 0 | 0 | 0 | 0 | 0 | 0 | 0 | 0 | 0 | 4.8 | 4.8 | 0 | 0 | 0 | 28 | 0 | 0
November | 0 | 0 | 0 | 0 | 0 | 0 | 0 | 29 | January | Winter | Weekday | 0 | 0 | 0 | 0 | 0 | 0 | 0 | 0 | 0 | 0 | 0 | 0 | 0 | 0 | 0 | 0 | 0 | 0 | 0 | 0 | 0 | 0 | 0 | 0 | 0 | 4.8 | 4.8 | 0 | 0 | 0 | 29 | 0 | 0
December | 0 | 0 | 0 | 0 | 0 | 0 | 0 | 30 | January | Winter | Weekday | 0 | 0 | 0 | 0 | 0 | 0 | 0 | 0 | 0 | 0 | 0 | 0 | 0 | 0 | 0 | 0 | 0 | 0 | 0 | 0 | 0 | 0 | 0 | 0 | 0 | 4.8 | 4.8 | 0 | 0 | 0 | 30 | 0 | 0
[8 empty] | 31 | January | Winter | Weekday | 0 | 0 | 0 | 0 | 0 | 0 | 0 | 0 | 0 | 0 | 0 | 0 | 0 | 0 | 0 | 0 | 0 | 0 | 0 | 0 | 0 | 0 | 0 | 0 | 0 | 1.2 | 1.2 | 0 | 0 | 0 | 31 | 0 | 0
[8 empty] | 32 | January | Winter | Weekday | 0 | 0 | 0 | 0 | 0 | 0 | 0 | 0 | 0 | 0 | 0 | 0 | 0 | 0 | 0 | 0 | 0 | 0 | 0 | 0 | 0 | 0 | 0 | 0 | 0 | 0 | 0 | 0 | 0 | 0 | 32 | 0 | 0
[8 empty] | 33 | January | Winter | Weekday | 0 | 0 | 0 | 0 | 0 | 0 | 0 | 0 | 0 | 0 | 0 | 0 | 0 | 0 | 0 | 0 | 0 | 0 | 0 | 0 | 0 | 0 | 0 | 0 | 0 | 0 | 0 | 0 | 0 | 0 | 33 | 0 | 0
[8 empty] | 34 | January | Winter | Weekday | 0 | 0 | 0 | 0 | 0 | 0 | 0 | 0 | 0 | 0 | 0 | 0 | 0 | 0 | 0 | 0 | 0 | 0 | 0 | 0 | 0 | 0 | 0 | 0 | 0 | 0 | 0 | 0 | 0 | 0 | 34 | 0 | 0
[8 empty] | 35 | January | Winter | Weekday | 0 | 0 | 0 | 0 | 0 | 0 | 0 | 0 | 0 | 0 | 0 | 0 | 0 | 0 | 0 | 0 | 0 | 0 | 0 | 0 | 0 | 0 | 0 | 0 | 0 | 0 | 0 | 0 | 0 | 0 | 35 | 0 | 0
[8 empty] | 36 | January | Winter | Weekday | 0 | 0 | 0 | 0 | 0 | 0 | 0 | 0 | 0 | 0 | 0 | 0 | 0 | 0 | 0 | 0 | 0 | 0 | 0 | 0 | 0 | 0 | 0 | 0 | 0 | 0 | 0 | 0 | 0 | 0 | 36 | 0 | 0
[8 empty] | 37 | January | Winter | Weekday | 0 | 0 | 0 | 0 | 0 | 0 | 0 | 0 | 0 | 0 | 0 | 0 | 0 | 0 | 0 | 0 | 0 | 0 | 0 | 0 | 0 | 0 | 0 | 0 | 0 | 0 | 0 | 0 | 0 | 0 | 37 | 0 | 0
[8 empty] | 38 | January | Winter | Weekday | 0 | 0 | 0 | 0 | 0 | 0 | 0 | 0 | 0 | 0 | 0 | 0 | 0 | 0 | 0 | 0 | 0 | 0 | 0 | 0 | 0 | 0 | 0 | 0 | 0 | 0 | 0 | 0 | 0 | 0 | 38 | 0 | 0
[8 empty] | 39 | January | Winter | Weekday | 0 | 0 | 0 | 0 | 0 | 0 | 0 | 0 | 0 | 0 | 0 | 0 | 0 | 0 | 0 | 0 | 0 | 0 | 0 | 0 | 0 | 0 | 0 | 0 | 0 | 0 | 0 | 0 | 0 | 0 | 39 | 0 | 0
[8 empty] | 40 | January | Winter | Weekday | 0 | 0 | 0 | 0 | 0 | 0 | 0 | 0 | 0 | 0 | 0 | 0 | 0 | 0 | 0 | 0 | 0 | 0 | 0 | 0 | 0 | 0 | 0 | 0 | 0 | 0 | 0 | 0 | 0 | 0 | 40 | 0 | 0
[8 empty] | 41 | January | Winter | Weekday | 0 | 0 | 0 | 0 | 0 | 0 | 0 | 0 | 0 | 0 | 0 | 0 | 0 | 0 | 0 | 0 | 0 | 0 | 0 | 0 | 0 | 0 | 0 | 0 | 0 | 0 | 0 | 0 | 0 | 0 | 41 | 0 | 0
[8 empty] | 42 | January | Winter | Weekday | 0 | 0 | 0 | 0 | 0 | 0 | 0 | 0 | 0 | 0 | 0 | 0 | 0 | 0 | 0 | 0 | 0 | 0 | 0 | 0 | 0 | 0 | 0 | 0 | 0 | 0 | 0 | 0 | 0 | 0 | 42 | 0 | 0
[8 empty] | 43 | January | Winter | Weekday | 0 | 0 | 0 | 0 | 0 | 0 | 0 | 0 | 0 | 0 | 0 | 0 | 0 | 0 | 0 | 0 | 0 | 0 | 0 | 0 | 0 | 0 | 0 | 0 | 0 | 0 | 0 | 0 | 0 | 0 | 43 | 0 | 0
[8 empty] | 44 | January | Winter | Weekday | 0 | 0 | 0 | 0 | 0 | 0 | 0 | 0 | 0 | 0 | 0 | 0 | 0 | 0 | 0 | 0 | 0 | 0 | 0 | 0 | 0 | 0 | 0 | 0 | 0 | 0 | 0 | 0 | 0 | 0 | 44 | 0 | 0
[8 empty] | 45 | January | Winter | Weekday | 0 | 0 | 0 | 0 | 0 | 0 | 0 | 0 | 0 | 0 | 0 | 0 | 0 | 0 | 0 | 0 | 0 | 0 | 0 | 0 | 0 | 0 | 0 | 0 | 0 | 0 | 0 | 0 | 0 | 0 | 45 | 0 | 0
[8 empty] | 46 | January | Winter | Weekday | 0 | 0 | 0 | 0 | 0 | 0 | 0 | 0 | 0 | 0 | 0 | 0 | 0 | 0 | 0 | 0 | 0 | 0 | 0 | 0 | 0 | 0 | 0 | 0 | 0 | 0 | 0 | 0 | 0 | 0 | 46 | 0 | 0
[8 empty] | 47 | January | Winter | Weekday | 0 | 0 | 0 | 0 | 0 | 0 | 0 | 0 | 0 | 0 | 0 | 0 | 0 | 0 | 0 | 0 | 0 | 0 | 0 | 0 | 0 | 0 | 0 | 0 | 0 | 0 | 0 | 0 | 0 | 0 | 47 | 0 | 0
[8 empty] | 48 | January | Winter | Weekday | 0 | 0 | 0 | 0 | 0 | 0 | 0 | 0 | 0 | 0 | 0 | 0 | 0 | 0 | 0 | 0 | 0 | 0 | 0 | 0 | 0 | 0 | 0 | 0 | 0 | 0 | 0 | 0 | 0 | 0 | 48 | 0 | 0
[8 empty] | 49 | January | Winter | Weekday | 0 | 0 | 0 | 0 | 0 | 0 | 0 | 0 | 0 | 0 | 0 | 0 | 0 | 0 | 0 | 0 | 0 | 0 | 0 | 0 | 0 | 0 | 0 | 0 | 0 | 4.8 | 4.8 | 0 | 0 | 0 | 49 | 0 | 0
[8 empty] | 50 | January | Winter | Weekday | 0 | 0 | 0 | 0 | 0 | 0 | 0 | 0 | 0 | 0 | 0 | 0 | 0 | 0 | 0 | 0 | 0 | 0 | 0 | 0 | 0 | 0 | 0 | 0 | 0 | 4.8 | 4.8 | 0 | 0 | 0 | 50 | 0 | 0
[8 empty] | 51 | January | Winter | Weekday | 0 | 0 | 0 | 0 | 0 | 0 | 0 | 0 | 0 | 0 | 0 | 0 | 0 | 0 | 0 | 0 | 0 | 0 | 0 | 0 | 0 | 0 | 0 | 0 | 0 | 4.8 | 4.8 | 0 | 0 | 0 | 51 | 0 | 0
[8 empty] | 52 | January | Winter | Weekday | 0 | 0 | 0 | 0 | 0 | 0 | 0 | 0 | 0 | 0 | 0 | 0 | 0 | 0 | 0 | 0 | 0 | 0 | 0 | 0 | 0 | 0 | 0 | 0 | 0 | 4.8 | 4.8 | 0 | 0 | 0 | 52 | 0 | 0
[8 empty] | 53 | January | Winter | Weekday | 0 | 0 | 0 | 0 | 0 | 0 | 0 | 0 | 0 | 0 | 0 | 0 | 0 | 0 | 0 | 0 | 0 | 0 | 0 | 0 | 0 | 0 | 0 | 0 | 0 | 4.8 | 4.8 | 0 | 0 | 0 | 53 | 0 | 0
[8 empty] | 54 | January | Winter | Weekday | 0 | 0 | 0 | 0 | 0 | 0 | 0 | 0 | 0 | 0 | 0 | 0 | 0 | 0 | 0 | 0 | 0 | 0 | 0 | 0 | 0 | 0 | 0 | 0 | 0 | 4.8 | 4.8 | 0 | 0 | 0 | 54 | 0 | 0
[8 empty] | 55 | January | Winter | Weekday | 0 | 0 | 0 | 0 | 0 | 0 | 0 | 0 | 0 | 0 | 0 | 0 | 0 | 0 | 0 | 0 | 0 | 0 | 0 | 0 | 0 | 0 | 0 | 0 | 0 | 1.2 | 1.2 | 0 | 0 | 0 | 55 | 0 | 0
[8 empty] | 56 | January | Winter | Weekday | 0 | 0 | 0 | 0 | 0 | 0 | 0 | 0 | 0 | 0 | 0 | 0 | 0 | 0 | 0 | 0 | 0 | 0 | 0 | 0 | 0 | 0 | 0 | 0 | 0 | 0 | 0 | 0 | 0 | 0 | 56 | 0 | 0
[8 empty] | 57 | January | Winter | Weekday | 0 | 0 | 0 | 0 | 0 | 0 | 0 | 0 | 0 | 0 | 0 | 0 | 0 | 0 | 0 | 0 | 0 | 0 | 0 | 0 | 0 | 0 | 0 | 0 | 0 | 0 | 0 | 0 | 0 | 0 | 57 | 0 | 0
[8 empty] | 58 | January | Winter | Weekday | 0 | 0 | 0 | 0 | 0 | 0 | 0 | 0 | 0 | 0 | 0 | 0 | 0 | 0 | 0 | 0 | 0 | 0 | 0 | 0 | 0 | 0 | 0 | 0 | 0 | 0 | 0 | 0 | 0 | 0 | 58 | 0 | 0
[8 empty] | 59 | January | Winter | Weekday | 0 | 0 | 0 | 0 | 0 | 0 | 0 | 0 | 0 | 0 | 0 | 0 | 0 | 0 | 0 | 0 | 0 | 0 | 0 | 0 | 0 | 0 | 0 | 0 | 0 | 0 | 0 | 0 | 0 | 0 | 59 | 0 | 0
[8 empty] | 60 | January | Winter | Weekday | 0 | 0 | 0 | 0 | 0 | 0 | 0 | 0 | 0 | 0 | 0 | 0 | 0 | 0 | 0 | 0 | 0 | 0 | 0 | 0 | 0 | 0 | 0 | 0 | 0 | 0 | 0 | 0 | 0 | 0 | 60 | 0 | 0
[8 empty] | 61 | January | Winter | Weekday | 0 | 0 | 0 | 0 | 0 | 0 | 0 | 0 | 0 | 0 | 0 | 0 | 0 | 0 | 0 | 0 | 0 | 0 | 0 | 0 | 0 | 0 | 0 | 0 | 0 | 0 | 0 | 0 | 0 | 0 | 61 | 0 | 0
[8 empty] | 62 | January | Winter | Weekday | 0 | 0 | 0 | 0 | 0 | 0 | 0 | 0 | 0 | 0 | 0 | 0 | 0 | 0 | 0 | 0 | 0 | 0 | 0 | 0 | 0 | 0 | 0 | 0 | 0 | 0 | 0 | 0 | 0 | 0 | 62 | 0 | 0
[8 empty] | 63 | January | Winter | Weekday | 0 | 0 | 0 | 0 | 0 | 0 | 0 | 0 | 0 | 0 | 0 | 0 | 0 | 0 | 0 | 0 | 0 | 0 | 0 | 0 | 0 | 0 | 0 | 0 | 0 | 0 | 0 | 0 | 0 | 0 | 63 | 0 | 0
[8 empty] | 64 | January | Winter | Weekday | 0 | 0 | 0 | 0 | 0 | 0 | 0 | 0 | 0 | 0 | 0 | 0 | 0 | 0 | 0 | 0 | 0 | 0 | 0 | 0 | 0 | 0 | 0 | 0 | 0 | 0 | 0 | 0 | 0 | 0 | 64 | 0 | 0
[8 empty] | 65 | January | Winter | Weekday | 0 | 0 | 0 | 0 | 0 | 0 | 0 | 0 | 0 | 0 | 0 | 0 | 0 | 0 | 0 | 0 | 0 | 0 | 0 | 0 | 0 | 0 | 0 | 0 | 0 | 0 | 0 | 0 | 0 | 0 | 65 | 0 | 0
[8 empty] | 66 | January | Winter | Weekday | 0 | 0 | 0 | 0 | 0 | 0 | 0 | 0 | 0 | 0 | 0 | 0 | 0 | 0 | 0 | 0 | 0 | 0 | 0 | 0 | 0 | 0 | 0 | 0 | 0 | 0 | 0 | 0 | 0 | 0 | 66 | 0 | 0
[8 empty] | 67 | January | Winter | Weekday | 0 | 0 | 0 | 0 | 0 | 0 | 0 | 0 | 0 | 0 | 0 | 0 | 0 | 0 | 0 | 0 | 0 | 0 | 0 | 0 | 0 | 0 | 0 | 0 | 0 | 0 | 0 | 0 | 0 | 0 | 67 | 0 | 0
[8 empty] | 68 | January | Winter | Weekday | 0 | 0 | 0 | 0 | 0 | 0 | 0 | 0 | 0 | 0 | 0 | 0 | 0 | 0 | 0 | 0 | 0 | 0 | 0 | 0 | 0 | 0 | 0 | 0 | 0 | 0 | 0 | 0 | 0 | 0 | 68 | 0 | 0
[8 empty] | 69 | January | Winter | Weekday | 0 | 0 | 0 | 0 | 0 | 0 | 0 | 0 | 0 | 0 | 0 | 0 | 0 | 0 | 0 | 0 | 0 | 0 | 0 | 0 | 0 | 0 | 0 | 0 | 0 | 0 | 0 | 0 | 0 | 0 | 69 | 0 | 0
[8 empty] | 70 | January | Winter | Weekday | 0 | 0 | 0 | 0 | 0 | 0 | 0 | 0 | 0 | 0 | 0 | 0 | 0 | 0 | 0 | 0 | 0 | 0 | 0 | 0 | 0 | 0 | 0 | 0 | 0 | 0 | 0 | 0 | 0 | 0 | 70 | 0 | 0
[8 empty] | 71 | January | Winter | Weekday | 0 | 0 | 0 | 0 | 0 | 0 | 0 | 0 | 0 | 0 | 0 | 0 | 0 | 0 | 0 | 0 | 0 | 0 | 0 | 0 | 0 | 0 | 0 | 0 | 0 | 0 | 0 | 0 | 0 | 0 | 71 | 0 | 0
[8 empty] | 72 | January | Winter | Weekday | 0 | 0 | 0 | 0 | 0 | 0 | 0 | 0 | 0 | 0 | 0 | 0 | 0 | 0 | 0 | 0 | 0 | 0 | 0 | 0 | 0 | 0 | 0 | 0 | 0 | 0 | 0 | 0 | 0 | 0 | 72 | 0 | 0
[8 empty] | 73 | January | Winter | Weekday | 0 | 0 | 0 | 0 | 0 | 0 | 0 | 0 | 0 | 0 | 0 | 0 | 0 | 0 | 0 | 0 | 0 | 0 | 0 | 0 | 0 | 0 | 0 | 0 | 0 | 4.8 | 4.8 | 0 | 0 | 0 | 73 | 0 | 0
[8 empty] | 74 | January | Winter | Weekday | 0 | 0 | 0 | 0 | 0 | 0 | 0 | 0 | 0 | 0 | 0 | 0 | 0 | 0 | 0 | 0 | 0 | 0 | 0 | 0 | 0 | 0 | 0 | 0 | 0 | 4.8 | 4.8 | 0 | 0 | 0 | 74 | 0 | 0
[8 empty] | 75 | January | Winter | Weekday | 0 | 0 | 0 | 0 | 0 | 0 | 0 | 0 | 0 | 0 | 0 | 0 | 0 | 0 | 0 | 0 | 0 | 0 | 0 | 0 | 0 | 0 | 0 | 0 | 0 | 4.8 | 4.8 | 0 | 0 | 0 | 75 | 0 | 0
[8 empty] | 76 | January | Winter | Weekday | 0 | 0 | 0 | 0 | 0 | 0 | 0 | 0 | 0 | 0 | 0 | 0 | 0 | 0 | 0 | 0 | 0 | 0 | 0 | 0 | 0 | 0 | 0 | 0 | 0 | 4.8 | 4.8 | 0 | 0 | 0 | 76 | 0 | 0
[8 empty] | 77 | January | Winter | Weekday | 0 | 0 | 0 | 0 | 0 | 0 | 0 | 0 | 0 | 0 | 0 | 0 | 0 | 0 | 0 | 0 | 0 | 0 | 0 | 0 | 0 | 0 | 0 | 0 | 0 | 4.8 | 4.8 | 0 | 0 | 0 | 77 | 0 | 0
[8 empty] | 78 | January | Winter | Weekday | 0 | 0 | 0 | 0 | 0 | 0 | 0 | 0 | 0 | 0 | 0 | 0 | 0 | 0 | 0 | 0 | 0 | 0 | 0 | 0 | 0 | 0 | 0 | 0 | 0 | 4.8 | 4.8 | 0 | 0 | 0 | 78 | 0 | 0
[8 empty] | 79 | January | Winter | Weekday | 0 | 0 | 0 | 0 | 0 | 0 | 0 | 0 | 0 | 0 | 0 | 0 | 0 | 0 | 0 | 0 | 0 | 0 | 0 | 0 | 0 | 0 | 0 | 0 | 0 | 1.2 | 1.2 | 0 | 0 | 0 | 79 | 0 | 0
[8 empty] | 80 | January | Winter | Weekday | 0 | 0 | 0 | 0 | 0 | 0 | 0 | 0 | 0 | 0 | 0 | 0 | 0 | 0 | 0 | 0 | 0 | 0 | 0 | 0 | 0 | 0 | 0 | 0 | 0 | 0 | 0 | 0 | 0 | 0 | 80 | 0 | 0
[8 empty] | 81 | January | Winter | Weekday | 0 | 0 | 0 | 0 | 0 | 0 | 0 | 0 | 0 | 0 | 0 | 0 | 0 | 0 | 0 | 0 | 0 | 0 | 0 | 0 | 0 | 0 | 0 | 0 | 0 | 0 | 0 | 0 | 0 | 0 | 81 | 0 | 0
[8 empty] | 82 | January | Winter | Weekday | 0 | 0 | 0 | 0 | 0 | 0 | 0 | 0 | 0 | 0 | 0 | 0 | 0 | 0 | 0 | 0 | 0 | 0 | 0 | 0 | 0 | 0 | 0 | 0 | 0 | 0 | 0 | 0 | 0 | 0 | 82 | 0 | 0
[8 empty] | 83 | January | Winter | Weekday | 0 | 0 | 0 | 0 | 0 | 0 | 0 | 0 | 0 | 0 | 0 | 0 | 0 | 0 | 0 | 0 | 0 | 0 | 0 | 0 | 0 | 0 | 0 | 0 | 0 | 0 | 0 | 0 | 0 | 0 | 83 | 0 | 0
[8 empty] | 84 | January | Winter | Weekday | 0 | 0 | 0 | 0 | 0 | 0 | 0 | 0 | 0 | 0 | 0 | 0 | 0 | 0 | 0 | 0 | 0 | 0 | 0 | 0 | 0 | 0 | 0 | 0 | 0 | 0 | 0 | 0 | 0 | 0 | 84 | 0 | 0
[8 empty] | 85 | January | Winter | Weekday | 0 | 0 | 0 | 0 | 0 | 0 | 0 | 0 | 0 | 0 | 0 | 0 | 0 | 0 | 0 | 0 | 0 | 0 | 0 | 0 | 0 | 0 | 0 | 0 | 0 | 0 | 0 | 0 | 0 | 0 | 85 | 0 | 0
[8 empty] | 86 | January | Winter | Weekday | 0 | 0 | 0 | 0 | 0 | 0 | 0 | 0 | 0 | 0 | 0 | 0 | 0 | 0 | 0 | 0 | 0 | 0 | 0 | 0 | 0 | 0 | 0 | 0 | 0 | 0 | 0 | 0 | 0 | 0 | 86 | 0 | 0
[8 empty] | 87 | January | Winter | Weekday | 0 | 0 | 0 | 0 | 0 | 0 | 0 | 0 | 0 | 0 | 0 | 0 | 0 | 0 | 0 | 0 | 0 | 0 | 0 | 0 | 0 | 0 | 0 | 0 | 0 | 0 | 0 | 0 | 0 | 0 | 87 | 0 | 0
[8 empty] | 88 | January | Winter | Weekday | 0 | 0 | 0 | 0 | 0 | 0 | 0 | 0 | 0 | 0 | 0 | 0 | 0 | 0 | 0 | 0 | 0 | 0 | 0 | 0 | 0 | 0 | 0 | 0 | 0 | 0 | 0 | 0 | 0 | 0 | 88 | 0 | 0
[8 empty] | 89 | January | Winter | Weekday | 0 | 0 | 0 | 0 | 0 | 0 | 0 | 0 | 0 | 0 | 0 | 0 | 0 | 0 | 0 | 0 | 0 | 0 | 0 | 0 | 0 | 0 | 0 | 0 | 0 | 0 | 0 | 0 | 0 | 0 | 89 | 0 | 0
[8 empty] | 90 | January | Winter | Weekday | 0 | 0 | 0 | 0 | 0 | 0 | 0 | 0 | 0 | 0 | 0 | 0 | 0 | 0 | 0 | 0 | 0 | 0 | 0 | 0 | 0 | 0 | 0 | 0 | 0 | 0 | 0 | 0 | 0 | 0 | 90 | 0 | 0
[8 empty] | 91 | January | Winter | Weekday | 0 | 0 | 0 | 0 | 0 | 0 | 0 | 0 | 0 | 0 | 0 | 0 | 0 | 0 | 0 | 0 | 0 | 0 | 0 | 0 | 0 | 0 | 0 | 0 | 0 | 0 | 0 | 0 | 0 | 0 | 91 | 0 | 0
[8 empty] | 92 | January | Winter | Weekday | 0 | 0 | 0 | 0 | 0 | 0 | 0 | 0 | 0 | 0 | 0 | 0 | 0 | 0 | 0 | 0 | 0 | 0 | 0 | 0 | 0 | 0 | 0 | 0 | 0 | 0 | 0 | 0 | 0 | 0 | 92 | 0 | 0
[8 empty] | 93 | January | Winter | Weekday | 0 | 0 | 0 | 0 | 0 | 0 | 0 | 0 | 0 | 0 | 0 | 0 | 0 | 0 | 0 | 0 | 0 | 0 | 0 | 0 | 0 | 0 | 0 | 0 | 0 | 0 | 0 | 0 | 0 | 0 | 93 | 0 | 0
[8 empty] | 94 | January | Winter | Weekday | 0 | 0 | 0 | 0 | 0 | 0 | 0 | 0 | 0 | 0 | 0 | 0 | 0 | 0 | 0 | 0 | 0 | 0 | 0 | 0 | 0 | 0 | 0 | 0 | 0 | 0 | 0 | 0 | 0 | 0 | 94 | 0 | 0
[8 empty] | 95 | January | Winter | Weekday | 0 | 0 | 0 | 0 | 0 | 0 | 0 | 0 | 0 | 0 | 0 | 0 | 0 | 0 | 0 | 0 | 0 | 0 | 0 | 0 | 0 | 0 | 0 | 0 | 0 | 0 | 0 | 0 | 0 | 0 | 95 | 0 | 0
[8 empty] | 96 | January | Winter | Weekday | 0 | 0 | 0 | 0 | 0 | 0 | 0 | 0 | 0 | 0 | 0 | 0 | 0 | 0 | 0 | 0 | 0 | 0 | 0 | 0 | 0 | 0 | 0 | 0 | 0 | 0 | 0 | 0 | 0 | 0 | 96 | 0 | 0
[8 empty] | 97 | January | Winter | Weekday | 0 | 0 | 0 | 0 | 0 | 0 | 0 | 0 | 0 | 0 | 0 | 0 | 0 | 0 | 0 | 0 | 0 | 0 | 0 | 0 | 0 | 0 | 0 | 0 | 0 | 4.8 | 4.8 | 0 | 0 | 0 | 97 | 0 | 0
[8 empty] | 98 | January | Winter | Weekday | 0 | 0 | 0 | 0 | 0 | 0 | 0 | 0 | 0 | 0 | 0 | 0 | 0 | 0 | 0 | 0 | 0 | 0 | 0 | 0 | 0 | 0 | 0 | 0 | 0 | 4.8 | 4.8 | 0 | 0 | 0 | 98 | 0 | 0
[8 empty] | 99 | January | Winter | Weekday | 0 | 0 | 0 | 0 | 0 | 0 | 0 | 0 | 0 | 0 | 0 | 0 | 0 | 0 | 0 | 0 | 0 | 0 | 0 | 0 | 0 | 0 | 0 | 0 | 0 | 4.8 | 4.8 | 0 | 0 | 0 | 99 | 0 | 0
[8 empty] | 100 | January | Winter | Weekday | 0 | 0 | 0 | 0 | 0 | 0 | 0 | 0 | 0 | 0 | 0 | 0 | 0 | 0 | 0 | 0 | 0 | 0 | 0 | 0 | 0 | 0 | 0 | 0 | 0 | 4.8 | 4.8 | 0 | 0 | 0 | 100 | 0 | 0
[8 empty] | 101 | January | Winter | Weekday | 0 | 0 | 0 | 0 | 0 | 0 | 0 | 0 | 0 | 0 | 0 | 0 | 0 | 0 | 0 | 0 | 0 | 0 | 0 | 0 | 0 | 0 | 0 | 0 | 0 | 4.8 | 4.8 | 0 | 0 | 0 | 101 | 0 | 0
[8 empty] | 102 | January | Winter | Weekday | 0 | 0 | 0 | 0 | 0 | 0 | 0 | 0 | 0 | 0 | 0 | 0 | 0 | 0 | 0 | 0 | 0 | 0 | 0 | 0 | 0 | 0 | 0 | 0 | 0 | 4.8 | 4.8 | 0 | 0 | 0 | 102 | 0 | 0
[8 empty] | 103 | January | Winter | Weekday | 0 | 0 | 0 | 0 | 0 | 0 | 0 | 0 | 0 | 0 | 0 | 0 | 0 | 0 | 0 | 0 | 0 | 0 | 0 | 0 | 0 | 0 | 0 | 0 | 0 | 1.2 | 1.2 | 0 | 0 | 0 | 103 | 0 | 0
[8 empty] | 104 | January | Winter | Weekday | 0 | 0 | 0 | 0 | 0 | 0 | 0 | 0 | 0 | 0 | 0 | 0 | 0 | 0 | 0 | 0 | 0 | 0 | 0 | 0 | 0 | 0 | 0 | 0 | 0 | 0 | 0 | 0 | 0 | 0 | 104 | 0 | 0
[8 empty] | 105 | January | Winter | Weekday | 0 | 0 | 0 | 0 | 0 | 0 | 0 | 0 | 0 | 0 | 0 | 0 | 0 | 0 | 0 | 0 | 0 | 0 | 0 | 0 | 0 | 0 | 0 | 0 | 0 | 0 | 0 | 0 | 0 | 0 | 105 | 0 | 0
[8 empty] | 106 | January | Winter | Weekday | 0 | 0 | 0 | 0 | 0 | 0 | 0 | 0 | 0 | 0 | 0 | 0 | 0 | 0 | 0 | 0 | 0 | 0 | 0 | 0 | 0 | 0 | 0 | 0 | 0 | 0 | 0 | 0 | 0 | 0 | 106 | 0 | 0
[8 empty] | 107 | January | Winter | Weekday | 0 | 0 | 0 | 0 | 0 | 0 | 0 | 0 | 0 | 0 | 0 | 0 | 0 | 0 | 0 | 0 | 0 | 0 | 0 | 0 | 0 | 0 | 0 | 0 | 0 | 0 | 0 | 0 | 0 | 0 | 107 | 0 | 0
[8 empty] | 108 | January | Winter | Weekday | 0 | 0 | 0 | 0 | 0 | 0 | 0 | 0 | 0 | 0 | 0 | 0 | 0 | 0 | 0 | 0 | 0 | 0 | 0 | 0 | 0 | 0 | 0 | 0 | 0 | 0 | 0 | 0 | 0 | 0 | 108 | 0 | 0
[8 empty] | 109 | January | Winter | Weekday | 0 | 0 | 0 | 0 | 0 | 0 | 0 | 0 | 0 | 0 | 0 | 0 | 0 | 0 | 0 | 0 | 0 | 0 | 0 | 0 | 0 | 0 | 0 | 0 | 0 | 0 | 0 | 0 | 0 | 0 | 109 | 0 | 0
[8 empty] | 110 | January | Winter | Weekday | 0 | 0 | 0 | 0 | 0 | 0 | 0 | 0 | 0 | 0 | 0 | 0 | 0 | 0 | 0 | 0 | 0 | 0 | 0 | 0 | 0 | 0 | 0 | 0 | 0 | 0 | 0 | 0 | 0 | 0 | 110 | 0 | 0
[8 empty] | 111 | January | Winter | Weekday | 0 | 0 | 0 | 0 | 0 | 0 | 0 | 0 | 0 | 0 | 0 | 0 | 0 | 0 | 0 | 0 | 0 | 0 | 0 | 0 | 0 | 0 | 0 | 0 | 0 | 0 | 0 | 0 | 0 | 0 | 111 | 0 | 0
[8 empty] | 112 | January | Winter | Weekday | 0 | 0 | 0 | 0 | 0 | 0 | 0 | 0 | 0 | 0 | 0 | 0 | 0 | 0 | 0 | 0 | 0 | 0 | 0 | 0 | 0 | 0 | 0 | 0 | 0 | 0 | 0 | 0 | 0 | 0 | 112 | 0 | 0
[8 empty] | 113 | January | Winter | Weekday | 0 | 0 | 0 | 0 | 0 | 0 | 0 | 0 | 0 | 0 | 0 | 0 | 0 | 0 | 0 | 0 | 0 | 0 | 0 | 0 | 0 | 0 | 0 | 0 | 0 | 0 | 0 | 0 | 0 | 0 | 113 | 0 | 0
[8 empty] | 114 | January | Winter | Weekday | 0 | 0 | 0 | 0 | 0 | 0 | 0 | 0 | 0 | 0 | 0 | 0 | 0 | 0 | 0 | 0 | 0 | 0 | 0 | 0 | 0 | 0 | 0 | 0 | 0 | 0 | 0 | 0 | 0 | 0 | 114 | 0 | 0
[8 empty] | 115 | January | Winter | Weekday | 0 | 0 | 0 | 0 | 0 | 0 | 0 | 0 | 0 | 0 | 0 | 0 | 0 | 0 | 0 | 0 | 0 | 0 | 0 | 0 | 0 | 0 | 0 | 0 | 0 | 0 | 0 | 0 | 0 | 0 | 115 | 0 | 0
[8 empty] | 116 | January | Winter | Weekday | 0 | 0 | 0 | 0 | 0 | 0 | 0 | 0 | 0 | 0 | 0 | 0 | 0 | 0 | 0 | 0 | 0 | 0 | 0 | 0 | 0 | 0 | 0 | 0 | 0 | 0 | 0 | 0 | 0 | 0 | 116 | 0 | 0
[8 empty] | 117 | January | Winter | Weekday | 0 | 0 | 0 | 0 | 0 | 0 | 0 | 0 | 0 | 0 | 0 | 0 | 0 | 0 | 0 | 0 | 0 | 0 | 0 | 0 | 0 | 0 | 0 | 0 | 0 | 0 | 0 | 0 | 0 | 0 | 117 | 0 | 0
[8 empty] | 118 | January | Winter | Weekday | 0 | 0 | 0 | 0 | 0 | 0 | 0 | 0 | 0 | 0 | 0 | 0 | 0 | 0 | 0 | 0 | 0 | 0 | 0 | 0 | 0 | 0 | 0 | 0 | 0 | 0 | 0 | 0 | 0 | 0 | 118 | 0 | 0
[8 empty] | 119 | January | Winter | Weekday | 0 | 0 | 0 | 0 | 0 | 0 | 0 | 0 | 0 | 0 | 0 | 0 | 0 | 0 | 0 | 0 | 0 | 0 | 0 | 0 | 0 | 0 | 0 | 0 | 0 | 0 | 0 | 0 | 0 | 0 | 119 | 0 | 0
[8 empty] | 120 | January | Winter | Weekday | 0 | 0 | 0 | 0 | 0 | 0 | 0 | 0 | 0 | 0 | 0 | 0 | 0 | 0 | 0 | 0 | 0 | 0 | 0 | 0 | 0 | 0 | 0 | 0 | 0 | 0 | 0 | 0 | 0 | 0 | 120 | 0 | 0
[8 empty] | 121 | January | Winter | Weekday | 0 | 0 | 0 | 0 | 0 | 0 | 0 | 0 | 0 | 0 | 0 | 0 | 0 | 0 | 0 | 0 | 0 | 0 | 0 | 0 | 0 | 0 | 0 | 0 | 0 | 4.8 | 4.8 | 0 | 0 | 0 | 121 | 0 | 0
[8 empty] | 122 | January | Winter | Weekday | 0 | 0 | 0 | 0 | 0 | 0 | 0 | 0 | 0 | 0 | 0 | 0 | 0 | 0 | 0 | 0 | 0 | 0 | 0 | 0 | 0 | 0 | 0 | 0 | 0 | 4.8 | 4.8 | 0 | 0 | 0 | 122 | 0 | 0
[8 empty] | 123 | January | Winter | Weekday | 0 | 0 | 0 | 0 | 0 | 0 | 0 | 0 | 0 | 0 | 0 | 0 | 0 | 0 | 0 | 0 | 0 | 0 | 0 | 0 | 0 | 0 | 0 | 0 | 0 | 4.8 | 4.8 | 0 | 0 | 0 | 123 | 0 | 0
[8 empty] | 124 | January | Winter | Weekday | 0 | 0 | 0 | 0 | 0 | 0 | 0 | 0 | 0 | 0 | 0 | 0 | 0 | 0 | 0 | 0 | 0 | 0 | 0 | 0 | 0 | 0 | 0 | 0 | 0 | 4.8 | 4.8 | 0 | 0 | 0 | 124 | 0 | 0
[8 empty] | 125 | January | Winter | Weekday | 0 | 0 | 0 | 0 | 0 | 0 | 0 | 0 | 0 | 0 | 0 | 0 | 0 | 0 | 0 | 0 | 0 | 0 | 0 | 0 | 0 | 0 | 0 | 0 | 0 | 4.8 | 4.8 | 0 | 0 | 0 | 125 | 0 | 0
[8 empty] | 126 | January | Winter | Weekday | 0 | 0 | 0 | 0 | 0 | 0 | 0 | 0 | 0 | 0 | 0 | 0 | 0 | 0 | 0 | 0 | 0 | 0 | 0 | 0 | 0 | 0 | 0 | 0 | 0 | 4.8 | 4.8 | 0 | 0 | 0 | 126 | 0 | 0
[8 empty] | 127 | January | Winter | Weekday | 0 | 0 | 0 | 0 | 0 | 0 | 0 | 0 | 0 | 0 | 0 | 0 | 0 | 0 | 0 | 0 | 0 | 0 | 0 | 0 | 0 | 0 | 0 | 0 | 0 | 1.2 | 1.2 | 0 | 0 | 0 | 127 | 0 | 0
[8 empty] | 128 | January | Winter | Weekday | 0 | 0 | 0 | 0 | 0 | 0 | 0 | 0 | 0 | 0 | 0 | 0 | 0 | 0 | 0 | 0 | 0 | 0 | 0 | 0 | 0 | 0 | 0 | 0 | 0 | 0 | 0 | 0 | 0 | 0 | 128 | 0 | 0
[8 empty] | 129 | January | Winter | Weekday | 0 | 0 | 0 | 0 | 0 | 0 | 0 | 0 | 0 | 0 | 0 | 0 | 0 | 0 | 0 | 0 | 0 | 0 | 0 | 0 | 0 | 0 | 0 | 0 | 0 | 0 | 0 | 0 | 0 | 0 | 129 | 0 | 0
[8 empty] | 130 | January | Winter | Weekday | 0 | 0 | 0 | 0 | 0 | 0 | 0 | 0 | 0 | 0 | 0 | 0 | 0 | 0 | 0 | 0 | 0 | 0 | 0 | 0 | 0 | 0 | 0 | 0 | 0 | 0 | 0 | 0 | 0 | 0 | 130 | 0 | 0
[8 empty] | 131 | January | Winter | Weekday | 0 | 0 | 0 | 0 | 0 | 0 | 0 | 0 | 0 | 0 | 0 | 0 | 0 | 0 | 0 | 0 | 0 | 0 | 0 | 0 | 0 | 0 | 0 | 0 | 0 | 0 | 0 | 0 | 0 | 0 | 131 | 0 | 0
[8 empty] | 132 | January | Winter | Weekday | 0 | 0 | 0 | 0 | 0 | 0 | 0 | 0 | 0 | 0 | 0 | 0 | 0 | 0 | 0 | 0 | 0 | 0 | 0 | 0 | 0 | 0 | 0 | 0 | 0 | 0 | 0 | 0 | 0 | 0 | 132 | 0 | 0
[8 empty] | 133 | January | Winter | Weekday | 0 | 0 | 0 | 0 | 0 | 0 | 0 | 0 | 0 | 0 | 0 | 0 | 0 | 0 | 0 | 0 | 0 | 0 | 0 | 0 | 0 | 0 | 0 | 0 | 0 | 0 | 0 | 0 | 0 | 0 | 133 | 0 | 0
[8 empty] | 134 | January | Winter | Weekday | 0 | 0 | 0 | 0 | 0 | 0 | 0 | 0 | 0 | 0 | 0 | 0 | 0 | 0 | 0 | 0 | 0 | 0 | 0 | 0 | 0 | 0 | 0 | 0 | 0 | 0 | 0 | 0 | 0 | 0 | 134 | 0 | 0
[8 empty] | 135 | January | Winter | Weekday | 0 | 0 | 0 | 0 | 0 | 0 | 0 | 0 | 0 | 0 | 0 | 0 | 0 | 0 | 0 | 0 | 0 | 0 | 0 | 0 | 0 | 0 | 0 | 0 | 0 | 0 | 0 | 0 | 0 | 0 | 135 | 0 | 0
[8 empty] | 136 | January | Winter | Weekday | 0 | 0 | 0 | 0 | 0 | 0 | 0 | 0 | 0 | 0 | 0 | 0 | 0 | 0 | 0 | 0 | 0 | 0 | 0 | 0 | 0 | 0 | 0 | 0 | 0 | 0 | 0 | 0 | 0 | 0 | 136 | 0 | 0
[8 empty] | 137 | January | Winter | Weekday | 0 | 0 | 0 | 0 | 0 | 0 | 0 | 0 | 0 | 0 | 0 | 0 | 0 | 0 | 0 | 0 | 0 | 0 | 0 | 0 | 0 | 0 | 0 | 0 | 0 | 0 | 0 | 0 | 0 | 0 | 137 | 0 | 0
[8 empty] | 138 | January | Winter | Weekday | 0 | 0 | 0 | 0 | 0 | 0 | 0 | 0 | 0 | 0 | 0 | 0 | 0 | 0 | 0 | 0 | 0 | 0 | 0 | 0 | 0 | 0 | 0 | 0 | 0 | 0 | 0 | 0 | 0 | 0 | 138 | 0 | 0
[8 empty] | 139 | January | Winter | Weekday | 0 | 0 | 0 | 0 | 0 | 0 | 0 | 0 | 0 | 0 | 0 | 0 | 0 | 0 | 0 | 0 | 0 | 0 | 0 | 0 | 0 | 0 | 0 | 0 | 0 | 0 | 0 | 0 | 0 | 0 | 139 | 0 | 0
[8 empty] | 140 | January | Winter | Weekday | 0 | 0 | 0 | 0 | 0 | 0 | 0 | 0 | 0 | 0 | 0 | 0 | 0 | 0 | 0 | 0 | 0 | 0 | 0 | 0 | 0 | 0 | 0 | 0 | 0 | 0 | 0 | 0 | 0 | 0 | 140 | 0 | 0
[8 empty] | 141 | January | Winter | Weekday | 0 | 0 | 0 | 0 | 0 | 0 | 0 | 0 | 0 | 0 | 0 | 0 | 0 | 0 | 0 | 0 | 0 | 0 | 0 | 0 | 0 | 0 | 0 | 0 | 0 | 0 | 0 | 0 | 0 | 0 | 141 | 0 | 0
[8 empty] | 142 | January | Winter | Weekday | 0 | 0 | 0 | 0 | 0 | 0 | 0 | 0 | 0 | 0 | 0 | 0 | 0 | 0 | 0 | 0 | 0 | 0 | 0 | 0 | 0 | 0 | 0 | 0 | 0 | 0 | 0 | 0 | 0 | 0 | 142 | 0 | 0
[8 empty] | 143 | January | Winter | Weekday | 0 | 0 | 0 | 0 | 0 | 0 | 0 | 0 | 0 | 0 | 0 | 0 | 0 | 0 | 0 | 0 | 0 | 0 | 0 | 0 | 0 | 0 | 0 | 0 | 0 | 0 | 0 | 0 | 0 | 0 | 143 | 0 | 0
[8 empty] | 144 | January | Winter | Weekday | 0 | 0 | 0 | 0 | 0 | 0 | 0 | 0 | 0 | 0 | 0 | 0 | 0 | 0 | 0 | 0 | 0 | 0 | 0 | 0 | 0 | 0 | 0 | 0 | 0 | 0 | 0 | 0 | 0 | 0 | 144 | 0 | 0
[8 empty] | 145 | January | Winter | Weekend | 0 | 0 | 0 | 0 | 0 | 0 | 0 | 0 | 0 | 0 | 0 | 0 | 0 | 0 | 0 | 0 | 0 | 0 | 0 | 0 | 0 | 0 | 0 | 0 | 0 | 4.8 | 4.8 | 0 | 0 | 0 | 145 | 0 | 0
[8 empty] | 146 | January | Winter | Weekend | 0 | 0 | 0 | 0 | 0 | 0 | 0 | 0 | 0 | 0 | 0 | 0 | 0 | 0 | 0 | 0 | 0 | 0 | 0 | 0 | 0 | 0 | 0 | 0 | 0 | 4.8 | 4.8 | 0 | 0 | 0 | 146 | 0 | 0
[8 empty] | 147 | January | Winter | Weekend | 0 | 0 | 0 | 0 | 0 | 0 | 0 | 0 | 0 | 0 | 0 | 0 | 0 | 0 | 0 | 0 | 0 | 0 | 0 | 0 | 0 | 0 | 0 | 0 | 0 | 4.8 | 4.8 | 0 | 0 | 0 | 147 | 0 | 0
[8 empty] | 148 | January | Winter | Weekend | 0 | 0 | 0 | 0 | 0 | 0 | 0 | 0 | 0 | 0 | 0 | 0 | 0 | 0 | 0 | 0 | 0 | 0 | 0 | 0 | 0 | 0 | 0 | 0 | 0 | 4.8 | 4.8 | 0 | 0 | 0 | 148 | 0 | 0
[8 empty] | 149 | January | Winter | Weekend | 0 | 0 | 0 | 0 | 0 | 0 | 0 | 0 | 0 | 0 | 0 | 0 | 0 | 0 | 0 | 0 | 0 | 0 | 0 | 0 | 0 | 0 | 0 | 0 | 0 | 4.8 | 4.8 | 0 | 0 | 0 | 149 | 0 | 0
[8 empty] | 150 | January | Winter | Weekend | 0 | 0 | 0 | 0 | 0 | 0 | 0 | 0 | 0 | 0 | 0 | 0 | 0 | 0 | 0 | 0 | 0 | 0 | 0 | 0 | 0 | 0 | 0 | 0 | 0 | 4.8 | 4.8 | 0 | 0 | 0 | 150 | 0 | 0
[8 empty] | 151 | January | Winter | Weekend | 0 | 0 | 0 | 0 | 0 | 0 | 0 | 0 | 0 | 0 | 0 | 0 | 0 | 0 | 0 | 0 | 0 | 0 | 0 | 0 | 0 | 0 | 0 | 0 | 0 | 1.2 | 1.2 | 0 | 0 | 0 | 151 | 0 | 0
[8 empty] | 152 | January | Winter | Weekend | 0 | 0 | 0 | 0 | 0 | 0 | 0 | 0 | 0 | 0 | 0 | 0 | 0 | 0 | 0 | 0 | 0 | 0 | 0 | 0 | 0 | 0 | 0 | 0 | 0 | 0 | 0 | 0 | 0 | 0 | 152 | 0 | 0
[8 empty] | 153 | January | Winter | Weekend | 0 | 0 | 0 | 0 | 0 | 0 | 0 | 0 | 0 | 0 | 0 | 0 | 0 | 0 | 0 | 0 | 0 | 0 | 0 | 0 | 0 | 0 | 0 | 0 | 0 | 0 | 0 | 0 | 0 | 0 | 153 | 0 | 0
[8 empty] | 154 | January | Winter | Weekend | 0 | 0 | 0 | 0 | 0 | 0 | 0 | 0 | 0 | 0 | 0 | 0 | 0 | 0 | 0 | 0 | 0 | 0 | 0 | 0 | 0 | 0 | 0 | 0 | 0 | 0 | 0 | 0 | 0 | 0 | 154 | 0 | 0
[8 empty] | 155 | January | Winter | Weekend | 0 | 0 | 0 | 0 | 0 | 0 | 0 | 0 | 0 | 0 | 0 | 0 | 0 | 0 | 0 | 0 | 0 | 0 | 0 | 0 | 0 | 0 | 0 | 0 | 0 | 0 | 0 | 0 | 0 | 0 | 155 | 0 | 0
[8 empty] | 156 | January | Winter | Weekend | 0 | 0 | 0 | 0 | 0 | 0 | 0 | 0 | 0 | 0 | 0 | 0 | 0 | 0 | 0 | 0 | 0 | 0 | 0 | 0 | 0 | 0 | 0 | 0 | 0 | 0 | 0 | 0 | 0 | 0 | 156 | 0 | 0
[8 empty] | 157 | January | Winter | Weekend | 0 | 0 | 0 | 0 | 0 | 0 | 0 | 0 | 0 | 0 | 0 | 0 | 0 | 0 | 0 | 0 | 0 | 0 | 0 | 0 | 0 | 0 | 0 | 0 | 0 | 0 | 0 | 0 | 0 | 0 | 157 | 0 | 0
[8 empty] | 158 | January | Winter | Weekend | 0 | 0 | 0 | 0 | 0 | 0 | 0 | 0 | 0 | 0 | 0 | 0 | 0 | 0 | 0 | 0 | 0 | 0 | 0 | 0 | 0 | 0 | 0 | 0 | 0 | 0 | 0 | 0 | 0 | 0 | 158 | 0 | 0
[8 empty] | 159 | January | Winter | Weekend | 0 | 0 | 0 | 0 | 0 | 0 | 0 | 0 | 0 | 0 | 0 | 0 | 0 | 0 | 0 | 0 | 0 | 0 | 0 | 0 | 0 | 0 | 0 | 0 | 0 | 0 | 0 | 0 | 0 | 0 | 159 | 0 | 0
[8 empty] | 160 | January | Winter | Weekend | 0 | 0 | 0 | 0 | 0 | 0 | 0 | 0 | 0 | 0 | 0 | 0 | 0 | 0 | 0 | 0 | 0 | 0 | 0 | 0 | 0 | 0 | 0 | 0 | 0 | 0 | 0 | 0 | 0 | 0 | 160 | 0 | 0
[8 empty] | 161 | January | Winter | Weekend | 0 | 0 | 0 | 0 | 0 | 0 | 0 | 0 | 0 | 0 | 0 | 0 | 0 | 0 | 0 | 0 | 0 | 0 | 0 | 0 | 0 | 0 | 0 | 0 | 0 | 0 | 0 | 0 | 0 | 0 | 161 | 0 | 0
[8 empty] | 162 | January | Winter | Weekend | 0 | 0 | 0 | 0 | 0 | 0 | 0 | 0 | 0 | 0 | 0 | 0 | 0 | 0 | 0 | 0 | 0 | 0 | 0 | 0 | 0 | 0 | 0 | 0 | 0 | 0 | 0 | 0 | 0 | 0 | 162 | 0 | 0
[8 empty] | 163 | January | Winter | Weekend | 0 | 0 | 0 | 0 | 0 | 0 | 0 | 0 | 0 | 0 | 0 | 0 | 0 | 0 | 0 | 0 | 0 | 0 | 0 | 0 | 0 | 0 | 0 | 0 | 0 | 0 | 0 | 0 | 0 | 0 | 163 | 0 | 0
[8 empty] | 164 | January | Winter | Weekend | 0 | 0 | 0 | 0 | 0 | 0 | 0 | 0 | 0 | 0 | 0 | 0 | 0 | 0 | 0 | 0 | 0 | 0 | 0 | 0 | 0 | 0 | 0 | 0 | 0 | 0 | 0 | 0 | 0 | 0 | 164 | 0 | 0
[8 empty] | 165 | January | Winter | Weekend | 0 | 0 | 0 | 0 | 0 | 0 | 0 | 0 | 0 | 0 | 0 | 0 | 0 | 0 | 0 | 0 | 0 | 0 | 0 | 0 | 0 | 0 | 0 | 0 | 0 | 0 | 0 | 0 | 0 | 0 | 165 | 0 | 0
[8 empty] | 166 | January | Winter | Weekend | 0 | 0 | 0 | 0 | 0 | 0 | 0 | 0 | 0 | 0 | 0 | 0 | 0 | 0 | 0 | 0 | 0 | 0 | 0 | 0 | 0 | 0 | 0 | 0 | 0 | 0 | 0 | 0 | 0 | 0 | 166 | 0 | 0
[8 empty] | 167 | January | Winter | Weekend | 0 | 0 | 0 | 0 | 0 | 0 | 0 | 0 | 0 | 0 | 0 | 0 | 0 | 0 | 0 | 0 | 0 | 0 | 0 | 0 | 0 | 0 | 0 | 0 | 0 | 0 | 0 | 0 | 0 | 0 | 167 | 0 | 0
[8 empty] | 168 | January | Winter | Weekend | 0 | 0 | 0 | 0 | 0 | 0 | 0 | 0 | 0 | 0 | 0 | 0 | 0 | 0 | 0 | 0 | 0 | 0 | 0 | 0 | 0 | 0 | 0 | 0 | 0 | 0 | 0 | 0 | 0 | 0 | 168 | 0 | 0
[8 empty] | 169 | January | Winter | Weekend | 0 | 0 | 0 | 0 | 0 | 0 | 0 | 0 | 0 | 0 | 0 | 0 | 0 | 0 | 0 | 0 | 0 | 0 | 0 | 0 | 0 | 0 | 0 | 0 | 0 | 4.8 | 4.8 | 0 | 0 | 0 | 169 | 0 | 0
[8 empty] | 170 | January | Winter | Weekend | 0 | 0 | 0 | 0 | 0 | 0 | 0 | 0 | 0 | 0 | 0 | 0 | 0 | 0 | 0 | 0 | 0 | 0 | 0 | 0 | 0 | 0 | 0 | 0 | 0 | 4.8 | 4.8 | 0 | 0 | 0 | 170 | 0 | 0
[8 empty] | 171 | January | Winter | Weekend | 0 | 0 | 0 | 0 | 0 | 0 | 0 | 0 | 0 | 0 | 0 | 0 | 0 | 0 | 0 | 0 | 0 | 0 | 0 | 0 | 0 | 0 | 0 | 0 | 0 | 4.8 | 4.8 | 0 | 0 | 0 | 171 | 0 | 0
[8 empty] | 172 | January | Winter | Weekend | 0 | 0 | 0 | 0 | 0 | 0 | 0 | 0 | 0 | 0 | 0 | 0 | 0 | 0 | 0 | 0 | 0 | 0 | 0 | 0 | 0 | 0 | 0 | 0 | 0 | 4.8 | 4.8 | 0 | 0 | 0 | 172 | 0 | 0
[8 empty] | 173 | January | Winter | Weekend | 0 | 0 | 0 | 0 | 0 | 0 | 0 | 0 | 0 | 0 | 0 | 0 | 0 | 0 | 0 | 0 | 0 | 0 | 0 | 0 | 0 | 0 | 0 | 0 | 0 | 4.8 | 4.8 | 0 | 0 | 0 | 173 | 0 | 0
[8 empty] | 174 | January | Winter | Weekend | 0 | 0 | 0 | 0 | 0 | 0 | 0 | 0 | 0 | 0 | 0 | 0 | 0 | 0 | 0 | 0 | 0 | 0 | 0 | 0 | 0 | 0 | 0 | 0 | 0 | 4.8 | 4.8 | 0 | 0 | 0 | 174 | 0 | 0
[8 empty] | 175 | January | Winter | Weekend | 0 | 0 | 0 | 0 | 0 | 0 | 0 | 0 | 0 | 0 | 0 | 0 | 0 | 0 | 0 | 0 | 0 | 0 | 0 | 0 | 0 | 0 | 0 | 0 | 0 | 1.2 | 1.2 | 0 | 0 | 0 | 175 | 0 | 0
[8 empty] | 176 | January | Winter | Weekend | 0 | 0 | 0 | 0 | 0 | 0 | 0 | 0 | 0 | 0 | 0 | 0 | 0 | 0 | 0 | 0 | 0 | 0 | 0 | 0 | 0 | 0 | 0 | 0 | 0 | 0 | 0 | 0 | 0 | 0 | 176 | 0 | 0
[8 empty] | 177 | January | Winter | Weekend | 0 | 0 | 0 | 0 | 0 | 0 | 0 | 0 | 0 | 0 | 0 | 0 | 0 | 0 | 0 | 0 | 0 | 0 | 0 | 0 | 0 | 0 | 0 | 0 | 0 | 0 | 0 | 0 | 0 | 0 | 177 | 0 | 0
[8 empty] | 178 | January | Winter | Weekend | 0 | 0 | 0 | 0 | 0 | 0 | 0 | 0 | 0 | 0 | 0 | 0 | 0 | 0 | 0 | 0 | 0 | 0 | 0 | 0 | 0 | 0 | 0 | 0 | 0 | 0 | 0 | 0 | 0 | 0 | 178 | 0 | 0
[8 empty] | 179 | January | Winter | Weekend | 0 | 0 | 0 | 0 | 0 | 0 | 0 | 0 | 0 | 0 | 0 | 0 | 0 | 0 | 0 | 0 | 0 | 0 | 0 | 0 | 0 | 0 | 0 | 0 | 0 | 0 | 0 | 0 | 0 | 0 | 179 | 0 | 0
[8 empty] | 180 | January | Winter | Weekend | 0 | 0 | 0 | 0 | 0 | 0 | 0 | 0 | 0 | 0 | 0 | 0 | 0 | 0 | 0 | 0 | 0 | 0 | 0 | 0 | 0 | 0 | 0 | 0 | 0 | 0 | 0 | 0 | 0 | 0 | 180 | 0 | 0
[8 empty] | 181 | January | Winter | Weekend | 0 | 0 | 0 | 0 | 0 | 0 | 0 | 0 | 0 | 0 | 0 | 0 | 0 | 0 | 0 | 0 | 0 | 0 | 0 | 0 | 0 | 0 | 0 | 0 | 0 | 0 | 0 | 0 | 0 | 0 | 181 | 0 | 0
[8 empty] | 182 | January | Winter | Weekend | 0 | 0 | 0 | 0 | 0 | 0 | 0 | 0 | 0 | 0 | 0 | 0 | 0 | 0 | 0 | 0 | 0 | 0 | 0 | 0 | 0 | 0 | 0 | 0 | 0 | 0 | 0 | 0 | 0 | 0 | 182 | 0 | 0
[8 empty] | 183 | January | Winter | Weekend | 0 | 0 | 0 | 0 | 0 | 0 | 0 | 0 | 0 | 0 | 0 | 0 | 0 | 0 | 0 | 0 | 0 | 0 | 0 | 0 | 0 | 0 | 0 | 0 | 0 | 0 | 0 | 0 | 0 | 0 | 183 | 0 | 0
[8 empty] | 184 | January | Winter | Weekend | 0 | 0 | 0 | 0 | 0 | 0 | 0 | 0 | 0 | 0 | 0 | 0 | 0 | 0 | 0 | 0 | 0 | 0 | 0 | 0 | 0 | 0 | 0 | 0 | 0 | 0 | 0 | 0 | 0 | 0 | 184 | 0 | 0
[8 empty] | 185 | January | Winter | Weekend | 0 | 0 | 0 | 0 | 0 | 0 | 0 | 0 | 0 | 0 | 0 | 0 | 0 | 0 | 0 | 0 | 0 | 0 | 0 | 0 | 0 | 0 | 0 | 0 | 0 | 0 | 0 | 0 | 0 | 0 | 185 | 0 | 0
[8 empty] | 186 | January | Winter | Weekend | 0 | 0 | 0 | 0 | 0 | 0 | 0 | 0 | 0 | 0 | 0 | 0 | 0 | 0 | 0 | 0 | 0 | 0 | 0 | 0 | 0 | 0 | 0 | 0 | 0 | 0 | 0 | 0 | 0 | 0 | 186 | 0 | 0
[8 empty] | 187 | January | Winter | Weekend | 0 | 0 | 0 | 0 | 0 | 0 | 0 | 0 | 0 | 0 | 0 | 0 | 0 | 0 | 0 | 0 | 0 | 0 | 0 | 0 | 0 | 0 | 0 | 0 | 0 | 0 | 0 | 0 | 0 | 0 | 187 | 0 | 0
[8 empty] | 188 | January | Winter | Weekend | 0 | 0 | 0 | 0 | 0 | 0 | 0 | 0 | 0 | 0 | 0 | 0 | 0 | 0 | 0 | 0 | 0 | 0 | 0 | 0 | 0 | 0 | 0 | 0 | 0 | 0 | 0 | 0 | 0 | 0 | 188 | 0 | 0
[8 empty] | 189 | January | Winter | Weekend | 0 | 0 | 0 | 0 | 0 | 0 | 0 | 0 | 0 | 0 | 0 | 0 | 0 | 0 | 0 | 0 | 0 | 0 | 0 | 0 | 0 | 0 | 0 | 0 | 0 | 0 | 0 | 0 | 0 | 0 | 189 | 0 | 0
[8 empty] | 190 | January | Winter | Weekend | 0 | 0 | 0 | 0 | 0 | 0 | 0 | 0 | 0 | 0 | 0 | 0 | 0 | 0 | 0 | 0 | 0 | 0 | 0 | 0 | 0 | 0 | 0 | 0 | 0 | 0 | 0 | 0 | 0 | 0 | 190 | 0 | 0
[8 empty] | 191 | January | Winter | Weekend | 0 | 0 | 0 | 0 | 0 | 0 | 0 | 0 | 0 | 0 | 0 | 0 | 0 | 0 | 0 | 0 | 0 | 0 | 0 | 0 | 0 | 0 | 0 | 0 | 0 | 0 | 0 | 0 | 0 | 0 | 191 | 0 | 0
[8 empty] | 192 | January | Winter | Weekend | 0 | 0 | 0 | 0 | 0 | 0 | 0 | 0 | 0 | 0 | 0 | 0 | 0 | 0 | 0 | 0 | 0 | 0 | 0 | 0 | 0 | 0 | 0 | 0 | 0 | 0 | 0 | 0 | 0 | 0 | 192 | 0 | 0
[8 empty] | 193 | January | Winter | Weekday | 0 | 0 | 0 | 0 | 0 | 0 | 0 | 0 | 0 | 0 | 0 | 0 | 0 | 0 | 0 | 0 | 0 | 0 | 0 | 0 | 0 | 0 | 0 | 0 | 0 | 4.8 | 4.8 | 0 | 0 | 0 | 193 | 0 | 0
[8 empty] | 194 | January | Winter | Weekday | 0 | 0 | 0 | 0 | 0 | 0 | 0 | 0 | 0 | 0 | 0 | 0 | 0 | 0 | 0 | 0 | 0 | 0 | 0 | 0 | 0 | 0 | 0 | 0 | 0 | 4.8 | 4.8 | 0 | 0 | 0 | 194 | 0 | 0
[8 empty] | 195 | January | Winter | Weekday | 0 | 0 | 0 | 0 | 0 | 0 | 0 | 0 | 0 | 0 | 0 | 0 | 0 | 0 | 0 | 0 | 0 | 0 | 0 | 0 | 0 | 0 | 0 | 0 | 0 | 4.8 | 4.8 | 0 | 0 | 0 | 195 | 0 | 0
[8 empty] | 196 | January | Winter | Weekday | 0 | 0 | 0 | 0 | 0 | 0 | 0 | 0 | 0 | 0 | 0 | 0 | 0 | 0 | 0 | 0 | 0 | 0 | 0 | 0 | 0 | 0 | 0 | 0 | 0 | 4.8 | 4.8 | 0 | 0 | 0 | 196 | 0 | 0
[8 empty] | 197 | January | Winter | Weekday | 0 | 0 | 0 | 0 | 0 | 0 | 0 | 0 | 0 | 0 | 0 | 0 | 0 | 0 | 0 | 0 | 0 | 0 | 0 | 0 | 0 | 0 | 0 | 0 | 0 | 4.8 | 4.8 | 0 | 0 | 0 | 197 | 0 | 0
[8 empty] | 198 | January | Winter | Weekday | 0 | 0 | 0 | 0 | 0 | 0 | 0 | 0 | 0 | 0 | 0 | 0 | 0 | 0 | 0 | 0 | 0 | 0 | 0 | 0 | 0 | 0 | 0 | 0 | 0 | 4.8 | 4.8 | 0 | 0 | 0 | 198 | 0 | 0
[8 empty] | 199 | January | Winter | Weekday | 0 | 0 | 0 | 0 | 0 | 0 | 0 | 0 | 0 | 0 | 0 | 0 | 0 | 0 | 0 | 0 | 0 | 0 | 0 | 0 | 0 | 0 | 0 | 0 | 0 | 1.2 | 1.2 | 0 | 0 | 0 | 199 | 0 | 0
[8 empty] | 200 | January | Winter | Weekday | 0 | 0 | 0 | 0 | 0 | 0 | 0 | 0 | 0 | 0 | 0 | 0 | 0 | 0 | 0 | 0 | 0 | 0 | 0 | 0 | 0 | 0 | 0 | 0 | 0 | 0 | 0 | 0 | 0 | 0 | 200 | 0 | 0
[8 empty] | 201 | January | Winter | Weekday | 0 | 0 | 0 | 0 | 0 | 0 | 0 | 0 | 0 | 0 | 0 | 0 | 0 | 0 | 0 | 0 | 0 | 0 | 0 | 0 | 0 | 0 | 0 | 0 | 0 | 0 | 0 | 0 | 0 | 0 | 201 | 0 | 0
[8 empty] | 202 | January | Winter | Weekday | 0 | 0 | 0 | 0 | 0 | 0 | 0 | 0 | 0 | 0 | 0 | 0 | 0 | 0 | 0 | 0 | 0 | 0 | 0 | 0 | 0 | 0 | 0 | 0 | 0 | 0 | 0 | 0 | 0 | 0 | 202 | 0 | 0
[8 empty] | 203 | January | Winter | Weekday | 0 | 0 | 0 | 0 | 0 | 0 | 0 | 0 | 0 | 0 | 0 | 0 | 0 | 0 | 0 | 0 | 0 | 0 | 0 | 0 | 0 | 0 | 0 | 0 | 0 | 0 | 0 | 0 | 0 | 0 | 203 | 0 | 0
[8 empty] | 204 | January | Winter | Weekday | 0 | 0 | 0 | 0 | 0 | 0 | 0 | 0 | 0 | 0 | 0 | 0 | 0 | 0 | 0 | 0 | 0 | 0 | 0 | 0 | 0 | 0 | 0 | 0 | 0 | 0 | 0 | 0 | 0 | 0 | 204 | 0 | 0
[8 empty] | 205 | January | Winter | Weekday | 0 | 0 | 0 | 0 | 0 | 0 | 0 | 0 | 0 | 0 | 0 | 0 | 0 | 0 | 0 | 0 | 0 | 0 | 0 | 0 | 0 | 0 | 0 | 0 | 0 | 0 | 0 | 0 | 0 | 0 | 205 | 0 | 0
[8 empty] | 206 | January | Winter | Weekday | 0 | 0 | 0 | 0 | 0 | 0 | 0 | 0 | 0 | 0 | 0 | 0 | 0 | 0 | 0 | 0 | 0 | 0 | 0 | 0 | 0 | 0 | 0 | 0 | 0 | 0 | 0 | 0 | 0 | 0 | 206 | 0 | 0
[8 empty] | 207 | January | Winter | Weekday | 0 | 0 | 0 | 0 | 0 | 0 | 0 | 0 | 0 | 0 | 0 | 0 | 0 | 0 | 0 | 0 | 0 | 0 | 0 | 0 | 0 | 0 | 0 | 0 | 0 | 0 | 0 | 0 | 0 | 0 | 207 | 0 | 0
[8 empty] | 208 | January | Winter | Weekday | 0 | 0 | 0 | 0 | 0 | 0 | 0 | 0 | 0 | 0 | 0 | 0 | 0 | 0 | 0 | 0 | 0 | 0 | 0 | 0 | 0 | 0 | 0 | 0 | 0 | 0 | 0 | 0 | 0 | 0 | 208 | 0 | 0
[8 empty] | 209 | January | Winter | Weekday | 0 | 0 | 0 | 0 | 0 | 0 | 0 | 0 | 0 | 0 | 0 | 0 | 0 | 0 | 0 | 0 | 0 | 0 | 0 | 0 | 0 | 0 | 0 | 0 | 0 | 0 | 0 | 0 | 0 | 0 | 209 | 0 | 0
[8 empty] | 210 | January | Winter | Weekday | 0 | 0 | 0 | 0 | 0 | 0 | 0 | 0 | 0 | 0 | 0 | 0 | 0 | 0 | 0 | 0 | 0 | 0 | 0 | 0 | 0 | 0 | 0 | 0 | 0 | 0 | 0 | 0 | 0 | 0 | 210 | 0 | 0
[8 empty] | 211 | January | Winter | Weekday | 0 | 0 | 0 | 0 | 0 | 0 | 0 | 0 | 0 | 0 | 0 | 0 | 0 | 0 | 0 | 0 | 0 | 0 | 0 | 0 | 0 | 0 | 0 | 0 | 0 | 0 | 0 | 0 | 0 | 0 | 211 | 0 | 0
[8 empty] | 212 | January | Winter | Weekday | 0 | 0 | 0 | 0 | 0 | 0 | 0 | 0 | 0 | 0 | 0 | 0 | 0 | 0 | 0 | 0 | 0 | 0 | 0 | 0 | 0 | 0 | 0 | 0 | 0 | 0 | 0 | 0 | 0 | 0 | 212 | 0 | 0
[8 empty] | 213 | January | Winter | Weekday | 0 | 0 | 0 | 0 | 0 | 0 | 0 | 0 | 0 | 0 | 0 | 0 | 0 | 0 | 0 | 0 | 0 | 0 | 0 | 0 | 0 | 0 | 0 | 0 | 0 | 0 | 0 | 0 | 0 | 0 | 213 | 0 | 0
[8 empty] | 214 | January | Winter | Weekday | 0 | 0 | 0 | 0 | 0 | 0 | 0 | 0 | 0 | 0 | 0 | 0 | 0 | 0 | 0 | 0 | 0 | 0 | 0 | 0 | 0 | 0 | 0 | 0 | 0 | 0 | 0 | 0 | 0 | 0 | 214 | 0 | 0
[8 empty] | 215 | January | Winter | Weekday | 0 | 0 | 0 | 0 | 0 | 0 | 0 | 0 | 0 | 0 | 0 | 0 | 0 | 0 | 0 | 0 | 0 | 0 | 0 | 0 | 0 | 0 | 0 | 0 | 0 | 0 | 0 | 0 | 0 | 0 | 215 | 0 | 0
[8 empty] | 216 | January | Winter | Weekday | 0 | 0 | 0 | 0 | 0 | 0 | 0 | 0 | 0 | 0 | 0 | 0 | 0 | 0 | 0 | 0 | 0 | 0 | 0 | 0 | 0 | 0 | 0 | 0 | 0 | 0 | 0 | 0 | 0 | 0 | 216 | 0 | 0
[8 empty] | 217 | January | Winter | Weekday | 0 | 0 | 0 | 0 | 0 | 0 | 0 | 0 | 0 | 0 | 0 | 0 | 0 | 0 | 0 | 0 | 0 | 0 | 0 | 0 | 0 | 0 | 0 | 0 | 0 | 4.8 | 4.8 | 0 | 0 | 0 | 217 | 0 | 0
[8 empty] | 218 | January | Winter | Weekday | 0 | 0 | 0 | 0 | 0 | 0 | 0 | 0 | 0 | 0 | 0 | 0 | 0 | 0 | 0 | 0 | 0 | 0 | 0 | 0 | 0 | 0 | 0 | 0 | 0 | 4.8 | 4.8 | 0 | 0 | 0 | 218 | 0 | 0
[8 empty] | 219 | January | Winter | Weekday | 0 | 0 | 0 | 0 | 0 | 0 | 0 | 0 | 0 | 0 | 0 | 0 | 0 | 0 | 0 | 0 | 0 | 0 | 0 | 0 | 0 | 0 | 0 | 0 | 0 | 4.8 | 4.8 | 0 | 0 | 0 | 219 | 0 | 0
[8 empty] | 220 | January | Winter | Weekday | 0 | 0 | 0 | 0 | 0 | 0 | 0 | 0 | 0 | 0 | 0 | 0 | 0 | 0 | 0 | 0 | 0 | 0 | 0 | 0 | 0 | 0 | 0 | 0 | 0 | 4.8 | 4.8 | 0 | 0 | 0 | 220 | 0 | 0
[8 empty] | 221 | January | Winter | Weekday | 0 | 0 | 0 | 0 | 0 | 0 | 0 | 0 | 0 | 0 | 0 | 0 | 0 | 0 | 0 | 0 | 0 | 0 | 0 | 0 | 0 | 0 | 0 | 0 | 0 | 4.8 | 4.8 | 0 | 0 | 0 | 221 | 0 | 0
[8 empty] | 222 | January | Winter | Weekday | 0 | 0 | 0 | 0 | 0 | 0 | 0 | 0 | 0 | 0 | 0 | 0 | 0 | 0 | 0 | 0 | 0 | 0 | 0 | 0 | 0 | 0 | 0 | 0 | 0 | 4.8 | 4.8 | 0 | 0 | 0 | 222 | 0 | 0
[8 empty] | 223 | January | Winter | Weekday | 0 | 0 | 0 | 0 | 0 | 0 | 0 | 0 | 0 | 0 | 0 | 0 | 0 | 0 | 0 | 0 | 0 | 0 | 0 | 0 | 0 | 0 | 0 | 0 | 0 | 1.2 | 1.2 | 0 | 0 | 0 | 223 | 0 | 0
[8 empty] | 224 | January | Winter | Weekday | 0 | 0 | 0 | 0 | 0 | 0 | 0 | 0 | 0 | 0 | 0 | 0 | 0 | 0 | 0 | 0 | 0 | 0 | 0 | 0 | 0 | 0 | 0 | 0 | 0 | 0 | 0 | 0 | 0 | 0 | 224 | 0 | 0
[8 empty] | 225 | January | Winter | Weekday | 0 | 0 | 0 | 0 | 0 | 0 | 0 | 0 | 0 | 0 | 0 | 0 | 0 | 0 | 0 | 0 | 0 | 0 | 0 | 0 | 0 | 0 | 0 | 0 | 0 | 0 | 0 | 0 | 0 | 0 | 225 | 0 | 0
[8 empty] | 226 | January | Winter | Weekday | 0 | 0 | 0 | 0 | 0 | 0 | 0 | 0 | 0 | 0 | 0 | 0 | 0 | 0 | 0 | 0 | 0 | 0 | 0 | 0 | 0 | 0 | 0 | 0 | 0 | 0 | 0 | 0 | 0 | 0 | 226 | 0 | 0
[8 empty] | 227 | January | Winter | Weekday | 0 | 0 | 0 | 0 | 0 | 0 | 0 | 0 | 0 | 0 | 0 | 0 | 0 | 0 | 0 | 0 | 0 | 0 | 0 | 0 | 0 | 0 | 0 | 0 | 0 | 0 | 0 | 0 | 0 | 0 | 227 | 0 | 0
[8 empty] | 228 | January | Winter | Weekday | 0 | 0 | 0 | 0 | 0 | 0 | 0 | 0 | 0 | 0 | 0 | 0 | 0 | 0 | 0 | 0 | 0 | 0 | 0 | 0 | 0 | 0 | 0 | 0 | 0 | 0 | 0 | 0 | 0 | 0 | 228 | 0 | 0
[8 empty] | 229 | January | Winter | Weekday | 0 | 0 | 0 | 0 | 0 | 0 | 0 | 0 | 0 | 0 | 0 | 0 | 0 | 0 | 0 | 0 | 0 | 0 | 0 | 0 | 0 | 0 | 0 | 0 | 0 | 0 | 0 | 0 | 0 | 0 | 229 | 0 | 0
[8 empty] | 230 | January | Winter | Weekday | 0 | 0 | 0 | 0 | 0 | 0 | 0 | 0 | 0 | 0 | 0 | 0 | 0 | 0 | 0 | 0 | 0 | 0 | 0 | 0 | 0 | 0 | 0 | 0 | 0 | 0 | 0 | 0 | 0 | 0 | 230 | 0 | 0
[8 empty] | 231 | January | Winter | Weekday | 0 | 0 | 0 | 0 | 0 | 0 | 0 | 0 | 0 | 0 | 0 | 0 | 0 | 0 | 0 | 0 | 0 | 0 | 0 | 0 | 0 | 0 | 0 | 0 | 0 | 0 | 0 | 0 | 0 | 0 | 231 | 0 | 0
[8 empty] | 232 | January | Winter | Weekday | 0 | 0 | 0 | 0 | 0 | 0 | 0 | 0 | 0 | 0 | 0 | 0 | 0 | 0 | 0 | 0 | 0 | 0 | 0 | 0 | 0 | 0 | 0 | 0 | 0 | 0 | 0 | 0 | 0 | 0 | 232 | 0 | 0
[8 empty] | 233 | January | Winter | Weekday | 0 | 0 | 0 | 0 | 0 | 0 | 0 | 0 | 0 | 0 | 0 | 0 | 0 | 0 | 0 | 0 | 0 | 0 | 0 | 0 | 0 | 0 | 0 | 0 | 0 | 0 | 0 | 0 | 0 | 0 | 233 | 0 | 0
[8 empty] | 234 | January | Winter | Weekday | 0 | 0 | 0 | 0 | 0 | 0 | 0 | 0 | 0 | 0 | 0 | 0 | 0 | 0 | 0 | 0 | 0 | 0 | 0 | 0 | 0 | 0 | 0 | 0 | 0 | 0 | 0 | 0 | 0 | 0 | 234 | 0 | 0
[8 empty] | 235 | January | Winter | Weekday | 0 | 0 | 0 | 0 | 0 | 0 | 0 | 0 | 0 | 0 | 0 | 0 | 0 | 0 | 0 | 0 | 0 | 0 | 0 | 0 | 0 | 0 | 0 | 0 | 0 | 0 | 0 | 0 | 0 | 0 | 235 | 0 | 0
[8 empty] | 236 | January | Winter | Weekday | 0 | 0 | 0 | 0 | 0 | 0 | 0 | 0 | 0 | 0 | 0 | 0 | 0 | 0 | 0 | 0 | 0 | 0 | 0 | 0 | 0 | 0 | 0 | 0 | 0 | 0 | 0 | 0 | 0 | 0 | 236 | 0 | 0
[8 empty] | 237 | January | Winter | Weekday | 0 | 0 | 0 | 0 | 0 | 0 | 0 | 0 | 0 | 0 | 0 | 0 | 0 | 0 | 0 | 0 | 0 | 0 | 0 | 0 | 0 | 0 | 0 | 0 | 0 | 0 | 0 | 0 | 0 | 0 | 237 | 0 | 0
[8 empty] | 238 | January | Winter | Weekday | 0 | 0 | 0 | 0 | 0 | 0 | 0 | 0 | 0 | 0 | 0 | 0 | 0 | 0 | 0 | 0 | 0 | 0 | 0 | 0 | 0 | 0 | 0 | 0 | 0 | 0 | 0 | 0 | 0 | 0 | 238 | 0 | 0
[8 empty] | 239 | January | Winter | Weekday | 0 | 0 | 0 | 0 | 0 | 0 | 0 | 0 | 0 | 0 | 0 | 0 | 0 | 0 | 0 | 0 | 0 | 0 | 0 | 0 | 0 | 0 | 0 | 0 | 0 | 0 | 0 | 0 | 0 | 0 | 239 | 0 | 0
[8 empty] | 240 | January | Winter | Weekday | 0 | 0 | 0 | 0 | 0 | 0 | 0 | 0 | 0 | 0 | 0 | 0 | 0 | 0 | 0 | 0 | 0 | 0 | 0 | 0 | 0 | 0 | 0 | 0 | 0 | 0 | 0 | 0 | 0 | 0 | 240 | 0 | 0
[8 empty] | 241 | January | Winter | Weekday | 0 | 0 | 0 | 0 | 0 | 0 | 0 | 0 | 0 | 0 | 0 | 0 | 0 | 0 | 0 | 0 | 0 | 0 | 0 | 0 | 0 | 0 | 0 | 0 | 0 | 4.8 | 4.8 | 0 | 0 | 0 | 241 | 0 | 0
[8 empty] | 242 | January | Winter | Weekday | 0 | 0 | 0 | 0 | 0 | 0 | 0 | 0 | 0 | 0 | 0 | 0 | 0 | 0 | 0 | 0 | 0 | 0 | 0 | 0 | 0 | 0 | 0 | 0 | 0 | 4.8 | 4.8 | 0 | 0 | 0 | 242 | 0 | 0
[8 empty] | 243 | January | Winter | Weekday | 0 | 0 | 0 | 0 | 0 | 0 | 0 | 0 | 0 | 0 | 0 | 0 | 0 | 0 | 0 | 0 | 0 | 0 | 0 | 0 | 0 | 0 | 0 | 0 | 0 | 4.8 | 4.8 | 0 | 0 | 0 | 243 | 0 | 0
[8 empty] | 244 | January | Winter | Weekday | 0 | 0 | 0 | 0 | 0 | 0 | 0 | 0 | 0 | 0 | 0 | 0 | 0 | 0 | 0 | 0 | 0 | 0 | 0 | 0 | 0 | 0 | 0 | 0 | 0 | 4.8 | 4.8 | 0 | 0 | 0 | 244 | 0 | 0
[8 empty] | 245 | January | Winter | Weekday | 0 | 0 | 0 | 0 | 0 | 0 | 0 | 0 | 0 | 0 | 0 | 0 | 0 | 0 | 0 | 0 | 0 | 0 | 0 | 0 | 0 | 0 | 0 | 0 | 0 | 4.8 | 4.8 | 0 | 0 | 0 | 245 | 0 | 0
[8 empty] | 246 | January | Winter | Weekday | 0 | 0 | 0 | 0 | 0 | 0 | 0 | 0 | 0 | 0 | 0 | 0 | 0 | 0 | 0 | 0 | 0 | 0 | 0 | 0 | 0 | 0 | 0 | 0 | 0 | 4.8 | 4.8 | 0 | 0 | 0 | 246 | 0 | 0
[8 empty] | 247 | January | Winter | Weekday | 0 | 0 | 0 | 0 | 0 | 0 | 0 | 0 | 0 | 0 | 0 | 0 | 0 | 0 | 0 | 0 | 0 | 0 | 0 | 0 | 0 | 0 | 0 | 0 | 0 | 1.2 | 1.2 | 0 | 0 | 0 | 247 | 0 | 0
[8 empty] | 248 | January | Winter | Weekday | 0 | 0 | 0 | 0 | 0 | 0 | 0 | 0 | 0 | 0 | 0 | 0 | 0 | 0 | 0 | 0 | 0 | 0 | 0 | 0 | 0 | 0 | 0 | 0 | 0 | 0 | 0 | 0 | 0 | 0 | 248 | 0 | 0
[8 empty] | 249 | January | Winter | Weekday | 0 | 0 | 0 | 0 | 0 | 0 | 0 | 0 | 0 | 0 | 0 | 0 | 0 | 0 | 0 | 0 | 0 | 0 | 0 | 0 | 0 | 0 | 0 | 0 | 0 | 0 | 0 | 0 | 0 | 0 | 249 | 0 | 0
[8 empty] | 250 | January | Winter | Weekday | 0 | 0 | 0 | 0 | 0 | 0 | 0 | 0 | 0 | 0 | 0 | 0 | 0 | 0 | 0 | 0 | 0 | 0 | 0 | 0 | 0 | 0 | 0 | 0 | 0 | 0 | 0 | 0 | 0 | 0 | 250 | 0 | 0
[8 empty] | 251 | January | Winter | Weekday | 0 | 0 | 0 | 0 | 0 | 0 | 0 | 0 | 0 | 0 | 0 | 0 | 0 | 0 | 0 | 0 | 0 | 0 | 0 | 0 | 0 | 0 | 0 | 0 | 0 | 0 | 0 | 0 | 0 | 0 | 251 | 0 | 0
[8 empty] | 252 | January | Winter | Weekday | 0 | 0 | 0 | 0 | 0 | 0 | 0 | 0 | 0 | 0 | 0 | 0 | 0 | 0 | 0 | 0 | 0 | 0 | 0 | 0 | 0 | 0 | 0 | 0 | 0 | 0 | 0 | 0 | 0 | 0 | 252 | 0 | 0
[8 empty] | 253 | January | Winter | Weekday | 0 | 0 | 0 | 0 | 0 | 0 | 0 | 0 | 0 | 0 | 0 | 0 | 0 | 0 | 0 | 0 | 0 | 0 | 0 | 0 | 0 | 0 | 0 | 0 | 0 | 0 | 0 | 0 | 0 | 0 | 253 | 0 | 0
[8 empty] | 254 | January | Winter | Weekday | 0 | 0 | 0 | 0 | 0 | 0 | 0 | 0 | 0 | 0 | 0 | 0 | 0 | 0 | 0 | 0 | 0 | 0 | 0 | 0 | 0 | 0 | 0 | 0 | 0 | 0 | 0 | 0 | 0 | 0 | 254 | 0 | 0
[8 empty] | 255 | January | Winter | Weekday | 0 | 0 | 0 | 0 | 0 | 0 | 0 | 0 | 0 | 0 | 0 | 0 | 0 | 0 | 0 | 0 | 0 | 0 | 0 | 0 | 0 | 0 | 0 | 0 | 0 | 0 | 0 | 0 | 0 | 0 | 255 | 0 | 0
[8 empty] | 256 | January | Winter | Weekday | 0 | 0 | 0 | 0 | 0 | 0 | 0 | 0 | 0 | 0 | 0 | 0 | 0 | 0 | 0 | 0 | 0 | 0 | 0 | 0 | 0 | 0 | 0 | 0 | 0 | 0 | 0 | 0 | 0 | 0 | 256 | 0 | 0
[8 empty] | 257 | January | Winter | Weekday | 0 | 0 | 0 | 0 | 0 | 0 | 0 | 0 | 0 | 0 | 0 | 0 | 0 | 0 | 0 | 0 | 0 | 0 | 0 | 0 | 0 | 0 | 0 | 0 | 0 | 0 | 0 | 0 | 0 | 0 | 257 | 0 | 0
[8 empty] | 258 | January | Winter | Weekday | 0 | 0 | 0 | 0 | 0 | 0 | 0 | 0 | 0 | 0 | 0 | 0 | 0 | 0 | 0 | 0 | 0 | 0 | 0 | 0 | 0 | 0 | 0 | 0 | 0 | 0 | 0 | 0 | 0 | 0 | 258 | 0 | 0
[8 empty] | 259 | January | Winter | Weekday | 0 | 0 | 0 | 0 | 0 | 0 | 0 | 0 | 0 | 0 | 0 | 0 | 0 | 0 | 0 | 0 | 0 | 0 | 0 | 0 | 0 | 0 | 0 | 0 | 0 | 0 | 0 | 0 | 0 | 0 | 259 | 0 | 0
[8 empty] | 260 | January | Winter | Weekday | 0 | 0 | 0 | 0 | 0 | 0 | 0 | 0 | 0 | 0 | 0 | 0 | 0 | 0 | 0 | 0 | 0 | 0 | 0 | 0 | 0 | 0 | 0 | 0 | 0 | 0 | 0 | 0 | 0 | 0 | 260 | 0 | 0
[8 empty] | 261 | January | Winter | Weekday | 0 | 0 | 0 | 0 | 0 | 0 | 0 | 0 | 0 | 0 | 0 | 0 | 0 | 0 | 0 | 0 | 0 | 0 | 0 | 0 | 0 | 0 | 0 | 0 | 0 | 0 | 0 | 0 | 0 | 0 | 261 | 0 | 0
[8 empty] | 262 | January | Winter | Weekday | 0 | 0 | 0 | 0 | 0 | 0 | 0 | 0 | 0 | 0 | 0 | 0 | 0 | 0 | 0 | 0 | 0 | 0 | 0 | 0 | 0 | 0 | 0 | 0 | 0 | 0 | 0 | 0 | 0 | 0 | 262 | 0 | 0
[8 empty] | 263 | January | Winter | Weekday | 0 | 0 | 0 | 0 | 0 | 0 | 0 | 0 | 0 | 0 | 0 | 0 | 0 | 0 | 0 | 0 | 0 | 0 | 0 | 0 | 0 | 0 | 0 | 0 | 0 | 0 | 0 | 0 | 0 | 0 | 263 | 0 | 0
[8 empty] | 264 | January | Winter | Weekday | 0 | 0 | 0 | 0 | 0 | 0 | 0 | 0 | 0 | 0 | 0 | 0 | 0 | 0 | 0 | 0 | 0 | 0 | 0 | 0 | 0 | 0 | 0 | 0 | 0 | 0 | 0 | 0 | 0 | 0 | 264 | 0 | 0
[8 empty] | 265 | January | Winter | Weekday | 0 | 0 | 0 | 0 | 0 | 0 | 0 | 0 | 0 | 0 | 0 | 0 | 0 | 0 | 0 | 0 | 0 | 0 | 0 | 0 | 0 | 0 | 0 | 0 | 0 | 4.8 | 4.8 | 0 | 0 | 0 | 265 | 0 | 0
[8 empty] | 266 | January | Winter | Weekday | 0 | 0 | 0 | 0 | 0 | 0 | 0 | 0 | 0 | 0 | 0 | 0 | 0 | 0 | 0 | 0 | 0 | 0 | 0 | 0 | 0 | 0 | 0 | 0 | 0 | 4.8 | 4.8 | 0 | 0 | 0 | 266 | 0 | 0
[8 empty] | 267 | January | Winter | Weekday | 0 | 0 | 0 | 0 | 0 | 0 | 0 | 0 | 0 | 0 | 0 | 0 | 0 | 0 | 0 | 0 | 0 | 0 | 0 | 0 | 0 | 0 | 0 | 0 | 0 | 4.8 | 4.8 | 0 | 0 | 0 | 267 | 0 | 0
[8 empty] | 268 | January | Winter | Weekday | 0 | 0 | 0 | 0 | 0 | 0 | 0 | 0 | 0 | 0 | 0 | 0 | 0 | 0 | 0 | 0 | 0 | 0 | 0 | 0 | 0 | 0 | 0 | 0 | 0 | 4.8 | 4.8 | 0 | 0 | 0 | 268 | 0 | 0
[8 empty] | 269 | January | Winter | Weekday | 0 | 0 | 0 | 0 | 0 | 0 | 0 | 0 | 0 | 0 | 0 | 0 | 0 | 0 | 0 | 0 | 0 | 0 | 0 | 0 | 0 | 0 | 0 | 0 | 0 | 4.8 | 4.8 | 0 | 0 | 0 | 269 | 0 | 0
[8 empty] | 270 | January | Winter | Weekday | 0 | 0 | 0 | 0 | 0 | 0 | 0 | 0 | 0 | 0 | 0 | 0 | 0 | 0 | 0 | 0 | 0 | 0 | 0 | 0 | 0 | 0 | 0 | 0 | 0 | 4.8 | 4.8 | 0 | 0 | 0 | 270 | 0 | 0
[8 empty] | 271 | January | Winter | Weekday | 0 | 0 | 0 | 0 | 0 | 0 | 0 | 0 | 0 | 0 | 0 | 0 | 0 | 0 | 0 | 0 | 0 | 0 | 0 | 0 | 0 | 0 | 0 | 0 | 0 | 1.2 | 1.2 | 0 | 0 | 0 | 271 | 0 | 0
[8 empty] | 272 | January | Winter | Weekday | 0 | 0 | 0 | 0 | 0 | 0 | 0 | 0 | 0 | 0 | 0 | 0 | 0 | 0 | 0 | 0 | 0 | 0 | 0 | 0 | 0 | 0 | 0 | 0 | 0 | 0 | 0 | 0 | 0 | 0 | 272 | 0 | 0
[8 empty] | 273 | January | Winter | Weekday | 0 | 0 | 0 | 0 | 0 | 0 | 0 | 0 | 0 | 0 | 0 | 0 | 0 | 0 | 0 | 0 | 0 | 0 | 0 | 0 | 0 | 0 | 0 | 0 | 0 | 0 | 0 | 0 | 0 | 0 | 273 | 0 | 0
[8 empty] | 274 | January | Winter | Weekday | 0 | 0 | 0 | 0 | 0 | 0 | 0 | 0 | 0 | 0 | 0 | 0 | 0 | 0 | 0 | 0 | 0 | 0 | 0 | 0 | 0 | 0 | 0 | 0 | 0 | 0 | 0 | 0 | 0 | 0 | 274 | 0 | 0
[8 empty] | 275 | January | Winter | Weekday | 0 | 0 | 0 | 0 | 0 | 0 | 0 | 0 | 0 | 0 | 0 | 0 | 0 | 0 | 0 | 0 | 0 | 0 | 0 | 0 | 0 | 0 | 0 | 0 | 0 | 0 | 0 | 0 | 0 | 0 | 275 | 0 | 0
[8 empty] | 276 | January | Winter | Weekday | 0 | 0 | 0 | 0 | 0 | 0 | 0 | 0 | 0 | 0 | 0 | 0 | 0 | 0 | 0 | 0 | 0 | 0 | 0 | 0 | 0 | 0 | 0 | 0 | 0 | 0 | 0 | 0 | 0 | 0 | 276 | 0 | 0
[8 empty] | 277 | January | Winter | Weekday | 0 | 0 | 0 | 0 | 0 | 0 | 0 | 0 | 0 | 0 | 0 | 0 | 0 | 0 | 0 | 0 | 0 | 0 | 0 | 0 | 0 | 0 | 0 | 0 | 0 | 0 | 0 | 0 | 0 | 0 | 277 | 0 | 0
[8 empty] | 278 | January | Winter | Weekday | 0 | 0 | 0 | 0 | 0 | 0 | 0 | 0 | 0 | 0 | 0 | 0 | 0 | 0 | 0 | 0 | 0 | 0 | 0 | 0 | 0 | 0 | 0 | 0 | 0 | 0 | 0 | 0 | 0 | 0 | 278 | 0 | 0
[8 empty] | 279 | January | Winter | Weekday | 0 | 0 | 0 | 0 | 0 | 0 | 0 | 0 | 0 | 0 | 0 | 0 | 0 | 0 | 0 | 0 | 0 | 0 | 0 | 0 | 0 | 0 | 0 | 0 | 0 | 0 | 0 | 0 | 0 | 0 | 279 | 0 | 0
[8 empty] | 280 | January | Winter | Weekday | 0 | 0 | 0 | 0 | 0 | 0 | 0 | 0 | 0 | 0 | 0 | 0 | 0 | 0 | 0 | 0 | 0 | 0 | 0 | 0 | 0 | 0 | 0 | 0 | 0 | 0 | 0 | 0 | 0 | 0 | 280 | 0 | 0
[8 empty] | 281 | January | Winter | Weekday | 0 | 0 | 0 | 0 | 0 | 0 | 0 | 0 | 0 | 0 | 0 | 0 | 0 | 0 | 0 | 0 | 0 | 0 | 0 | 0 | 0 | 0 | 0 | 0 | 0 | 0 | 0 | 0 | 0 | 0 | 281 | 0 | 0
[8 empty] | 282 | January | Winter | Weekday | 0 | 0 | 0 | 0 | 0 | 0 | 0 | 0 | 0 | 0 | 0 | 0 | 0 | 0 | 0 | 0 | 0 | 0 | 0 | 0 | 0 | 0 | 0 | 0 | 0 | 0 | 0 | 0 | 0 | 0 | 282 | 0 | 0
[8 empty] | 283 | January | Winter | Weekday | 0 | 0 | 0 | 0 | 0 | 0 | 0 | 0 | 0 | 0 | 0 | 0 | 0 | 0 | 0 | 0 | 0 | 0 | 0 | 0 | 0 | 0 | 0 | 0 | 0 | 0 | 0 | 0 | 0 | 0 | 283 | 0 | 0
[8 empty] | 284 | January | Winter | Weekday | 0 | 0 | 0 | 0 | 0 | 0 | 0 | 0 | 0 | 0 | 0 | 0 | 0 | 0 | 0 | 0 | 0 | 0 | 0 | 0 | 0 | 0 | 0 | 0 | 0 | 0 | 0 | 0 | 0 | 0 | 284 | 0 | 0
[8 empty] | 285 | January | Winter | Weekday | 0 | 0 | 0 | 0 | 0 | 0 | 0 | 0 | 0 | 0 | 0 | 0 | 0 | 0 | 0 | 0 | 0 | 0 | 0 | 0 | 0 | 0 | 0 | 0 | 0 | 0 | 0 | 0 | 0 | 0 | 285 | 0 | 0
[8 empty] | 286 | January | Winter | Weekday | 0 | 0 | 0 | 0 | 0 | 0 | 0 | 0 | 0 | 0 | 0 | 0 | 0 | 0 | 0 | 0 | 0 | 0 | 0 | 0 | 0 | 0 | 0 | 0 | 0 | 0 | 0 | 0 | 0 | 0 | 286 | 0 | 0
[8 empty] | 287 | January | Winter | Weekday | 0 | 0 | 0 | 0 | 0 | 0 | 0 | 0 | 0 | 0 | 0 | 0 | 0 | 0 | 0 | 0 | 0 | 0 | 0 | 0 | 0 | 0 | 0 | 0 | 0 | 0 | 0 | 0 | 0 | 0 | 287 | 0 | 0
[8 empty] | 288 | January | Winter | Weekday | 0 | 0 | 0 | 0 | 0 | 0 | 0 | 0 | 0 | 0 | 0 | 0 | 0 | 0 | 0 | 0 | 0 | 0 | 0 | 0 | 0 | 0 | 0 | 0 | 0 | 0 | 0 | 0 | 0 | 0 | 288 | 0 | 0
[8 empty] | 289 | January | Winter | Weekday | 0 | 0 | 0 | 0 | 0 | 0 | 0 | 0 | 0 | 0 | 0 | 0 | 0 | 0 | 0 | 0 | 0 | 0 | 0 | 0 | 0 | 0 | 0 | 0 | 0 | 4.8 | 4.8 | 0 | 0 | 0 | 289 | 0 | 0
[8 empty] | 290 | January | Winter | Weekday | 0 | 0 | 0 | 0 | 0 | 0 | 0 | 0 | 0 | 0 | 0 | 0 | 0 | 0 | 0 | 0 | 0 | 0 | 0 | 0 | 0 | 0 | 0 | 0 | 0 | 4.8 | 4.8 | 0 | 0 | 0 | 290 | 0 | 0
[8 empty] | 291 | January | Winter | Weekday | 0 | 0 | 0 | 0 | 0 | 0 | 0 | 0 | 0 | 0 | 0 | 0 | 0 | 0 | 0 | 0 | 0 | 0 | 0 | 0 | 0 | 0 | 0 | 0 | 0 | 4.8 | 4.8 | 0 | 0 | 0 | 291 | 0 | 0
[8 empty] | 292 | January | Winter | Weekday | 0 | 0 | 0 | 0 | 0 | 0 | 0 | 0 | 0 | 0 | 0 | 0 | 0 | 0 | 0 | 0 | 0 | 0 | 0 | 0 | 0 | 0 | 0 | 0 | 0 | 4.8 | 4.8 | 0 | 0 | 0 | 292 | 0 | 0
[8 empty] | 293 | January | Winter | Weekday | 0 | 0 | 0 | 0 | 0 | 0 | 0 | 0 | 0 | 0 | 0 | 0 | 0 | 0 | 0 | 0 | 0 | 0 | 0 | 0 | 0 | 0 | 0 | 0 | 0 | 4.8 | 4.8 | 0 | 0 | 0 | 293 | 0 | 0
[8 empty] | 294 | January | Winter | Weekday | 0 | 0 | 0 | 0 | 0 | 0 | 0 | 0 | 0 | 0 | 0 | 0 | 0 | 0 | 0 | 0 | 0 | 0 | 0 | 0 | 0 | 0 | 0 | 0 | 0 | 4.8 | 4.8 | 0 | 0 | 0 | 294 | 0 | 0
[8 empty] | 295 | January | Winter | Weekday | 0 | 0 | 0 | 0 | 0 | 0 | 0 | 0 | 0 | 0 | 0 | 0 | 0 | 0 | 0 | 0 | 0 | 0 | 0 | 0 | 0 | 0 | 0 | 0 | 0 | 1.2 | 1.2 | 0 | 0 | 0 | 295 | 0 | 0
[8 empty] | 296 | January | Winter | Weekday | 0 | 0 | 0 | 0 | 0 | 0 | 0 | 0 | 0 | 0 | 0 | 0 | 0 | 0 | 0 | 0 | 0 | 0 | 0 | 0 | 0 | 0 | 0 | 0 | 0 | 0 | 0 | 0 | 0 | 0 | 296 | 0 | 0
[8 empty] | 297 | January | Winter | Weekday | 0 | 0 | 0 | 0 | 0 | 0 | 0 | 0 | 0 | 0 | 0 | 0 | 0 | 0 | 0 | 0 | 0 | 0 | 0 | 0 | 0 | 0 | 0 | 0 | 0 | 0 | 0 | 0 | 0 | 0 | 297 | 0 | 0
[8 empty] | 298 | January | Winter | Weekday | 0 | 0 | 0 | 0 | 0 | 0 | 0 | 0 | 0 | 0 | 0 | 0 | 0 | 0 | 0 | 0 | 0 | 0 | 0 | 0 | 0 | 0 | 0 | 0 | 0 | 0 | 0 | 0 | 0 | 0 | 298 | 0 | 0
[8 empty] | 299 | January | Winter | Weekday | 0 | 0 | 0 | 0 | 0 | 0 | 0 | 0 | 0 | 0 | 0 | 0 | 0 | 0 | 0 | 0 | 0 | 0 | 0 | 0 | 0 | 0 | 0 | 0 | 0 | 0 | 0 | 0 | 0 | 0 | 299 | 0 | 0
[8 empty] | 300 | January | Winter | Weekday | 0 | 0 | 0 | 0 | 0 | 0 | 0 | 0 | 0 | 0 | 0 | 0 | 0 | 0 | 0 | 0 | 0 | 0 | 0 | 0 | 0 | 0 | 0 | 0 | 0 | 0 | 0 | 0 | 0 | 0 | 300 | 0 | 0
[8 empty] | 301 | January | Winter | Weekday | 0 | 0 | 0 | 0 | 0 | 0 | 0 | 0 | 0 | 0 | 0 | 0 | 0 | 0 | 0 | 0 | 0 | 0 | 0 | 0 | 0 | 0 | 0 | 0 | 0 | 0 | 0 | 0 | 0 | 0 | 301 | 0 | 0
[8 empty] | 302 | January | Winter | Weekday | 0 | 0 | 0 | 0 | 0 | 0 | 0 | 0 | 0 | 0 | 0 | 0 | 0 | 0 | 0 | 0 | 0 | 0 | 0 | 0 | 0 | 0 | 0 | 0 | 0 | 0 | 0 | 0 | 0 | 0 | 302 | 0 | 0
[8 empty] | 303 | January | Winter | Weekday | 0 | 0 | 0 | 0 | 0 | 0 | 0 | 0 | 0 | 0 | 0 | 0 | 0 | 0 | 0 | 0 | 0 | 0 | 0 | 0 | 0 | 0 | 0 | 0 | 0 | 0 | 0 | 0 | 0 | 0 | 303 | 0 | 0
[8 empty] | 304 | January | Winter | Weekday | 0 | 0 | 0 | 0 | 0 | 0 | 0 | 0 | 0 | 0 | 0 | 0 | 0 | 0 | 0 | 0 | 0 | 0 | 0 | 0 | 0 | 0 | 0 | 0 | 0 | 0 | 0 | 0 | 0 | 0 | 304 | 0 | 0
[8 empty] | 305 | January | Winter | Weekday | 0 | 0 | 0 | 0 | 0 | 0 | 0 | 0 | 0 | 0 | 0 | 0 | 0 | 0 | 0 | 0 | 0 | 0 | 0 | 0 | 0 | 0 | 0 | 0 | 0 | 0 | 0 | 0 | 0 | 0 | 305 | 0 | 0
[8 empty] | 306 | January | Winter | Weekday | 0 | 0 | 0 | 0 | 0 | 0 | 0 | 0 | 0 | 0 | 0 | 0 | 0 | 0 | 0 | 0 | 0 | 0 | 0 | 0 | 0 | 0 | 0 | 0 | 0 | 0 | 0 | 0 | 0 | 0 | 306 | 0 | 0
[8 empty] | 307 | January | Winter | Weekday | 0 | 0 | 0 | 0 | 0 | 0 | 0 | 0 | 0 | 0 | 0 | 0 | 0 | 0 | 0 | 0 | 0 | 0 | 0 | 0 | 0 | 0 | 0 | 0 | 0 | 0 | 0 | 0 | 0 | 0 | 307 | 0 | 0
[8 empty] | 308 | January | Winter | Weekday | 0 | 0 | 0 | 0 | 0 | 0 | 0 | 0 | 0 | 0 | 0 | 0 | 0 | 0 | 0 | 0 | 0 | 0 | 0 | 0 | 0 | 0 | 0 | 0 | 0 | 0 | 0 | 0 | 0 | 0 | 308 | 0 | 0
[8 empty] | 309 | January | Winter | Weekday | 0 | 0 | 0 | 0 | 0 | 0 | 0 | 0 | 0 | 0 | 0 | 0 | 0 | 0 | 0 | 0 | 0 | 0 | 0 | 0 | 0 | 0 | 0 | 0 | 0 | 0 | 0 | 0 | 0 | 0 | 309 | 0 | 0
[8 empty] | 310 | January | Winter | Weekday | 0 | 0 | 0 | 0 | 0 | 0 | 0 | 0 | 0 | 0 | 0 | 0 | 0 | 0 | 0 | 0 | 0 | 0 | 0 | 0 | 0 | 0 | 0 | 0 | 0 | 0 | 0 | 0 | 0 | 0 | 310 | 0 | 0
[8 empty] | 311 | January | Winter | Weekday | 0 | 0 | 0 | 0 | 0 | 0 | 0 | 0 | 0 | 0 | 0 | 0 | 0 | 0 | 0 | 0 | 0 | 0 | 0 | 0 | 0 | 0 | 0 | 0 | 0 | 0 | 0 | 0 | 0 | 0 | 311 | 0 | 0
[8 empty] | 312 | January | Winter | Weekday | 0 | 0 | 0 | 0 | 0 | 0 | 0 | 0 | 0 | 0 | 0 | 0 | 0 | 0 | 0 | 0 | 0 | 0 | 0 | 0 | 0 | 0 | 0 | 0 | 0 | 0 | 0 | 0 | 0 | 0 | 312 | 0 | 0
[8 empty] | 313 | January | Winter | Weekend | 0 | 0 | 0 | 0 | 0 | 0 | 0 | 0 | 0 | 0 | 0 | 0 | 0 | 0 | 0 | 0 | 0 | 0 | 0 | 0 | 0 | 0 | 0 | 0 | 0 | 4.8 | 4.8 | 0 | 0 | 0 | 313 | 0 | 0
[8 empty] | 314 | January | Winter | Weekend | 0 | 0 | 0 | 0 | 0 | 0 | 0 | 0 | 0 | 0 | 0 | 0 | 0 | 0 | 0 | 0 | 0 | 0 | 0 | 0 | 0 | 0 | 0 | 0 | 0 | 4.8 | 4.8 | 0 | 0 | 0 | 314 | 0 | 0
[8 empty] | 315 | January | Winter | Weekend | 0 | 0 | 0 | 0 | 0 | 0 | 0 | 0 | 0 | 0 | 0 | 0 | 0 | 0 | 0 | 0 | 0 | 0 | 0 | 0 | 0 | 0 | 0 | 0 | 0 | 4.8 | 4.8 | 0 | 0 | 0 | 315 | 0 | 0
[8 empty] | 316 | January | Winter | Weekend | 0 | 0 | 0 | 0 | 0 | 0 | 0 | 0 | 0 | 0 | 0 | 0 | 0 | 0 | 0 | 0 | 0 | 0 | 0 | 0 | 0 | 0 | 0 | 0 | 0 | 4.8 | 4.8 | 0 | 0 | 0 | 316 | 0 | 0
[8 empty] | 317 | January | Winter | Weekend | 0 | 0 | 0 | 0 | 0 | 0 | 0 | 0 | 0 | 0 | 0 | 0 | 0 | 0 | 0 | 0 | 0 | 0 | 0 | 0 | 0 | 0 | 0 | 0 | 0 | 4.8 | 4.8 | 0 | 0 | 0 | 317 | 0 | 0
[8 empty] | 318 | January | Winter | Weekend | 0 | 0 | 0 | 0 | 0 | 0 | 0 | 0 | 0 | 0 | 0 | 0 | 0 | 0 | 0 | 0 | 0 | 0 | 0 | 0 | 0 | 0 | 0 | 0 | 0 | 4.8 | 4.8 | 0 | 0 | 0 | 318 | 0 | 0
[8 empty] | 319 | January | Winter | Weekend | 0 | 0 | 0 | 0 | 0 | 0 | 0 | 0 | 0 | 0 | 0 | 0 | 0 | 0 | 0 | 0 | 0 | 0 | 0 | 0 | 0 | 0 | 0 | 0 | 0 | 1.2 | 1.2 | 0 | 0 | 0 | 319 | 0 | 0
[8 empty] | 320 | January | Winter | Weekend | 0 | 0 | 0 | 0 | 0 | 0 | 0 | 0 | 0 | 0 | 0 | 0 | 0 | 0 | 0 | 0 | 0 | 0 | 0 | 0 | 0 | 0 | 0 | 0 | 0 | 0 | 0 | 0 | 0 | 0 | 320 | 0 | 0
[8 empty] | 321 | January | Winter | Weekend | 0 | 0 | 0 | 0 | 0 | 0 | 0 | 0 | 0 | 0 | 0 | 0 | 0 | 0 | 0 | 0 | 0 | 0 | 0 | 0 | 0 | 0 | 0 | 0 | 0 | 0 | 0 | 0 | 0 | 0 | 321 | 0 | 0
[8 empty] | 322 | January | Winter | Weekend | 0 | 0 | 0 | 0 | 0 | 0 | 0 | 0 | 0 | 0 | 0 | 0 | 0 | 0 | 0 | 0 | 0 | 0 | 0 | 0 | 0 | 0 | 0 | 0 | 0 | 0 | 0 | 0 | 0 | 0 | 322 | 0 | 0
[8 empty] | 323 | January | Winter | Weekend | 0 | 0 | 0 | 0 | 0 | 0 | 0 | 0 | 0 | 0 | 0 | 0 | 0 | 0 | 0 | 0 | 0 | 0 | 0 | 0 | 0 | 0 | 0 | 0 | 0 | 0 | 0 | 0 | 0 | 0 | 323 | 0 | 0
[8 empty] | 324 | January | Winter | Weekend | 0 | 0 | 0 | 0 | 0 | 0 | 0 | 0 | 0 | 0 | 0 | 0 | 0 | 0 | 0 | 0 | 0 | 0 | 0 | 0 | 0 | 0 | 0 | 0 | 0 | 0 | 0 | 0 | 0 | 0 | 324 | 0 | 0
[8 empty] | 325 | January | Winter | Weekend | 0 | 0 | 0 | 0 | 0 | 0 | 0 | 0 | 0 | 0 | 0 | 0 | 0 | 0 | 0 | 0 | 0 | 0 | 0 | 0 | 0 | 0 | 0 | 0 | 0 | 0 | 0 | 0 | 0 | 0 | 325 | 0 | 0
[8 empty] | 326 | January | Winter | Weekend | 0 | 0 | 0 | 0 | 0 | 0 | 0 | 0 | 0 | 0 | 0 | 0 | 0 | 0 | 0 | 0 | 0 | 0 | 0 | 0 | 0 | 0 | 0 | 0 | 0 | 0 | 0 | 0 | 0 | 0 | 326 | 0 | 0
[8 empty] | 327 | January | Winter | Weekend | 0 | 0 | 0 | 0 | 0 | 0 | 0 | 0 | 0 | 0 | 0 | 0 | 0 | 0 | 0 | 0 | 0 | 0 | 0 | 0 | 0 | 0 | 0 | 0 | 0 | 0 | 0 | 0 | 0 | 0 | 327 | 0 | 0
[8 empty] | 328 | January | Winter | Weekend | 0 | 0 | 0 | 0 | 0 | 0 | 0 | 0 | 0 | 0 | 0 | 0 | 0 | 0 | 0 | 0 | 0 | 0 | 0 | 0 | 0 | 0 | 0 | 0 | 0 | 0 | 0 | 0 | 0 | 0 | 328 | 0 | 0
[8 empty] | 329 | January | Winter | Weekend | 0 | 0 | 0 | 0 | 0 | 0 | 0 | 0 | 0 | 0 | 0 | 0 | 0 | 0 | 0 | 0 | 0 | 0 | 0 | 0 | 0 | 0 | 0 | 0 | 0 | 0 | 0 | 0 | 0 | 0 | 329 | 0 | 0
[8 empty] | 330 | January | Winter | Weekend | 0 | 0 | 0 | 0 | 0 | 0 | 0 | 0 | 0 | 0 | 0 | 0 | 0 | 0 | 0 | 0 | 0 | 0 | 0 | 0 | 0 | 0 | 0 | 0 | 0 | 0 | 0 | 0 | 0 | 0 | 330 | 0 | 0
[8 empty] | 331 | January | Winter | Weekend | 0 | 0 | 0 | 0 | 0 | 0 | 0 | 0 | 0 | 0 | 0 | 0 | 0 | 0 | 0 | 0 | 0 | 0 | 0 | 0 | 0 | 0 | 0 | 0 | 0 | 0 | 0 | 0 | 0 | 0 | 331 | 0 | 0
[8 empty] | 332 | January | Winter | Weekend | 0 | 0 | 0 | 0 | 0 | 0 | 0 | 0 | 0 | 0 | 0 | 0 | 0 | 0 | 0 | 0 | 0 | 0 | 0 | 0 | 0 | 0 | 0 | 0 | 0 | 0 | 0 | 0 | 0 | 0 | 332 | 0 | 0
[8 empty] | 333 | January | Winter | Weekend | 0 | 0 | 0 | 0 | 0 | 0 | 0 | 0 | 0 | 0 | 0 | 0 | 0 | 0 | 0 | 0 | 0 | 0 | 0 | 0 | 0 | 0 | 0 | 0 | 0 | 0 | 0 | 0 | 0 | 0 | 333 | 0 | 0
[8 empty] | 334 | January | Winter | Weekend | 0 | 0 | 0 | 0 | 0 | 0 | 0 | 0 | 0 | 0 | 0 | 0 | 0 | 0 | 0 | 0 | 0 | 0 | 0 | 0 | 0 | 0 | 0 | 0 | 0 | 0 | 0 | 0 | 0 | 0 | 334 | 0 | 0
[8 empty] | 335 | January | Winter | Weekend | 0 | 0 | 0 | 0 | 0 | 0 | 0 | 0 | 0 | 0 | 0 | 0 | 0 | 0 | 0 | 0 | 0 | 0 | 0 | 0 | 0 | 0 | 0 | 0 | 0 | 0 | 0 | 0 | 0 | 0 | 335 | 0 | 0
[8 empty] | 336 | January | Winter | Weekend | 0 | 0 | 0 | 0 | 0 | 0 | 0 | 0 | 0 | 0 | 0 | 0 | 0 | 0 | 0 | 0 | 0 | 0 | 0 | 0 | 0 | 0 | 0 | 0 | 0 | 0 | 0 | 0 | 0 | 0 | 336 | 0 | 0
[8 empty] | 337 | January | Winter | Weekend | 0 | 0 | 0 | 0 | 0 | 0 | 0 | 0 | 0 | 0 | 0 | 0 | 0 | 0 | 0 | 0 | 0 | 0 | 0 | 0 | 0 | 0 | 0 | 0 | 0 | 4.8 | 4.8 | 0 | 0 | 0 | 337 | 0 | 0
[8 empty] | 338 | January | Winter | Weekend | 0 | 0 | 0 | 0 | 0 | 0 | 0 | 0 | 0 | 0 | 0 | 0 | 0 | 0 | 0 | 0 | 0 | 0 | 0 | 0 | 0 | 0 | 0 | 0 | 0 | 4.8 | 4.8 | 0 | 0 | 0 | 338 | 0 | 0
[8 empty] | 339 | January | Winter | Weekend | 0 | 0 | 0 | 0 | 0 | 0 | 0 | 0 | 0 | 0 | 0 | 0 | 0 | 0 | 0 | 0 | 0 | 0 | 0 | 0 | 0 | 0 | 0 | 0 | 0 | 4.8 | 4.8 | 0 | 0 | 0 | 339 | 0 | 0
[8 empty] | 340 | January | Winter | Weekend | 0 | 0 | 0 | 0 | 0 | 0 | 0 | 0 | 0 | 0 | 0 | 0 | 0 | 0 | 0 | 0 | 0 | 0 | 0 | 0 | 0 | 0 | 0 | 0 | 0 | 4.8 | 4.8 | 0 | 0 | 0 | 340 | 0 | 0
[8 empty] | 341 | January | Winter | Weekend | 0 | 0 | 0 | 0 | 0 | 0 | 0 | 0 | 0 | 0 | 0 | 0 | 0 | 0 | 0 | 0 | 0 | 0 | 0 | 0 | 0 | 0 | 0 | 0 | 0 | 4.8 | 4.8 | 0 | 0 | 0 | 341 | 0 | 0
[8 empty] | 342 | January | Winter | Weekend | 0 | 0 | 0 | 0 | 0 | 0 | 0 | 0 | 0 | 0 | 0 | 0 | 0 | 0 | 0 | 0 | 0 | 0 | 0 | 0 | 0 | 0 | 0 | 0 | 0 | 4.8 | 4.8 | 0 | 0 | 0 | 342 | 0 | 0
[8 empty] | 343 | January | Winter | Weekend | 0 | 0 | 0 | 0 | 0 | 0 | 0 | 0 | 0 | 0 | 0 | 0 | 0 | 0 | 0 | 0 | 0 | 0 | 0 | 0 | 0 | 0 | 0 | 0 | 0 | 1.2 | 1.2 | 0 | 0 | 0 | 343 | 0 | 0
[8 empty] | 344 | January | Winter | Weekend | 0 | 0 | 0 | 0 | 0 | 0 | 0 | 0 | 0 | 0 | 0 | 0 | 0 | 0 | 0 | 0 | 0 | 0 | 0 | 0 | 0 | 0 | 0 | 0 | 0 | 0 | 0 | 0 | 0 | 0 | 344 | 0 | 0
[8 empty] | 345 | January | Winter | Weekend | 0 | 0 | 0 | 0 | 0 | 0 | 0 | 0 | 0 | 0 | 0 | 0 | 0 | 0 | 0 | 0 | 0 | 0 | 0 | 0 | 0 | 0 | 0 | 0 | 0 | 0 | 0 | 0 | 0 | 0 | 345 | 0 | 0
[8 empty] | 346 | January | Winter | Weekend | 0 | 0 | 0 | 0 | 0 | 0 | 0 | 0 | 0 | 0 | 0 | 0 | 0 | 0 | 0 | 0 | 0 | 0 | 0 | 0 | 0 | 0 | 0 | 0 | 0 | 0 | 0 | 0 | 0 | 0 | 346 | 0 | 0
[8 empty] | 347 | January | Winter | Weekend | 0 | 0 | 0 | 0 | 0 | 0 | 0 | 0 | 0 | 0 | 0 | 0 | 0 | 0 | 0 | 0 | 0 | 0 | 0 | 0 | 0 | 0 | 0 | 0 | 0 | 0 | 0 | 0 | 0 | 0 | 347 | 0 | 0
[8 empty] | 348 | January | Winter | Weekend | 0 | 0 | 0 | 0 | 0 | 0 | 0 | 0 | 0 | 0 | 0 | 0 | 0 | 0 | 0 | 0 | 0 | 0 | 0 | 0 | 0 | 0 | 0 | 0 | 0 | 0 | 0 | 0 | 0 | 0 | 348 | 0 | 0
[8 empty] | 349 | January | Winter | Weekend | 0 | 0 | 0 | 0 | 0 | 0 | 0 | 0 | 0 | 0 | 0 | 0 | 0 | 0 | 0 | 0 | 0 | 0 | 0 | 0 | 0 | 0 | 0 | 0 | 0 | 0 | 0 | 0 | 0 | 0 | 349 | 0 | 0
[8 empty] | 350 | January | Winter | Weekend | 0 | 0 | 0 | 0 | 0 | 0 | 0 | 0 | 0 | 0 | 0 | 0 | 0 | 0 | 0 | 0 | 0 | 0 | 0 | 0 | 0 | 0 | 0 | 0 | 0 | 0 | 0 | 0 | 0 | 0 | 350 | 0 | 0
[8 empty] | 351 | January | Winter | Weekend | 0 | 0 | 0 | 0 | 0 | 0 | 0 | 0 | 0 | 0 | 0 | 0 | 0 | 0 | 0 | 0 | 0 | 0 | 0 | 0 | 0 | 0 | 0 | 0 | 0 | 0 | 0 | 0 | 0 | 0 | 351 | 0 | 0
[8 empty] | 352 | January | Winter | Weekend | 0 | 0 | 0 | 0 | 0 | 0 | 0 | 0 | 0 | 0 | 0 | 0 | 0 | 0 | 0 | 0 | 0 | 0 | 0 | 0 | 0 | 0 | 0 | 0 | 0 | 0 | 0 | 0 | 0 | 0 | 352 | 0 | 0
[8 empty] | 353 | January | Winter | Weekend | 0 | 0 | 0 | 0 | 0 | 0 | 0 | 0 | 0 | 0 | 0 | 0 | 0 | 0 | 0 | 0 | 0 | 0 | 0 | 0 | 0 | 0 | 0 | 0 | 0 | 0 | 0 | 0 | 0 | 0 | 353 | 0 | 0
[8 empty] | 354 | January | Winter | Weekend | 0 | 0 | 0 | 0 | 0 | 0 | 0 | 0 | 0 | 0 | 0 | 0 | 0 | 0 | 0 | 0 | 0 | 0 | 0 | 0 | 0 | 0 | 0 | 0 | 0 | 0 | 0 | 0 | 0 | 0 | 354 | 0 | 0
[8 empty] | 355 | January | Winter | Weekend | 0 | 0 | 0 | 0 | 0 | 0 | 0 | 0 | 0 | 0 | 0 | 0 | 0 | 0 | 0 | 0 | 0 | 0 | 0 | 0 | 0 | 0 | 0 | 0 | 0 | 0 | 0 | 0 | 0 | 0 | 355 | 0 | 0
[8 empty] | 356 | January | Winter | Weekend | 0 | 0 | 0 | 0 | 0 | 0 | 0 | 0 | 0 | 0 | 0 | 0 | 0 | 0 | 0 | 0 | 0 | 0 | 0 | 0 | 0 | 0 | 0 | 0 | 0 | 0 | 0 | 0 | 0 | 0 | 356 | 0 | 0
[8 empty] | 357 | January | Winter | Weekend | 0 | 0 | 0 | 0 | 0 | 0 | 0 | 0 | 0 | 0 | 0 | 0 | 0 | 0 | 0 | 0 | 0 | 0 | 0 | 0 | 0 | 0 | 0 | 0 | 0 | 0 | 0 | 0 | 0 | 0 | 357 | 0 | 0
[8 empty] | 358 | January | Winter | Weekend | 0 | 0 | 0 | 0 | 0 | 0 | 0 | 0 | 0 | 0 | 0 | 0 | 0 | 0 | 0 | 0 | 0 | 0 | 0 | 0 | 0 | 0 | 0 | 0 | 0 | 0 | 0 | 0 | 0 | 0 | 358 | 0 | 0
[8 empty] | 359 | January | Winter | Weekend | 0 | 0 | 0 | 0 | 0 | 0 | 0 | 0 | 0 | 0 | 0 | 0 | 0 | 0 | 0 | 0 | 0 | 0 | 0 | 0 | 0 | 0 | 0 | 0 | 0 | 0 | 0 | 0 | 0 | 0 | 359 | 0 | 0
[8 empty] | 360 | January | Winter | Weekend | 0 | 0 | 0 | 0 | 0 | 0 | 0 | 0 | 0 | 0 | 0 | 0 | 0 | 0 | 0 | 0 | 0 | 0 | 0 | 0 | 0 | 0 | 0 | 0 | 0 | 0 | 0 | 0 | 0 | 0 | 360 | 0 | 0
[8 empty] | 361 | January | Winter | Weekday | 0 | 0 | 0 | 0 | 0 | 0 | 0 | 0 | 0 | 0 | 0 | 0 | 0 | 0 | 0 | 0 | 0 | 0 | 0 | 0 | 0 | 0 | 0 | 0 | 0 | 4.8 | 4.8 | 0 | 0 | 0 | 361 | 0 | 0
[8 empty] | 362 | January | Winter | Weekday | 0 | 0 | 0 | 0 | 0 | 0 | 0 | 0 | 0 | 0 | 0 | 0 | 0 | 0 | 0 | 0 | 0 | 0 | 0 | 0 | 0 | 0 | 0 | 0 | 0 | 4.8 | 4.8 | 0 | 0 | 0 | 362 | 0 | 0
[8 empty] | 363 | January | Winter | Weekday | 0 | 0 | 0 | 0 | 0 | 0 | 0 | 0 | 0 | 0 | 0 | 0 | 0 | 0 | 0 | 0 | 0 | 0 | 0 | 0 | 0 | 0 | 0 | 0 | 0 | 4.8 | 4.8 | 0 | 0 | 0 | 363 | 0 | 0
[8 empty] | 364 | January | Winter | Weekday | 0 | 0 | 0 | 0 | 0 | 0 | 0 | 0 | 0 | 0 | 0 | 0 | 0 | 0 | 0 | 0 | 0 | 0 | 0 | 0 | 0 | 0 | 0 | 0 | 0 | 4.8 | 4.8 | 0 | 0 | 0 | 364 | 0 | 0
[8 empty] | 365 | January | Winter | Weekday | 0 | 0 | 0 | 0 | 0 | 0 | 0 | 0 | 0 | 0 | 0 | 0 | 0 | 0 | 0 | 0 | 0 | 0 | 0 | 0 | 0 | 0 | 0 | 0 | 0 | 4.8 | 4.8 | 0 | 0 | 0 | 365 | 0 | 0
[8 empty] | 366 | January | Winter | Weekday | 0 | 0 | 0 | 0 | 0 | 0 | 0 | 0 | 0 | 0 | 0 | 0 | 0 | 0 | 0 | 0 | 0 | 0 | 0 | 0 | 0 | 0 | 0 | 0 | 0 | 4.8 | 4.8 | 0 | 0 | 0
[8 empty] | 367 | January | Winter | Weekday | 0 | 0 | 0 | 0 | 0 | 0 | 0 | 0 | 0 | 0 | 0 | 0 | 0 | 0 | 0 | 0 | 0 | 0 | 0 | 0 | 0 | 0 | 0 | 0 | 0 | 1.2 | 1.2 | 0 | 0 | 0
[8 empty] | 368 | January | Winter | Weekday | 0 | 0 | 0 | 0 | 0 | 0 | 0 | 0 | 0 | 0 | 0 | 0 | 0 | 0 | 0 | 0 | 0 | 0 | 0 | 0 | 0 | 0 | 0 | 0 | 0 | 0 | 0 | 0 | 0 | 0
[8 empty] | 369 | January | Winter | Weekday | 0 | 0 | 0 | 0 | 0 | 0 | 0 | 0 | 0 | 0 | 0 | 0 | 0 | 0 | 0 | 0 | 0 | 0 | 0 | 0 | 0 | 0 | 0 | 0 | 0 | 0 | 0 | 0 | 0 | 0
[8 empty] | 370 | January | Winter | Weekday | 0 | 0 | 0 | 0 | 0 | 0 | 0 | 0 | 0 | 0 | 0 | 0 | 0 | 0 | 0 | 0 | 0 | 0 | 0 | 0 | 0 | 0 | 0 | 0 | 0 | 0 | 0 | 0 | 0 | 0
[8 empty] | 371 | January | Winter | Weekday | 0 | 0 | 0 | 0 | 0 | 0 | 0 | 0 | 0 | 0 | 0 | 0 | 0 | 0 | 0 | 0 | 0 | 0 | 0 | 0 | 0 | 0 | 0 | 0 | 0 | 0 | 0 | 0 | 0 | 0
[8 empty] | 372 | January | Winter | Weekday | 0 | 0 | 0 | 0 | 0 | 0 | 0 | 0 | 0 | 0 | 0 | 0 | 0 | 0 | 0 | 0 | 0 | 0 | 0 | 0 | 0 | 0 | 0 | 0 | 0 | 0 | 0 | 0 | 0 | 0
[8 empty] | 373 | January | Winter | Weekday | 0 | 0 | 0 | 0 | 0 | 0 | 0 | 0 | 0 | 0 | 0 | 0 | 0 | 0 | 0 | 0 | 0 | 0 | 0 | 0 | 0 | 0 | 0 | 0 | 0 | 0 | 0 | 0 | 0 | 0
[8 empty] | 374 | January | Winter | Weekday | 0 | 0 | 0 | 0 | 0 | 0 | 0 | 0 | 0 | 0 | 0 | 0 | 0 | 0 | 0 | 0 | 0 | 0 | 0 | 0 | 0 | 0 | 0 | 0 | 0 | 0 | 0 | 0 | 0 | 0
[8 empty] | 375 | January | Winter | Weekday | 0 | 0 | 0 | 0 | 0 | 0 | 0 | 0 | 0 | 0 | 0 | 0 | 0 | 0 | 0 | 0 | 0 | 0 | 0 | 0 | 0 | 0 | 0 | 0 | 0 | 0 | 0 | 0 | 0 | 0
[8 empty] | 376 | January | Winter | Weekday | 0 | 0 | 0 | 0 | 0 | 0 | 0 | 0 | 0 | 0 | 0 | 0 | 0 | 0 | 0 | 0 | 0 | 0 | 0 | 0 | 0 | 0 | 0 | 0 | 0 | 0 | 0 | 0 | 0 | 0
[8 empty] | 377 | January | Winter | Weekday | 0 | 0 | 0 | 0 | 0 | 0 | 0 | 0 | 0 | 0 | 0 | 0 | 0 | 0 | 0 | 0 | 0 | 0 | 0 | 0 | 0 | 0 | 0 | 0 | 0 | 0 | 0 | 0 | 0 | 0
[8 empty] | 378 | January | Winter | Weekday | 0 | 0 | 0 | 0 | 0 | 0 | 0 | 0 | 0 | 0 | 0 | 0 | 0 | 0 | 0 | 0 | 0 | 0 | 0 | 0 | 0 | 0 | 0 | 0 | 0 | 0 | 0 | 0 | 0 | 0
[8 empty] | 379 | January | Winter | Weekday | 0 | 0 | 0 | 0 | 0 | 0 | 0 | 0 | 0 | 0 | 0 | 0 | 0 | 0 | 0 | 0 | 0 | 0 | 0 | 0 | 0 | 0 | 0 | 0 | 0 | 0 | 0 | 0 | 0 | 0
[8 empty] | 380 | January | Winter | Weekday | 0 | 0 | 0 | 0 | 0 | 0 | 0 | 0 | 0 | 0 | 0 | 0 | 0 | 0 | 0 | 0 | 0 | 0 | 0 | 0 | 0 | 0 | 0 | 0 | 0 | 0 | 0 | 0 | 0 | 0
[8 empty] | 381 | January | Winter | Weekday | 0 | 0 | 0 | 0 | 0 | 0 | 0 | 0 | 0 | 0 | 0 | 0 | 0 | 0 | 0 | 0 | 0 | 0 | 0 | 0 | 0 | 0 | 0 | 0 | 0 | 0 | 0 | 0 | 0 | 0
[8 empty] | 382 | January | Winter | Weekday | 0 | 0 | 0 | 0 | 0 | 0 | 0 | 0 | 0 | 0 | 0 | 0 | 0 | 0 | 0 | 0 | 0 | 0 | 0 | 0 | 0 | 0 | 0 | 0 | 0 | 0 | 0 | 0 | 0 | 0
[8 empty] | 383 | January | Winter | Weekday | 0 | 0 | 0 | 0 | 0 | 0 | 0 | 0 | 0 | 0 | 0 | 0 | 0 | 0 | 0 | 0 | 0 | 0 | 0 | 0 | 0 | 0 | 0 | 0 | 0 | 0 | 0 | 0 | 0 | 0
[8 empty] | 384 | January | Winter | Weekday | 0 | 0 | 0 | 0 | 0 | 0 | 0 | 0 | 0 | 0 | 0 | 0 | 0 | 0 | 0 | 0 | 0 | 0 | 0 | 0 | 0 | 0 | 0 | 0 | 0 | 0 | 0 | 0 | 0 | 0
[8 empty] | 385 | January | Winter | Weekday | 0 | 0 | 0 | 0 | 0 | 0 | 0 | 0 | 0 | 0 | 0 | 0 | 0 | 0 | 0 | 0 | 0 | 0 | 0 | 0 | 0 | 0 | 0 | 0 | 0 | 4.8 | 4.8 | 0 | 0 | 0
[8 empty] | 386 | January | Winter | Weekday | 0 | 0 | 0 | 0 | 0 | 0 | 0 | 0 | 0 | 0 | 0 | 0 | 0 | 0 | 0 | 0 | 0 | 0 | 0 | 0 | 0 | 0 | 0 | 0 | 0 | 4.8 | 4.8 | 0 | 0 | 0
[8 empty] | 387 | January | Winter | Weekday | 0 | 0 | 0 | 0 | 0 | 0 | 0 | 0 | 0 | 0 | 0 | 0 | 0 | 0 | 0 | 0 | 0 | 0 | 0 | 0 | 0 | 0 | 0 | 0 | 0 | 4.8 | 4.8 | 0 | 0 | 0
[8 empty] | 388 | January | Winter | Weekday | 0 | 0 | 0 | 0 | 0 | 0 | 0 | 0 | 0 | 0 | 0 | 0 | 0 | 0 | 0 | 0 | 0 | 0 | 0 | 0 | 0 | 0 | 0 | 0 | 0 | 4.8 | 4.8 | 0 | 0 | 0
[8 empty] | 389 | January | Winter | Weekday | 0 | 0 | 0 | 0 | 0 | 0 | 0 | 0 | 0 | 0 | 0 | 0 | 0 | 0 | 0 | 0 | 0 | 0 | 0 | 0 | 0 | 0 | 0 | 0 | 0 | 4.8 | 4.8 | 0 | 0 | 0
[8 empty] | 390 | January | Winter | Weekday | 0 | 0 | 0 | 0 | 0 | 0 | 0 | 0 | 0 | 0 | 0 | 0 | 0 | 0 | 0 | 0 | 0 | 0 | 0 | 0 | 0 | 0 | 0 | 0 | 0 | 4.8 | 4.8 | 0 | 0 | 0
[8 empty] | 391 | January | Winter | Weekday | 0 | 0 | 0 | 0 | 0 | 0 | 0 | 0 | 0 | 0 | 0 | 0 | 0 | 0 | 0 | 0 | 0 | 0 | 0 | 0 | 0 | 0 | 0 | 0 | 0 | 1.2 | 1.2 | 0 | 0 | 0
[8 empty] | 392 | January | Winter | Weekday | 0 | 0 | 0 | 0 | 0 | 0 | 0 | 0 | 0 | 0 | 0 | 0 | 0 | 0 | 0 | 0 | 0 | 0 | 0 | 0 | 0 | 0 | 0 | 0 | 0 | 0 | 0 | 0 | 0 | 0
[8 empty] | 393 | January | Winter | Weekday | 0 | 0 | 0 | 0 | 0 | 0 | 0 | 0 | 0 | 0 | 0 | 0 | 0 | 0 | 0 | 0 | 0 | 0 | 0 | 0 | 0 | 0 | 0 | 0 | 0 | 0 | 0 | 0 | 0 | 0
[8 empty] | 394 | January | Winter | Weekday | 0 | 0 | 0 | 0 | 0 | 0 | 0 | 0 | 0 | 0 | 0 | 0 | 0 | 0 | 0 | 0 | 0 | 0 | 0 | 0 | 0 | 0 | 0 | 0 | 0 | 0 | 0 | 0 | 0 | 0
[8 empty] | 395 | January | Winter | Weekday | 0 | 0 | 0 | 0 | 0 | 0 | 0 | 0 | 0 | 0 | 0 | 0 | 0 | 0 | 0 | 0 | 0 | 0 | 0 | 0 | 0 | 0 | 0 | 0 | 0 | 0 | 0 | 0 | 0 | 0
[8 empty] | 396 | January | Winter | Weekday | 0 | 0 | 0 | 0 | 0 | 0 | 0 | 0 | 0 | 0 | 0 | 0 | 0 | 0 | 0 | 0 | 0 | 0 | 0 | 0 | 0 | 0 | 0 | 0 | 0 | 0 | 0 | 0 | 0 | 0
[8 empty] | 397 | January | Winter | Weekday | 0 | 0 | 0 | 0 | 0 | 0 | 0 | 0 | 0 | 0 | 0 | 0 | 0 | 0 | 0 | 0 | 0 | 0 | 0 | 0 | 0 | 0 | 0 | 0 | 0 | 0 | 0 | 0 | 0 | 0
[8 empty] | 398 | January | Winter | Weekday | 0 | 0 | 0 | 0 | 0 | 0 | 0 | 0 | 0 | 0 | 0 | 0 | 0 | 0 | 0 | 0 | 0 | 0 | 0 | 0 | 0 | 0 | 0 | 0 | 0 | 0 | 0 | 0 | 0 | 0
[8 empty] | 399 | January | Winter | Weekday | 0 | 0 | 0 | 0 | 0 | 0 | 0 | 0 | 0 | 0 | 0 | 0 | 0 | 0 | 0 | 0 | 0 | 0 | 0 | 0 | 0 | 0 | 0 | 0 | 0 | 0 | 0 | 0 | 0 | 0
[8 empty] | 400 | January | Winter | Weekday | 0 | 0 | 0 | 0 | 0 | 0 | 0 | 0 | 0 | 0 | 0 | 0 | 0 | 0 | 0 | 0 | 0 | 0 | 0 | 0 | 0 | 0 | 0 | 0 | 0 | 0 | 0 | 0 | 0 | 0
[8 empty] | 401 | January | Winter | Weekday | 0 | 0 | 0 | 0 | 0 | 0 | 0 | 0 | 0 | 0 | 0 | 0 | 0 | 0 | 0 | 0 | 0 | 0 | 0 | 0 | 0 | 0 | 0 | 0 | 0 | 0 | 0 | 0 | 0 | 0
[8 empty] | 402 | January | Winter | Weekday | 0 | 0 | 0 | 0 | 0 | 0 | 0 | 0 | 0 | 0 | 0 | 0 | 0 | 0 | 0 | 0 | 0 | 0 | 0 | 0 | 0 | 0 | 0 | 0 | 0 | 0 | 0 | 0 | 0 | 0
[8 empty] | 403 | January | Winter | Weekday | 0 | 0 | 0 | 0 | 0 | 0 | 0 | 0 | 0 | 0 | 0 | 0 | 0 | 0 | 0 | 0 | 0 | 0 | 0 | 0 | 0 | 0 | 0 | 0 | 0 | 0 | 0 | 0 | 0 | 0
[8 empty] | 404 | January | Winter | Weekday | 0 | 0 | 0 | 0 | 0 | 0 | 0 | 0 | 0 | 0 | 0 | 0 | 0 | 0 | 0 | 0 | 0 | 0 | 0 | 0 | 0 | 0 | 0 | 0 | 0 | 0 | 0 | 0 | 0 | 0
[8 empty] | 405 | January | Winter | Weekday | 0 | 0 | 0 | 0 | 0 | 0 | 0 | 0 | 0 | 0 | 0 | 0 | 0 | 0 | 0 | 0 | 0 | 0 | 0 | 0 | 0 | 0 | 0 | 0 | 0 | 0 | 0 | 0 | 0 | 0
[8 empty] | 406 | January | Winter | Weekday | 0 | 0 | 0 | 0 | 0 | 0 | 0 | 0 | 0 | 0 | 0 | 0 | 0 | 0 | 0 | 0 | 0 | 0 | 0 | 0 | 0 | 0 | 0 | 0 | 0 | 0 | 0 | 0 | 0 | 0
[8 empty] | 407 | January | Winter | Weekday | 0 | 0 | 0 | 0 | 0 | 0 | 0 | 0 | 0 | 0 | 0 | 0 | 0 | 0 | 0 | 0 | 0 | 0 | 0 | 0 | 0 | 0 | 0 | 0 | 0 | 0 | 0 | 0 | 0 | 0
[8 empty] | 408 | January | Winter | Weekday | 0 | 0 | 0 | 0 | 0 | 0 | 0 | 0 | 0 | 0 | 0 | 0 | 0 | 0 | 0 | 0 | 0 | 0 | 0 | 0 | 0 | 0 | 0 | 0 | 0 | 0 | 0 | 0 | 0 | 0
[8 empty] | 409 | January | Winter | Weekday | 0 | 0 | 0 | 0 | 0 | 0 | 0 | 0 | 0 | 0 | 0 | 0 | 0 | 0 | 0 | 0 | 0 | 0 | 0 | 0 | 0 | 0 | 0 | 0 | 0 | 4.8 | 4.8 | 0 | 0 | 0
[8 empty] | 410 | January | Winter | Weekday | 0 | 0 | 0 | 0 | 0 | 0 | 0 | 0 | 0 | 0 | 0 | 0 | 0 | 0 | 0 | 0 | 0 | 0 | 0 | 0 | 0 | 0 | 0 | 0 | 0 | 4.8 | 4.8 | 0 | 0 | 0
[8 empty] | 411 | January | Winter | Weekday | 0 | 0 | 0 | 0 | 0 | 0 | 0 | 0 | 0 | 0 | 0 | 0 | 0 | 0 | 0 | 0 | 0 | 0 | 0 | 0 | 0 | 0 | 0 | 0 | 0 | 4.8 | 4.8 | 0 | 0 | 0
[8 empty] | 412 | January | Winter | Weekday | 0 | 0 | 0 | 0 | 0 | 0 | 0 | 0 | 0 | 0 | 0 | 0 | 0 | 0 | 0 | 0 | 0 | 0 | 0 | 0 | 0 | 0 | 0 | 0 | 0 | 4.8 | 4.8 | 0 | 0 | 0
[8 empty] | 413 | January | Winter | Weekday | 0 | 0 | 0 | 0 | 0 | 0 | 0 | 0 | 0 | 0 | 0 | 0 | 0 | 0 | 0 | 0 | 0 | 0 | 0 | 0 | 0 | 0 | 0 | 0 | 0 | 4.8 | 4.8 | 0 | 0 | 0
[8 empty] | 414 | January | Winter | Weekday | 0 | 0 | 0 | 0 | 0 | 0 | 0 | 0 | 0 | 0 | 0 | 0 | 0 | 0 | 0 | 0 | 0 | 0 | 0 | 0 | 0 | 0 | 0 | 0 | 0 | 4.8 | 4.8 | 0 | 0 | 0
[8 empty] | 415 | January | Winter | Weekday | 0 | 0 | 0 | 0 | 0 | 0 | 0 | 0 | 0 | 0 | 0 | 0 | 0 | 0 | 0 | 0 | 0 | 0 | 0 | 0 | 0 | 0 | 0 | 0 | 0 | 1.2 | 1.2 | 0 | 0 | 0
[8 empty] | 416 | January | Winter | Weekday | 0 | 0 | 0 | 0 | 0 | 0 | 0 | 0 | 0 | 0 | 0 | 0 | 0 | 0 | 0 | 0 | 0 | 0 | 0 | 0 | 0 | 0 | 0 | 0 | 0 | 0 | 0 | 0 | 0 | 0
[8 empty] | 417 | January | Winter | Weekday | 0 | 0 | 0 | 0 | 0 | 0 | 0 | 0 | 0 | 0 | 0 | 0 | 0 | 0 | 0 | 0 | 0 | 0 | 0 | 0 | 0 | 0 | 0 | 0 | 0 | 0 | 0 | 0 | 0 | 0
[8 empty] | 418 | January | Winter | Weekday | 0 | 0 | 0 | 0 | 0 | 0 | 0 | 0 | 0 | 0 | 0 | 0 | 0 | 0 | 0 | 0 | 0 | 0 | 0 | 0 | 0 | 0 | 0 | 0 | 0 | 0 | 0 | 0 | 0 | 0
[8 empty] | 419 | January | Winter | Weekday | 0 | 0 | 0 | 0 | 0 | 0 | 0 | 0 | 0 | 0 | 0 | 0 | 0 | 0 | 0 | 0 | 0 | 0 | 0 | 0 | 0 | 0 | 0 | 0 | 0 | 0 | 0 | 0 | 0 | 0
[8 empty] | 420 | January | Winter | Weekday | 0 | 0 | 0 | 0 | 0 | 0 | 0 | 0 | 0 | 0 | 0 | 0 | 0 | 0 | 0 | 0 | 0 | 0 | 0 | 0 | 0 | 0 | 0 | 0 | 0 | 0 | 0 | 0 | 0 | 0
[8 empty] | 421 | January | Winter | Weekday | 0 | 0 | 0 | 0 | 0 | 0 | 0 | 0 | 0 | 0 | 0 | 0 | 0 | 0 | 0 | 0 | 0 | 0 | 0 | 0 | 0 | 0 | 0 | 0 | 0 | 0 | 0 | 0 | 0 | 0
[8 empty] | 422 | January | Winter | Weekday | 0 | 0 | 0 | 0 | 0 | 0 | 0 | 0 | 0 | 0 | 0 | 0 | 0 | 0 | 0 | 0 | 0 | 0 | 0 | 0 | 0 | 0 | 0 | 0 | 0 | 0 | 0 | 0 | 0 | 0
[8 empty] | 423 | January | Winter | Weekday | 0 | 0 | 0 | 0 | 0 | 0 | 0 | 0 | 0 | 0 | 0 | 0 | 0 | 0 | 0 | 0 | 0 | 0 | 0 | 0 | 0 | 0 | 0 | 0 | 0 | 0 | 0 | 0 | 0 | 0
[8 empty] | 424 | January | Winter | Weekday | 0 | 0 | 0 | 0 | 0 | 0 | 0 | 0 | 0 | 0 | 0 | 0 | 0 | 0 | 0 | 0 | 0 | 0 | 0 | 0 | 0 | 0 | 0 | 0 | 0 | 0 | 0 | 0 | 0 | 0
[8 empty] | 425 | January | Winter | Weekday | 0 | 0 | 0 | 0 | 0 | 0 | 0 | 0 | 0 | 0 | 0 | 0 | 0 | 0 | 0 | 0 | 0 | 0 | 0 | 0 | 0 | 0 | 0 | 0 | 0 | 0 | 0 | 0 | 0 | 0
[8 empty] | 426 | January | Winter | Weekday | 0 | 0 | 0 | 0 | 0 | 0 | 0 | 0 | 0 | 0 | 0 | 0 | 0 | 0 | 0 | 0 | 0 | 0 | 0 | 0 | 0 | 0 | 0 | 0 | 0 | 0 | 0 | 0 | 0 | 0
[8 empty] | 427 | January | Winter | Weekday | 0 | 0 | 0 | 0 | 0 | 0 | 0 | 0 | 0 | 0 | 0 | 0 | 0 | 0 | 0 | 0 | 0 | 0 | 0 | 0 | 0 | 0 | 0 | 0 | 0 | 0 | 0 | 0 | 0 | 0
[8 empty] | 428 | January | Winter | Weekday | 0 | 0 | 0 | 0 | 0 | 0 | 0 | 0 | 0 | 0 | 0 | 0 | 0 | 0 | 0 | 0 | 0 | 0 | 0 | 0 | 0 | 0 | 0 | 0 | 0 | 0 | 0 | 0 | 0 | 0
[8 empty] | 429 | January | Winter | Weekday | 0 | 0 | 0 | 0 | 0 | 0 | 0 | 0 | 0 | 0 | 0 | 0 | 0 | 0 | 0 | 0 | 0 | 0 | 0 | 0 | 0 | 0 | 0 | 0 | 0 | 0 | 0 | 0 | 0 | 0
[8 empty] | 430 | January | Winter | Weekday | 0 | 0 | 0 | 0 | 0 | 0 | 0 | 0 | 0 | 0 | 0 | 0 | 0 | 0 | 0 | 0 | 0 | 0 | 0 | 0 | 0 | 0 | 0 | 0 | 0 | 0 | 0 | 0 | 0 | 0
[8 empty] | 431 | January | Winter | Weekday | 0 | 0 | 0 | 0 | 0 | 0 | 0 | 0 | 0 | 0 | 0 | 0 | 0 | 0 | 0 | 0 | 0 | 0 | 0 | 0 | 0 | 0 | 0 | 0 | 0 | 0 | 0 | 0 | 0 | 0
[8 empty] | 432 | January | Winter | Weekday | 0 | 0 | 0 | 0 | 0 | 0 | 0 | 0 | 0 | 0 | 0 | 0 | 0 | 0 | 0 | 0 | 0 | 0 | 0 | 0 | 0 | 0 | 0 | 0 | 0 | 0 | 0 | 0 | 0 | 0
[8 empty] | 433 | January | Winter | Weekday | 0 | 0 | 0 | 0 | 0 | 0 | 0 | 0 | 0 | 0 | 0 | 0 | 0 | 0 | 0 | 0 | 0 | 0 | 0 | 0 | 0 | 0 | 0 | 0 | 0 | 4.8 | 4.8 | 0 | 0 | 0
[8 empty] | 434 | January | Winter | Weekday | 0 | 0 | 0 | 0 | 0 | 0 | 0 | 0 | 0 | 0 | 0 | 0 | 0 | 0 | 0 | 0 | 0 | 0 | 0 | 0 | 0 | 0 | 0 | 0 | 0 | 4.8 | 4.8 | 0 | 0 | 0
[8 empty] | 435 | January | Winter | Weekday | 0 | 0 | 0 | 0 | 0 | 0 | 0 | 0 | 0 | 0 | 0 | 0 | 0 | 0 | 0 | 0 | 0 | 0 | 0 | 0 | 0 | 0 | 0 | 0 | 0 | 4.8 | 4.8 | 0 | 0 | 0
[8 empty] | 436 | January | Winter | Weekday | 0 | 0 | 0 | 0 | 0 | 0 | 0 | 0 | 0 | 0 | 0 | 0 | 0 | 0 | 0 | 0 | 0 | 0 | 0 | 0 | 0 | 0 | 0 | 0 | 0 | 4.8 | 4.8 | 0 | 0 | 0
[8 empty] | 437 | January | Winter | Weekday | 0 | 0 | 0 | 0 | 0 | 0 | 0 | 0 | 0 | 0 | 0 | 0 | 0 | 0 | 0 | 0 | 0 | 0 | 0 | 0 | 0 | 0 | 0 | 0 | 0 | 4.8 | 4.8 | 0 | 0 | 0
[8 empty] | 438 | January | Winter | Weekday | 0 | 0 | 0 | 0 | 0 | 0 | 0 | 0 | 0 | 0 | 0 | 0 | 0 | 0 | 0 | 0 | 0 | 0 | 0 | 0 | 0 | 0 | 0 | 0 | 0 | 4.8 | 4.8 | 0 | 0 | 0
[8 empty] | 439 | January | Winter | Weekday | 0 | 0 | 0 | 0 | 0 | 0 | 0 | 0 | 0 | 0 | 0 | 0 | 0 | 0 | 0 | 0 | 0 | 0 | 0 | 0 | 0 | 0 | 0 | 0 | 0 | 1.2 | 1.2 | 0 | 0 | 0
[8 empty] | 440 | January | Winter | Weekday | 0 | 0 | 0 | 0 | 0 | 0 | 0 | 0 | 0 | 0 | 0 | 0 | 0 | 0 | 0 | 0 | 0 | 0 | 0 | 0 | 0 | 0 | 0 | 0 | 0 | 0 | 0 | 0 | 0 | 0
[8 empty] | 441 | January | Winter | Weekday | 0 | 0 | 0 | 0 | 0 | 0 | 0 | 0 | 0 | 0 | 0 | 0 | 0 | 0 | 0 | 0 | 0 | 0 | 0 | 0 | 0 | 0 | 0 | 0 | 0 | 0 | 0 | 0 | 0 | 0
[8 empty] | 442 | January | Winter | Weekday | 0 | 0 | 0 | 0 | 0 | 0 | 0 | 0 | 0 | 0 | 0 | 0 | 0 | 0 | 0 | 0 | 0 | 0 | 0 | 0 | 0 | 0 | 0 | 0 | 0 | 0 | 0 | 0 | 0 | 0
[8 empty] | 443 | January | Winter | Weekday | 0 | 0 | 0 | 0 | 0 | 0 | 0 | 0 | 0 | 0 | 0 | 0 | 0 | 0 | 0 | 0 | 0 | 0 | 0 | 0 | 0 | 0 | 0 | 0 | 0 | 0 | 0 | 0 | 0 | 0
[8 empty] | 444 | January | Winter | Weekday | 0 | 0 | 0 | 0 | 0 | 0 | 0 | 0 | 0 | 0 | 0 | 0 | 0 | 0 | 0 | 0 | 0 | 0 | 0 | 0 | 0 | 0 | 0 | 0 | 0 | 0 | 0 | 0 | 0 | 0
[8 empty] | 445 | January | Winter | Weekday | 0 | 0 | 0 | 0 | 0 | 0 | 0 | 0 | 0 | 0 | 0 | 0 | 0 | 0 | 0 | 0 | 0 | 0 | 0 | 0 | 0 | 0 | 0 | 0 | 0 | 0 | 0 | 0 | 0 | 0
[8 empty] | 446 | January | Winter | Weekday | 0 | 0 | 0 | 0 | 0 | 0 | 0 | 0 | 0 | 0 | 0 | 0 | 0 | 0 | 0 | 0 | 0 | 0 | 0 | 0 | 0 | 0 | 0 | 0 | 0 | 0 | 0 | 0 | 0 | 0
[8 empty] | 447 | January | Winter | Weekday | 0 | 0 | 0 | 0 | 0 | 0 | 0 | 0 | 0 | 0 | 0 | 0 | 0 | 0 | 0 | 0 | 0 | 0 | 0 | 0 | 0 | 0 | 0 | 0 | 0 | 0 | 0 | 0 | 0 | 0
[8 empty] | 448 | January | Winter | Weekday | 0 | 0 | 0 | 0 | 0 | 0 | 0 | 0 | 0 | 0 | 0 | 0 | 0 | 0 | 0 | 0 | 0 | 0 | 0 | 0 | 0 | 0 | 0 | 0 | 0 | 0 | 0 | 0 | 0 | 0
[8 empty] | 449 | January | Winter | Weekday | 0 | 0 | 0 | 0 | 0 | 0 | 0 | 0 | 0 | 0 | 0 | 0 | 0 | 0 | 0 | 0 | 0 | 0 | 0 | 0 | 0 | 0 | 0 | 0 | 0 | 0 | 0 | 0 | 0 | 0
[8 empty] | 450 | January | Winter | Weekday | 0 | 0 | 0 | 0 | 0 | 0 | 0 | 0 | 0 | 0 | 0 | 0 | 0 | 0 | 0 | 0 | 0 | 0 | 0 | 0 | 0 | 0 | 0 | 0 | 0 | 0 | 0 | 0 | 0 | 0
[8 empty] | 451 | January | Winter | Weekday | 0 | 0 | 0 | 0 | 0 | 0 | 0 | 0 | 0 | 0 | 0 | 0 | 0 | 0 | 0 | 0 | 0 | 0 | 0 | 0 | 0 | 0 | 0 | 0 | 0 | 0 | 0 | 0 | 0 | 0
[8 empty] | 452 | January | Winter | Weekday | 0 | 0 | 0 | 0 | 0 | 0 | 0 | 0 | 0 | 0 | 0 | 0 | 0 | 0 | 0 | 0 | 0 | 0 | 0 | 0 | 0 | 0 | 0 | 0 | 0 | 0 | 0 | 0 | 0 | 0
[8 empty] | 453 | January | Winter | Weekday | 0 | 0 | 0 | 0 | 0 | 0 | 0 | 0 | 0 | 0 | 0 | 0 | 0 | 0 | 0 | 0 | 0 | 0 | 0 | 0 | 0 | 0 | 0 | 0 | 0 | 0 | 0 | 0 | 0 | 0
[8 empty] | 454 | January | Winter | Weekday | 0 | 0 | 0 | 0 | 0 | 0 | 0 | 0 | 0 | 0 | 0 | 0 | 0 | 0 | 0 | 0 | 0 | 0 | 0 | 0 | 0 | 0 | 0 | 0 | 0 | 0 | 0 | 0 | 0 | 0
[8 empty] | 455 | January | Winter | Weekday | 0 | 0 | 0 | 0 | 0 | 0 | 0 | 0 | 0 | 0 | 0 | 0 | 0 | 0 | 0 | 0 | 0 | 0 | 0 | 0 | 0 | 0 | 0 | 0 | 0 | 0 | 0 | 0 | 0 | 0
[8 empty] | 456 | January | Winter | Weekday | 0 | 0 | 0 | 0 | 0 | 0 | 0 | 0 | 0 | 0 | 0 | 0 | 0 | 0 | 0 | 0 | 0 | 0 | 0 | 0 | 0 | 0 | 0 | 0 | 0 | 0 | 0 | 0 | 0 | 0
[8 empty] | 457 | January | Winter | Weekday | 0 | 0 | 0 | 0 | 0 | 0 | 0 | 0 | 0 | 0 | 0 | 0 | 0 | 0 | 0 | 0 | 0 | 0 | 0 | 0 | 0 | 0 | 0 | 0 | 0 | 4.8 | 4.8 | 0 | 0 | 0
[8 empty] | 458 | January | Winter | Weekday | 0 | 0 | 0 | 0 | 0 | 0 | 0 | 0 | 0 | 0 | 0 | 0 | 0 | 0 | 0 | 0 | 0 | 0 | 0 | 0 | 0 | 0 | 0 | 0 | 0 | 4.8 | 4.8 | 0 | 0 | 0
[8 empty] | 459 | January | Winter | Weekday | 0 | 0 | 0 | 0 | 0 | 0 | 0 | 0 | 0 | 0 | 0 | 0 | 0 | 0 | 0 | 0 | 0 | 0 | 0 | 0 | 0 | 0 | 0 | 0 | 0 | 4.8 | 4.8 | 0 | 0 | 0
[8 empty] | 460 | January | Winter | Weekday | 0 | 0 | 0 | 0 | 0 | 0 | 0 | 0 | 0 | 0 | 0 | 0 | 0 | 0 | 0 | 0 | 0 | 0 | 0 | 0 | 0 | 0 | 0 | 0 | 0 | 4.8 | 4.8 | 0 | 0 | 0
[8 empty] | 461 | January | Winter | Weekday | 0 | 0 | 0 | 0 | 0 | 0 | 0 | 0 | 0 | 0 | 0 | 0 | 0 | 0 | 0 | 0 | 0 | 0 | 0 | 0 | 0 | 0 | 0 | 0 | 0 | 4.8 | 4.8 | 0 | 0 | 0
[8 empty] | 462 | January | Winter | Weekday | 0 | 0 | 0 | 0 | 0 | 0 | 0 | 0 | 0 | 0 | 0 | 0 | 0 | 0 | 0 | 0 | 0 | 0 | 0 | 0 | 0 | 0 | 0 | 0 | 0 | 4.8 | 4.8 | 0 | 0 | 0
[8 empty] | 463 | January | Winter | Weekday | 0 | 0 | 0 | 0 | 0 | 0 | 0 | 0 | 0 | 0 | 0 | 0 | 0 | 0 | 0 | 0 | 0 | 0 | 0 | 0 | 0 | 0 | 0 | 0 | 0 | 1.2 | 1.2 | 0 | 0 | 0
[8 empty] | 464 | January | Winter | Weekday | 0 | 0 | 0 | 0 | 0 | 0 | 0 | 0 | 0 | 0 | 0 | 0 | 0 | 0 | 0 | 0 | 0 | 0 | 0 | 0 | 0 | 0 | 0 | 0 | 0 | 0 | 0 | 0 | 0 | 0
[8 empty] | 465 | January | Winter | Weekday | 0 | 0 | 0 | 0 | 0 | 0 | 0 | 0 | 0 | 0 | 0 | 0 | 0 | 0 | 0 | 0 | 0 | 0 | 0 | 0 | 0 | 0 | 0 | 0 | 0 | 0 | 0 | 0 | 0 | 0
[8 empty] | 466 | January | Winter | Weekday | 0 | 0 | 0 | 0 | 0 | 0 | 0 | 0 | 0 | 0 | 0 | 0 | 0 | 0 | 0 | 0 | 0 | 0 | 0 | 0 | 0 | 0 | 0 | 0 | 0 | 0 | 0 | 0 | 0 | 0
[8 empty] | 467 | January | Winter | Weekday | 0 | 0 | 0 | 0 | 0 | 0 | 0 | 0 | 0 | 0 | 0 | 0 | 0 | 0 | 0 | 0 | 0 | 0 | 0 | 0 | 0 | 0 | 0 | 0 | 0 | 0 | 0 | 0 | 0 | 0
[8 empty] | 468 | January | Winter | Weekday | 0 | 0 | 0 | 0 | 0 | 0 | 0 | 0 | 0 | 0 | 0 | 0 | 0 | 0 | 0 | 0 | 0 | 0 | 0 | 0 | 0 | 0 | 0 | 0 | 0 | 0 | 0 | 0 | 0 | 0
[8 empty] | 469 | January | Winter | Weekday | 0 | 0 | 0 | 0 | 0 | 0 | 0 | 0 | 0 | 0 | 0 | 0 | 0 | 0 | 0 | 0 | 0 | 0 | 0 | 0 | 0 | 0 | 0 | 0 | 0 | 0 | 0 | 0 | 0 | 0
[8 empty] | 470 | January | Winter | Weekday | 0 | 0 | 0 | 0 | 0 | 0 | 0 | 0 | 0 | 0 | 0 | 0 | 0 | 0 | 0 | 0 | 0 | 0 | 0 | 0 | 0 | 0 | 0 | 0 | 0 | 0 | 0 | 0 | 0 | 0
[8 empty] | 471 | January | Winter | Weekday | 0 | 0 | 0 | 0 | 0 | 0 | 0 | 0 | 0 | 0 | 0 | 0 | 0 | 0 | 0 | 0 | 0 | 0 | 0 | 0 | 0 | 0 | 0 | 0 | 0 | 0 | 0 | 0 | 0 | 0
[8 empty] | 472 | January | Winter | Weekday | 0 | 0 | 0 | 0 | 0 | 0 | 0 | 0 | 0 | 0 | 0 | 0 | 0 | 0 | 0 | 0 | 0 | 0 | 0 | 0 | 0 | 0 | 0 | 0 | 0 | 0 | 0 | 0 | 0 | 0
[8 empty] | 473 | January | Winter | Weekday | 0 | 0 | 0 | 0 | 0 | 0 | 0 | 0 | 0 | 0 | 0 | 0 | 0 | 0 | 0 | 0 | 0 | 0 | 0 | 0 | 0 | 0 | 0 | 0 | 0 | 0 | 0 | 0 | 0 | 0
[8 empty] | 474 | January | Winter | Weekday | 0 | 0 | 0 | 0 | 0 | 0 | 0 | 0 | 0 | 0 | 0 | 0 | 0 | 0 | 0 | 0 | 0 | 0 | 0 | 0 | 0 | 0 | 0 | 0 | 0 | 0 | 0 | 0 | 0 | 0
[8 empty] | 475 | January | Winter | Weekday | 0 | 0 | 0 | 0 | 0 | 0 | 0 | 0 | 0 | 0 | 0 | 0 | 0 | 0 | 0 | 0 | 0 | 0 | 0 | 0 | 0 | 0 | 0 | 0 | 0 | 0 | 0 | 0 | 0 | 0
[8 empty] | 476 | January | Winter | Weekday | 0 | 0 | 0 | 0 | 0 | 0 | 0 | 0 | 0 | 0 | 0 | 0 | 0 | 0 | 0 | 0 | 0 | 0 | 0 | 0 | 0 | 0 | 0 | 0 | 0 | 0 | 0 | 0 | 0 | 0
[8 empty] | 477 | January | Winter | Weekday | 0 | 0 | 0 | 0 | 0 | 0 | 0 | 0 | 0 | 0 | 0 | 0 | 0 | 0 | 0 | 0 | 0 | 0 | 0 | 0 | 0 | 0 | 0 | 0 | 0 | 0 | 0 | 0 | 0 | 0
[8 empty] | 478 | January | Winter | Weekday | 0 | 0 | 0 | 0 | 0 | 0 | 0 | 0 | 0 | 0 | 0 | 0 | 0 | 0 | 0 | 0 | 0 | 0 | 0 | 0 | 0 | 0 | 0 | 0 | 0 | 0 | 0 | 0 | 0 | 0
[8 empty] | 479 | January | Winter | Weekday | 0 | 0 | 0 | 0 | 0 | 0 | 0 | 0 | 0 | 0 | 0 | 0 | 0 | 0 | 0 | 0 | 0 | 0 | 0 | 0 | 0 | 0 | 0 | 0 | 0 | 0 | 0 | 0 | 0 | 0
[8 empty] | 480 | January | Winter | Weekday | 0 | 0 | 0 | 0 | 0 | 0 | 0 | 0 | 0 | 0 | 0 | 0 | 0 | 0 | 0 | 0 | 0 | 0 | 0 | 0 | 0 | 0 | 0 | 0 | 0 | 0 | 0 | 0 | 0 | 0
[8 empty] | 481 | January | Winter | Weekend | 0 | 0 | 0 | 0 | 0 | 0 | 0 | 0 | 0 | 0 | 0 | 0 | 0 | 0 | 0 | 0 | 0 | 0 | 0 | 0 | 0 | 0 | 0 | 0 | 0 | 4.8 | 4.8 | 0 | 0 | 0
[8 empty] | 482 | January | Winter | Weekend | 0 | 0 | 0 | 0 | 0 | 0 | 0 | 0 | 0 | 0 | 0 | 0 | 0 | 0 | 0 | 0 | 0 | 0 | 0 | 0 | 0 | 0 | 0 | 0 | 0 | 4.8 | 4.8 | 0 | 0 | 0
[8 empty] | 483 | January | Winter | Weekend | 0 | 0 | 0 | 0 | 0 | 0 | 0 | 0 | 0 | 0 | 0 | 0 | 0 | 0 | 0 | 0 | 0 | 0 | 0 | 0 | 0 | 0 | 0 | 0 | 0 | 4.8 | 4.8 | 0 | 0 | 0
[8 empty] | 484 | January | Winter | Weekend | 0 | 0 | 0 | 0 | 0 | 0 | 0 | 0 | 0 | 0 | 0 | 0 | 0 | 0 | 0 | 0 | 0 | 0 | 0 | 0 | 0 | 0 | 0 | 0 | 0 | 4.8 | 4.8 | 0 | 0 | 0
[8 empty] | 485 | January | Winter | Weekend | 0 | 0 | 0 | 0 | 0 | 0 | 0 | 0 | 0 | 0 | 0 | 0 | 0 | 0 | 0 | 0 | 0 | 0 | 0 | 0 | 0 | 0 | 0 | 0 | 0 | 4.8 | 4.8 | 0 | 0 | 0
[8 empty] | 486 | January | Winter | Weekend | 0 | 0 | 0 | 0 | 0 | 0 | 0 | 0 | 0 | 0 | 0 | 0 | 0 | 0 | 0 | 0 | 0 | 0 | 0 | 0 | 0 | 0 | 0 | 0 | 0 | 4.8 | 4.8 | 0 | 0 | 0
[8 empty] | 487 | January | Winter | Weekend | 0 | 0 | 0 | 0 | 0 | 0 | 0 | 0 | 0 | 0 | 0 | 0 | 0 | 0 | 0 | 0 | 0 | 0 | 0 | 0 | 0 | 0 | 0 | 0 | 0 | 1.2 | 1.2 | 0 | 0 | 0
[8 empty] | 488 | January | Winter | Weekend | 0 | 0 | 0 | 0 | 0 | 0 | 0 | 0 | 0 | 0 | 0 | 0 | 0 | 0 | 0 | 0 | 0 | 0 | 0 | 0 | 0 | 0 | 0 | 0 | 0 | 0 | 0 | 0 | 0 | 0
[8 empty] | 489 | January | Winter | Weekend | 0 | 0 | 0 | 0 | 0 | 0 | 0 | 0 | 0 | 0 | 0 | 0 | 0 | 0 | 0 | 0 | 0 | 0 | 0 | 0 | 0 | 0 | 0 | 0 | 0 | 0 | 0 | 0 | 0 | 0
[8 empty] | 490 | January | Winter | Weekend | 0 | 0 | 0 | 0 | 0 | 0 | 0 | 0 | 0 | 0 | 0 | 0 | 0 | 0 | 0 | 0 | 0 | 0 | 0 | 0 | 0 | 0 | 0 | 0 | 0 | 0 | 0 | 0 | 0 | 0
[8 empty] | 491 | January | Winter | Weekend | 0 | 0 | 0 | 0 | 0 | 0 | 0 | 0 | 0 | 0 | 0 | 0 | 0 | 0 | 0 | 0 | 0 | 0 | 0 | 0 | 0 | 0 | 0 | 0 | 0 | 0 | 0 | 0 | 0 | 0
[8 empty] | 492 | January | Winter | Weekend | 0 | 0 | 0 | 0 | 0 | 0 | 0 | 0 | 0 | 0 | 0 | 0 | 0 | 0 | 0 | 0 | 0 | 0 | 0 | 0 | 0 | 0 | 0 | 0 | 0 | 0 | 0 | 0 | 0 | 0
[8 empty] | 493 | January | Winter | Weekend | 0 | 0 | 0 | 0 | 0 | 0 | 0 | 0 | 0 | 0 | 0 | 0 | 0 | 0 | 0 | 0 | 0 | 0 | 0 | 0 | 0 | 0 | 0 | 0 | 0 | 0 | 0 | 0 | 0 | 0
[8 empty] | 494 | January | Winter | Weekend | 0 | 0 | 0 | 0 | 0 | 0 | 0 | 0 | 0 | 0 | 0 | 0 | 0 | 0 | 0 | 0 | 0 | 0 | 0 | 0 | 0 | 0 | 0 | 0 | 0 | 0 | 0 | 0 | 0 | 0
[8 empty] | 495 | January | Winter | Weekend | 0 | 0 | 0 | 0 | 0 | 0 | 0 | 0 | 0 | 0 | 0 | 0 | 0 | 0 | 0 | 0 | 0 | 0 | 0 | 0 | 0 | 0 | 0 | 0 | 0 | 0 | 0 | 0 | 0 | 0
[8 empty] | 496 | January | Winter | Weekend | 0 | 0 | 0 | 0 | 0 | 0 | 0 | 0 | 0 | 0 | 0 | 0 | 0 | 0 | 0 | 0 | 0 | 0 | 0 | 0 | 0 | 0 | 0 | 0 | 0 | 0 | 0 | 0 | 0 | 0
[8 empty] | 497 | January | Winter | Weekend | 0 | 0 | 0 | 0 | 0 | 0 | 0 | 0 | 0 | 0 | 0 | 0 | 0 | 0 | 0 | 0 | 0 | 0 | 0 | 0 | 0 | 0 | 0 | 0 | 0 | 0 | 0 | 0 | 0 | 0
[8 empty] | 498 | January | Winter | Weekend | 0 | 0 | 0 | 0 | 0 | 0 | 0 | 0 | 0 | 0 | 0 | 0 | 0 | 0 | 0 | 0 | 0 | 0 | 0 | 0 | 0 | 0 | 0 | 0 | 0 | 0 | 0 | 0 | 0 | 0
[8 empty] | 499 | January | Winter | Weekend | 0 | 0 | 0 | 0 | 0 | 0 | 0 | 0 | 0 | 0 | 0 | 0 | 0 | 0 | 0 | 0 | 0 | 0 | 0 | 0 | 0 | 0 | 0 | 0 | 0 | 0 | 0 | 0 | 0 | 0
[8 empty] | 500 | January | Winter | Weekend | 0 | 0 | 0 | 0 | 0 | 0 | 0 | 0 | 0 | 0 | 0 | 0 | 0 | 0 | 0 | 0 | 0 | 0 | 0 | 0 | 0 | 0 | 0 | 0 | 0 | 0 | 0 | 0 | 0 | 0
[8 empty] | 501 | January | Winter | Weekend | 0 | 0 | 0 | 0 | 0 | 0 | 0 | 0 | 0 | 0 | 0 | 0 | 0 | 0 | 0 | 0 | 0 | 0 | 0 | 0 | 0 | 0 | 0 | 0 | 0 | 0 | 0 | 0 | 0 | 0
[8 empty] | 502 | January | Winter | Weekend | 0 | 0 | 0 | 0 | 0 | 0 | 0 | 0 | 0 | 0 | 0 | 0 | 0 | 0 | 0 | 0 | 0 | 0 | 0 | 0 | 0 | 0 | 0 | 0 | 0 | 0 | 0 | 0 | 0 | 0
[8 empty] | 503 | January | Winter | Weekend | 0 | 0 | 0 | 0 | 0 | 0 | 0 | 0 | 0 | 0 | 0 | 0 | 0 | 0 | 0 | 0 | 0 | 0 | 0 | 0 | 0 | 0 | 0 | 0 | 0 | 0 | 0 | 0 | 0 | 0
[8 empty] | 504 | January | Winter | Weekend | 0 | 0 | 0 | 0 | 0 | 0 | 0 | 0 | 0 | 0 | 0 | 0 | 0 | 0 | 0 | 0 | 0 | 0 | 0 | 0 | 0 | 0 | 0 | 0 | 0 | 0 | 0 | 0 | 0 | 0
[8 empty] | 505 | January | Winter | Weekend | 0 | 0 | 0 | 0 | 0 | 0 | 0 | 0 | 0 | 0 | 0 | 0 | 0 | 0 | 0 | 0 | 0 | 0 | 0 | 0 | 0 | 0 | 0 | 0 | 0 | 4.8 | 4.8 | 0 | 0 | 0
[8 empty] | 506 | January | Winter | Weekend | 0 | 0 | 0 | 0 | 0 | 0 | 0 | 0 | 0 | 0 | 0 | 0 | 0 | 0 | 0 | 0 | 0 | 0 | 0 | 0 | 0 | 0 | 0 | 0 | 0 | 4.8 | 4.8 | 0 | 0 | 0
[8 empty] | 507 | January | Winter | Weekend | 0 | 0 | 0 | 0 | 0 | 0 | 0 | 0 | 0 | 0 | 0 | 0 | 0 | 0 | 0 | 0 | 0 | 0 | 0 | 0 | 0 | 0 | 0 | 0 | 0 | 4.8 | 4.8 | 0 | 0 | 0
[8 empty] | 508 | January | Winter | Weekend | 0 | 0 | 0 | 0 | 0 | 0 | 0 | 0 | 0 | 0 | 0 | 0 | 0 | 0 | 0 | 0 | 0 | 0 | 0 | 0 | 0 | 0 | 0 | 0 | 0 | 4.8 | 4.8 | 0 | 0 | 0
[8 empty] | 509 | January | Winter | Weekend | 0 | 0 | 0 | 0 | 0 | 0 | 0 | 0 | 0 | 0 | 0 | 0 | 0 | 0 | 0 | 0 | 0 | 0 | 0 | 0 | 0 | 0 | 0 | 0 | 0 | 4.8 | 4.8 | 0 | 0 | 0
[8 empty] | 510 | January | Winter | Weekend | 0 | 0 | 0 | 0 | 0 | 0 | 0 | 0 | 0 | 0 | 0 | 0 | 0 | 0 | 0 | 0 | 0 | 0 | 0 | 0 | 0 | 0 | 0 | 0 | 0 | 4.8 | 4.8 | 0 | 0 | 0
[8 empty] | 511 | January | Winter | Weekend | 0 | 0 | 0 | 0 | 0 | 0 | 0 | 0 | 0 | 0 | 0 | 0 | 0 | 0 | 0 | 0 | 0 | 0 | 0 | 0 | 0 | 0 | 0 | 0 | 0 | 1.2 | 1.2 | 0 | 0 | 0
[8 empty] | 512 | January | Winter | Weekend | 0 | 0 | 0 | 0 | 0 | 0 | 0 | 0 | 0 | 0 | 0 | 0 | 0 | 0 | 0 | 0 | 0 | 0 | 0 | 0 | 0 | 0 | 0 | 0 | 0 | 0 | 0 | 0 | 0 | 0
[8 empty] | 513 | January | Winter | Weekend | 0 | 0 | 0 | 0 | 0 | 0 | 0 | 0 | 0 | 0 | 0 | 0 | 0 | 0 | 0 | 0 | 0 | 0 | 0 | 0 | 0 | 0 | 0 | 0 | 0 | 0 | 0 | 0 | 0 | 0
[8 empty] | 514 | January | Winter | Weekend | 0 | 0 | 0 | 0 | 0 | 0 | 0 | 0 | 0 | 0 | 0 | 0 | 0 | 0 | 0 | 0 | 0 | 0 | 0 | 0 | 0 | 0 | 0 | 0 | 0 | 0 | 0 | 0 | 0 | 0
[8 empty] | 515 | January | Winter | Weekend | 0 | 0 | 0 | 0 | 0 | 0 | 0 | 0 | 0 | 0 | 0 | 0 | 0 | 0 | 0 | 0 | 0 | 0 | 0 | 0 | 0 | 0 | 0 | 0 | 0 | 0 | 0 | 0 | 0 | 0
[8 empty] | 516 | January | Winter | Weekend | 0 | 0 | 0 | 0 | 0 | 0 | 0 | 0 | 0 | 0 | 0 | 0 | 0 | 0 | 0 | 0 | 0 | 0 | 0 | 0 | 0 | 0 | 0 | 0 | 0 | 0 | 0 | 0 | 0 | 0
[8 empty] | 517 | January | Winter | Weekend | 0 | 0 | 0 | 0 | 0 | 0 | 0 | 0 | 0 | 0 | 0 | 0 | 0 | 0 | 0 | 0 | 0 | 0 | 0 | 0 | 0 | 0 | 0 | 0 | 0 | 0 | 0 | 0 | 0 | 0
[8 empty] | 518 | January | Winter | Weekend | 0 | 0 | 0 | 0 | 0 | 0 | 0 | 0 | 0 | 0 | 0 | 0 | 0 | 0 | 0 | 0 | 0 | 0 | 0 | 0 | 0 | 0 | 0 | 0 | 0 | 0 | 0 | 0 | 0 | 0
[8 empty] | 519 | January | Winter | Weekend | 0 | 0 | 0 | 0 | 0 | 0 | 0 | 0 | 0 | 0 | 0 | 0 | 0 | 0 | 0 | 0 | 0 | 0 | 0 | 0 | 0 | 0 | 0 | 0 | 0 | 0 | 0 | 0 | 0 | 0
[8 empty] | 520 | January | Winter | Weekend | 0 | 0 | 0 | 0 | 0 | 0 | 0 | 0 | 0 | 0 | 0 | 0 | 0 | 0 | 0 | 0 | 0 | 0 | 0 | 0 | 0 | 0 | 0 | 0 | 0 | 0 | 0 | 0 | 0 | 0
[8 empty] | 521 | January | Winter | Weekend | 0 | 0 | 0 | 0 | 0 | 0 | 0 | 0 | 0 | 0 | 0 | 0 | 0 | 0 | 0 | 0 | 0 | 0 | 0 | 0 | 0 | 0 | 0 | 0 | 0 | 0 | 0 | 0 | 0 | 0
[8 empty] | 522 | January | Winter | Weekend | 0 | 0 | 0 | 0 | 0 | 0 | 0 | 0 | 0 | 0 | 0 | 0 | 0 | 0 | 0 | 0 | 0 | 0 | 0 | 0 | 0 | 0 | 0 | 0 | 0 | 0 | 0 | 0 | 0 | 0
[8 empty] | 523 | January | Winter | Weekend | 0 | 0 | 0 | 0 | 0 | 0 | 0 | 0 | 0 | 0 | 0 | 0 | 0 | 0 | 0 | 0 | 0 | 0 | 0 | 0 | 0 | 0 | 0 | 0 | 0 | 0 | 0 | 0 | 0 | 0
[8 empty] | 524 | January | Winter | Weekend | 0 | 0 | 0 | 0 | 0 | 0 | 0 | 0 | 0 | 0 | 0 | 0 | 0 | 0 | 0 | 0 | 0 | 0 | 0 | 0 | 0 | 0 | 0 | 0 | 0 | 0 | 0 | 0 | 0 | 0
[8 empty] | 525 | January | Winter | Weekend | 0 | 0 | 0 | 0 | 0 | 0 | 0 | 0 | 0 | 0 | 0 | 0 | 0 | 0 | 0 | 0 | 0 | 0 | 0 | 0 | 0 | 0 | 0 | 0 | 0 | 0 | 0 | 0 | 0 | 0
[8 empty] | 526 | January | Winter | Weekend | 0 | 0 | 0 | 0 | 0 | 0 | 0 | 0 | 0 | 0 | 0 | 0 | 0 | 0 | 0 | 0 | 0 | 0 | 0 | 0 | 0 | 0 | 0 | 0 | 0 | 0 | 0 | 0 | 0 | 0
[8 empty] | 527 | January | Winter | Weekend | 0 | 0 | 0 | 0 | 0 | 0 | 0 | 0 | 0 | 0 | 0 | 0 | 0 | 0 | 0 | 0 | 0 | 0 | 0 | 0 | 0 | 0 | 0 | 0 | 0 | 0 | 0 | 0 | 0 | 0
[8 empty] | 528 | January | Winter | Weekend | 0 | 0 | 0 | 0 | 0 | 0 | 0 | 0 | 0 | 0 | 0 | 0 | 0 | 0 | 0 | 0 | 0 | 0 | 0 | 0 | 0 | 0 | 0 | 0 | 0 | 0 | 0 | 0 | 0 | 0
[8 empty] | 529 | January | Winter | Weekday | 0 | 0 | 0 | 0 | 0 | 0 | 0 | 0 | 0 | 0 | 0 | 0 | 0 | 0 | 0 | 0 | 0 | 0 | 0 | 0 | 0 | 0 | 0 | 0 | 0 | 4.8 | 4.8 | 0 | 0 | 0
[8 empty] | 530 | January | Winter | Weekday | 0 | 0 | 0 | 0 | 0 | 0 | 0 | 0 | 0 | 0 | 0 | 0 | 0 | 0 | 0 | 0 | 0 | 0 | 0 | 0 | 0 | 0 | 0 | 0 | 0 | 4.8 | 4.8 | 0 | 0 | 0
[8 empty] | 531 | January | Winter | Weekday | 0 | 0 | 0 | 0 | 0 | 0 | 0 | 0 | 0 | 0 | 0 | 0 | 0 | 0 | 0 | 0 | 0 | 0 | 0 | 0 | 0 | 0 | 0 | 0 | 0 | 4.8 | 4.8 | 0 | 0 | 0
[8 empty] | 532 | January | Winter | Weekday | 0 | 0 | 0 | 0 | 0 | 0 | 0 | 0 | 0 | 0 | 0 | 0 | 0 | 0 | 0 | 0 | 0 | 0 | 0 | 0 | 0 | 0 | 0 | 0 | 0 | 4.8 | 4.8 | 0 | 0 | 0
[8 empty] | 533 | January | Winter | Weekday | 0 | 0 | 0 | 0 | 0 | 0 | 0 | 0 | 0 | 0 | 0 | 0 | 0 | 0 | 0 | 0 | 0 | 0 | 0 | 0 | 0 | 0 | 0 | 0 | 0 | 4.8 | 4.8 | 0 | 0 | 0
[8 empty] | 534 | January | Winter | Weekday | 0 | 0 | 0 | 0 | 0 | 0 | 0 | 0 | 0 | 0 | 0 | 0 | 0 | 0 | 0 | 0 | 0 | 0 | 0 | 0 | 0 | 0 | 0 | 0 | 0 | 4.8 | 4.8 | 0 | 0 | 0
[8 empty] | 535 | January | Winter | Weekday | 0 | 0 | 0 | 0 | 0 | 0 | 0 | 0 | 0 | 0 | 0 | 0 | 0 | 0 | 0 | 0 | 0 | 0 | 0 | 0 | 0 | 0 | 0 | 0 | 0 | 1.2 | 1.2 | 0 | 0 | 0
[8 empty] | 536 | January | Winter | Weekday | 0 | 0 | 0 | 0 | 0 | 0 | 0 | 0 | 0 | 0 | 0 | 0 | 0 | 0 | 0 | 0 | 0 | 0 | 0 | 0 | 0 | 0 | 0 | 0 | 0 | 0 | 0 | 0 | 0 | 0
[8 empty] | 537 | January | Winter | Weekday | 0 | 0 | 0 | 0 | 0 | 0 | 0 | 0 | 0 | 0 | 0 | 0 | 0 | 0 | 0 | 0 | 0 | 0 | 0 | 0 | 0 | 0 | 0 | 0 | 0 | 0 | 0 | 0 | 0 | 0
[8 empty] | 538 | January | Winter | Weekday | 0 | 0 | 0 | 0 | 0 | 0 | 0 | 0 | 0 | 0 | 0 | 0 | 0 | 0 | 0 | 0 | 0 | 0 | 0 | 0 | 0 | 0 | 0 | 0 | 0 | 0 | 0 | 0 | 0 | 0
[8 empty] | 539 | January | Winter | Weekday | 0 | 0 | 0 | 0 | 0 | 0 | 0 | 0 | 0 | 0 | 0 | 0 | 0 | 0 | 0 | 0 | 0 | 0 | 0 | 0 | 0 | 0 | 0 | 0 | 0 | 0 | 0 | 0 | 0 | 0
[8 empty] | 540 | January | Winter | Weekday | 0 | 0 | 0 | 0 | 0 | 0 | 0 | 0 | 0 | 0 | 0 | 0 | 0 | 0 | 0 | 0 | 0 | 0 | 0 | 0 | 0 | 0 | 0 | 0 | 0 | 0 | 0 | 0 | 0 | 0
[8 empty] | 541 | January | Winter | Weekday | 0 | 0 | 0 | 0 | 0 | 0 | 0 | 0 | 0 | 0 | 0 | 0 | 0 | 0 | 0 | 0 | 0 | 0 | 0 | 0 | 0 | 0 | 0 | 0 | 0 | 0 | 0 | 0 | 0 | 0
[8 empty] | 542 | January | Winter | Weekday | 0 | 0 | 0 | 0 | 0 | 0 | 0 | 0 | 0 | 0 | 0 | 0 | 0 | 0 | 0 | 0 | 0 | 0 | 0 | 0 | 0 | 0 | 0 | 0 | 0 | 0 | 0 | 0 | 0 | 0
[8 empty] | 543 | January | Winter | Weekday | 0 | 0 | 0 | 0 | 0 | 0 | 0 | 0 | 0 | 0 | 0 | 0 | 0 | 0 | 0 | 0 | 0 | 0 | 0 | 0 | 0 | 0 | 0 | 0 | 0 | 0 | 0 | 0 | 0 | 0
[8 empty] | 544 | January | Winter | Weekday | 0 | 0 | 0 | 0 | 0 | 0 | 0 | 0 | 0 | 0 | 0 | 0 | 0 | 0 | 0 | 0 | 0 | 0 | 0 | 0 | 0 | 0 | 0 | 0 | 0 | 0 | 0 | 0 | 0 | 0
[8 empty] | 545 | January | Winter | Weekday | 0 | 0 | 0 | 0 | 0 | 0 | 0 | 0 | 0 | 0 | 0 | 0 | 0 | 0 | 0 | 0 | 0 | 0 | 0 | 0 | 0 | 0 | 0 | 0 | 0 | 0 | 0 | 0 | 0 | 0
[8 empty] | 546 | January | Winter | Weekday | 0 | 0 | 0 | 0 | 0 | 0 | 0 | 0 | 0 | 0 | 0 | 0 | 0 | 0 | 0 | 0 | 0 | 0 | 0 | 0 | 0 | 0 | 0 | 0 | 0 | 0 | 0 | 0 | 0 | 0
[8 empty] | 547 | January | Winter | Weekday | 0 | 0 | 0 | 0 | 0 | 0 | 0 | 0 | 0 | 0 | 0 | 0 | 0 | 0 | 0 | 0 | 0 | 0 | 0 | 0 | 0 | 0 | 0 | 0 | 0 | 0 | 0 | 0 | 0 | 0
[8 empty] | 548 | January | Winter | Weekday | 0 | 0 | 0 | 0 | 0 | 0 | 0 | 0 | 0 | 0 | 0 | 0 | 0 | 0 | 0 | 0 | 0 | 0 | 0 | 0 | 0 | 0 | 0 | 0 | 0 | 0 | 0 | 0 | 0 | 0
[8 empty] | 549 | January | Winter | Weekday | 0 | 0 | 0 | 0 | 0 | 0 | 0 | 0 | 0 | 0 | 0 | 0 | 0 | 0 | 0 | 0 | 0 | 0 | 0 | 0 | 0 | 0 | 0 | 0 | 0 | 0 | 0 | 0 | 0 | 0
[8 empty] | 550 | January | Winter | Weekday | 0 | 0 | 0 | 0 | 0 | 0 | 0 | 0 | 0 | 0 | 0 | 0 | 0 | 0 | 0 | 0 | 0 | 0 | 0 | 0 | 0 | 0 | 0 | 0 | 0 | 0 | 0 | 0 | 0 | 0
[8 empty] | 551 | January | Winter | Weekday | 0 | 0 | 0 | 0 | 0 | 0 | 0 | 0 | 0 | 0 | 0 | 0 | 0 | 0 | 0 | 0 | 0 | 0 | 0 | 0 | 0 | 0 | 0 | 0 | 0 | 0 | 0 | 0 | 0 | 0
[8 empty] | 552 | January | Winter | Weekday | 0 | 0 | 0 | 0 | 0 | 0 | 0 | 0 | 0 | 0 | 0 | 0 | 0 | 0 | 0 | 0 | 0 | 0 | 0 | 0 | 0 | 0 | 0 | 0 | 0 | 0 | 0 | 0 | 0 | 0
[8 empty] | 553 | January | Winter | Weekday | 0 | 0 | 0 | 0 | 0 | 0 | 0 | 0 | 0 | 0 | 0 | 0 | 0 | 0 | 0 | 0 | 0 | 0 | 0 | 0 | 0 | 0 | 0 | 0 | 0 | 4.8 | 4.8 | 0 | 0 | 0
[8 empty] | 554 | January | Winter | Weekday | 0 | 0 | 0 | 0 | 0 | 0 | 0 | 0 | 0 | 0 | 0 | 0 | 0 | 0 | 0 | 0 | 0 | 0 | 0 | 0 | 0 | 0 | 0 | 0 | 0 | 4.8 | 4.8 | 0 | 0 | 0
[8 empty] | 555 | January | Winter | Weekday | 0 | 0 | 0 | 0 | 0 | 0 | 0 | 0 | 0 | 0 | 0 | 0 | 0 | 0 | 0 | 0 | 0 | 0 | 0 | 0 | 0 | 0 | 0 | 0 | 0 | 4.8 | 4.8 | 0 | 0 | 0
[8 empty] | 556 | January | Winter | Weekday | 0 | 0 | 0 | 0 | 0 | 0 | 0 | 0 | 0 | 0 | 0 | 0 | 0 | 0 | 0 | 0 | 0 | 0 | 0 | 0 | 0 | 0 | 0 | 0 | 0 | 4.8 | 4.8 | 0 | 0 | 0
[8 empty] | 557 | January | Winter | Weekday | 0 | 0 | 0 | 0 | 0 | 0 | 0 | 0 | 0 | 0 | 0 | 0 | 0 | 0 | 0 | 0 | 0 | 0 | 0 | 0 | 0 | 0 | 0 | 0 | 0 | 4.8 | 4.8 | 0 | 0 | 0
[8 empty] | 558 | January | Winter | Weekday | 0 | 0 | 0 | 0 | 0 | 0 | 0 | 0 | 0 | 0 | 0 | 0 | 0 | 0 | 0 | 0 | 0 | 0 | 0 | 0 | 0 | 0 | 0 | 0 | 0 | 4.8 | 4.8 | 0 | 0 | 0
[8 empty] | 559 | January | Winter | Weekday | 0 | 0 | 0 | 0 | 0 | 0 | 0 | 0 | 0 | 0 | 0 | 0 | 0 | 0 | 0 | 0 | 0 | 0 | 0 | 0 | 0 | 0 | 0 | 0 | 0 | 1.2 | 1.2 | 0 | 0 | 0
[8 empty] | 560 | January | Winter | Weekday | 0 | 0 | 0 | 0 | 0 | 0 | 0 | 0 | 0 | 0 | 0 | 0 | 0 | 0 | 0 | 0 | 0 | 0 | 0 | 0 | 0 | 0 | 0 | 0 | 0 | 0 | 0 | 0 | 0 | 0
[8 empty] | 561 | January | Winter | Weekday | 0 | 0 | 0 | 0 | 0 | 0 | 0 | 0 | 0 | 0 | 0 | 0 | 0 | 0 | 0 | 0 | 0 | 0 | 0 | 0 | 0 | 0 | 0 | 0 | 0 | 0 | 0 | 0 | 0 | 0
[8 empty] | 562 | January | Winter | Weekday | 0 | 0 | 0 | 0 | 0 | 0 | 0 | 0 | 0 | 0 | 0 | 0 | 0 | 0 | 0 | 0 | 0 | 0 | 0 | 0 | 0 | 0 | 0 | 0 | 0 | 0 | 0 | 0 | 0 | 0
[8 empty] | 563 | January | Winter | Weekday | 0 | 0 | 0 | 0 | 0 | 0 | 0 | 0 | 0 | 0 | 0 | 0 | 0 | 0 | 0 | 0 | 0 | 0 | 0 | 0 | 0 | 0 | 0 | 0 | 0 | 0 | 0 | 0 | 0 | 0
[8 empty] | 564 | January | Winter | Weekday | 0 | 0 | 0 | 0 | 0 | 0 | 0 | 0 | 0 | 0 | 0 | 0 | 0 | 0 | 0 | 0 | 0 | 0 | 0 | 0 | 0 | 0 | 0 | 0 | 0 | 0 | 0 | 0 | 0 | 0
[8 empty] | 565 | January | Winter | Weekday | 0 | 0 | 0 | 0 | 0 | 0 | 0 | 0 | 0 | 0 | 0 | 0 | 0 | 0 | 0 | 0 | 0 | 0 | 0 | 0 | 0 | 0 | 0 | 0 | 0 | 0 | 0 | 0 | 0 | 0
[8 empty] | 566 | January | Winter | Weekday | 0 | 0 | 0 | 0 | 0 | 0 | 0 | 0 | 0 | 0 | 0 | 0 | 0 | 0 | 0 | 0 | 0 | 0 | 0 | 0 | 0 | 0 | 0 | 0 | 0 | 0 | 0 | 0 | 0 | 0
[8 empty] | 567 | January | Winter | Weekday | 0 | 0 | 0 | 0 | 0 | 0 | 0 | 0 | 0 | 0 | 0 | 0 | 0 | 0 | 0 | 0 | 0 | 0 | 0 | 0 | 0 | 0 | 0 | 0 | 0 | 0 | 0 | 0 | 0 | 0
[8 empty] | 568 | January | Winter | Weekday | 0 | 0 | 0 | 0 | 0 | 0 | 0 | 0 | 0 | 0 | 0 | 0 | 0 | 0 | 0 | 0 | 0 | 0 | 0 | 0 | 0 | 0 | 0 | 0 | 0 | 0 | 0 | 0 | 0 | 0
[8 empty] | 569 | January | Winter | Weekday | 0 | 0 | 0 | 0 | 0 | 0 | 0 | 0 | 0 | 0 | 0 | 0 | 0 | 0 | 0 | 0 | 0 | 0 | 0 | 0 | 0 | 0 | 0 | 0 | 0 | 0 | 0 | 0 | 0 | 0
[8 empty] | 570 | January | Winter | Weekday | 0 | 0 | 0 | 0 | 0 | 0 | 0 | 0 | 0 | 0 | 0 | 0 | 0 | 0 | 0 | 0 | 0 | 0 | 0 | 0 | 0 | 0 | 0 | 0 | 0 | 0 | 0 | 0 | 0 | 0
[8 empty] | 571 | January | Winter | Weekday | 0 | 0 | 0 | 0 | 0 | 0 | 0 | 0 | 0 | 0 | 0 | 0 | 0 | 0 | 0 | 0 | 0 | 0 | 0 | 0 | 0 | 0 | 0 | 0 | 0 | 0 | 0 | 0 | 0 | 0
[8 empty] | 572 | January | Winter | Weekday | 0 | 0 | 0 | 0 | 0 | 0 | 0 | 0 | 0 | 0 | 0 | 0 | 0 | 0 | 0 | 0 | 0 | 0 | 0 | 0 | 0 | 0 | 0 | 0 | 0 | 0 | 0 | 0 | 0 | 0
[8 empty] | 573 | January | Winter | Weekday | 0 | 0 | 0 | 0 | 0 | 0 | 0 | 0 | 0 | 0 | 0 | 0 | 0 | 0 | 0 | 0 | 0 | 0 | 0 | 0 | 0 | 0 | 0 | 0 | 0 | 0 | 0 | 0 | 0 | 0
[8 empty] | 574 | January | Winter | Weekday | 0 | 0 | 0 | 0 | 0 | 0 | 0 | 0 | 0 | 0 | 0 | 0 | 0 | 0 | 0 | 0 | 0 | 0 | 0 | 0 | 0 | 0 | 0 | 0 | 0 | 0 | 0 | 0 | 0 | 0
[8 empty] | 575 | January | Winter | Weekday | 0 | 0 | 0 | 0 | 0 | 0 | 0 | 0 | 0 | 0 | 0 | 0 | 0 | 0 | 0 | 0 | 0 | 0 | 0 | 0 | 0 | 0 | 0 | 0 | 0 | 0 | 0 | 0 | 0 | 0
[8 empty] | 576 | January | Winter | Weekday | 0 | 0 | 0 | 0 | 0 | 0 | 0 | 0 | 0 | 0 | 0 | 0 | 0 | 0 | 0 | 0 | 0 | 0 | 0 | 0 | 0 | 0 | 0 | 0 | 0 | 0 | 0 | 0 | 0 | 0
[8 empty] | 577 | January | Winter | Weekday | 0 | 0 | 0 | 0 | 0 | 0 | 0 | 0 | 0 | 0 | 0 | 0 | 0 | 0 | 0 | 0 | 0 | 0 | 0 | 0 | 0 | 0 | 0 | 0 | 0 | 4.8 | 4.8 | 0 | 0 | 0
[8 empty] | 578 | January | Winter | Weekday | 0 | 0 | 0 | 0 | 0 | 0 | 0 | 0 | 0 | 0 | 0 | 0 | 0 | 0 | 0 | 0 | 0 | 0 | 0 | 0 | 0 | 0 | 0 | 0 | 0 | 4.8 | 4.8 | 0 | 0 | 0
[8 empty] | 579 | January | Winter | Weekday | 0 | 0 | 0 | 0 | 0 | 0 | 0 | 0 | 0 | 0 | 0 | 0 | 0 | 0 | 0 | 0 | 0 | 0 | 0 | 0 | 0 | 0 | 0 | 0 | 0 | 4.8 | 4.8 | 0 | 0 | 0
[8 empty] | 580 | January | Winter | Weekday | 0 | 0 | 0 | 0 | 0 | 0 | 0 | 0 | 0 | 0 | 0 | 0 | 0 | 0 | 0 | 0 | 0 | 0 | 0 | 0 | 0 | 0 | 0 | 0 | 0 | 4.8 | 4.8 | 0 | 0 | 0
[8 empty] | 581 | January | Winter | Weekday | 0 | 0 | 0 | 0 | 0 | 0 | 0 | 0 | 0 | 0 | 0 | 0 | 0 | 0 | 0 | 0 | 0 | 0 | 0 | 0 | 0 | 0 | 0 | 0 | 0 | 4.8 | 4.8 | 0 | 0 | 0
[8 empty] | 582 | January | Winter | Weekday | 0 | 0 | 0 | 0 | 0 | 0 | 0 | 0 | 0 | 0 | 0 | 0 | 0 | 0 | 0 | 0 | 0 | 0 | 0 | 0 | 0 | 0 | 0 | 0 | 0 | 4.8 | 4.8 | 0 | 0 | 0
[8 empty] | 583 | January | Winter | Weekday | 0 | 0 | 0 | 0 | 0 | 0 | 0 | 0 | 0 | 0 | 0 | 0 | 0 | 0 | 0 | 0 | 0 | 0 | 0 | 0 | 0 | 0 | 0 | 0 | 0 | 1.2 | 1.2 | 0 | 0 | 0
[8 empty] | 584 | January | Winter | Weekday | 0 | 0 | 0 | 0 | 0 | 0 | 0 | 0 | 0 | 0 | 0 | 0 | 0 | 0 | 0 | 0 | 0 | 0 | 0 | 0 | 0 | 0 | 0 | 0 | 0 | 0 | 0 | 0 | 0 | 0
[8 empty] | 585 | January | Winter | Weekday | 0 | 0 | 0 | 0 | 0 | 0 | 0 | 0 | 0 | 0 | 0 | 0 | 0 | 0 | 0 | 0 | 0 | 0 | 0 | 0 | 0 | 0 | 0 | 0 | 0 | 0 | 0 | 0 | 0 | 0
[8 empty] | 586 | January | Winter | Weekday | 0 | 0 | 0 | 0 | 0 | 0 | 0 | 0 | 0 | 0 | 0 | 0 | 0 | 0 | 0 | 0 | 0 | 0 | 0 | 0 | 0 | 0 | 0 | 0 | 0 | 0 | 0 | 0 | 0 | 0
[8 empty] | 587 | January | Winter | Weekday | 0 | 0 | 0 | 0 | 0 | 0 | 0 | 0 | 0 | 0 | 0 | 0 | 0 | 0 | 0 | 0 | 0 | 0 | 0 | 0 | 0 | 0 | 0 | 0 | 0 | 0 | 0 | 0 | 0 | 0
[8 empty] | 588 | January | Winter | Weekday | 0 | 0 | 0 | 0 | 0 | 0 | 0 | 0 | 0 | 0 | 0 | 0 | 0 | 0 | 0 | 0 | 0 | 0 | 0 | 0 | 0 | 0 | 0 | 0 | 0 | 0 | 0 | 0 | 0 | 0
[8 empty] | 589 | January | Winter | Weekday | 0 | 0 | 0 | 0 | 0 | 0 | 0 | 0 | 0 | 0 | 0 | 0 | 0 | 0 | 0 | 0 | 0 | 0 | 0 | 0 | 0 | 0 | 0 | 0 | 0 | 0 | 0 | 0 | 0 | 0
[8 empty] | 590 | January | Winter | Weekday | 0 | 0 | 0 | 0 | 0 | 0 | 0 | 0 | 0 | 0 | 0 | 0 | 0 | 0 | 0 | 0 | 0 | 0 | 0 | 0 | 0 | 0 | 0 | 0 | 0 | 0 | 0 | 0 | 0 | 0
[8 empty] | 591 | January | Winter | Weekday | 0 | 0 | 0 | 0 | 0 | 0 | 0 | 0 | 0 | 0 | 0 | 0 | 0 | 0 | 0 | 0 | 0 | 0 | 0 | 0 | 0 | 0 | 0 | 0 | 0 | 0 | 0 | 0 | 0 | 0
[8 empty] | 592 | January | Winter | Weekday | 0 | 0 | 0 | 0 | 0 | 0 | 0 | 0 | 0 | 0 | 0 | 0 | 0 | 0 | 0 | 0 | 0 | 0 | 0 | 0 | 0 | 0 | 0 | 0 | 0 | 0 | 0 | 0 | 0 | 0
[8 empty] | 593 | January | Winter | Weekday | 0 | 0 | 0 | 0 | 0 | 0 | 0 | 0 | 0 | 0 | 0 | 0 | 0 | 0 | 0 | 0 | 0 | 0 | 0 | 0 | 0 | 0 | 0 | 0 | 0 | 0 | 0 | 0 | 0 | 0
[8 empty] | 594 | January | Winter | Weekday | 0 | 0 | 0 | 0 | 0 | 0 | 0 | 0 | 0 | 0 | 0 | 0 | 0 | 0 | 0 | 0 | 0 | 0 | 0 | 0 | 0 | 0 | 0 | 0 | 0 | 0 | 0 | 0 | 0 | 0
[8 empty] | 595 | January | Winter | Weekday | 0 | 0 | 0 | 0 | 0 | 0 | 0 | 0 | 0 | 0 | 0 | 0 | 0 | 0 | 0 | 0 | 0 | 0 | 0 | 0 | 0 | 0 | 0 | 0 | 0 | 0 | 0 | 0 | 0 | 0
[8 empty] | 596 | January | Winter | Weekday | 0 | 0 | 0 | 0 | 0 | 0 | 0 | 0 | 0 | 0 | 0 | 0 | 0 | 0 | 0 | 0 | 0 | 0 | 0 | 0 | 0 | 0 | 0 | 0 | 0 | 0 | 0 | 0 | 0 | 0
[8 empty] | 597 | January | Winter | Weekday | 0 | 0 | 0 | 0 | 0 | 0 | 0 | 0 | 0 | 0 | 0 | 0 | 0 | 0 | 0 | 0 | 0 | 0 | 0 | 0 | 0 | 0 | 0 | 0 | 0 | 0 | 0 | 0 | 0 | 0
[8 empty] | 598 | January | Winter | Weekday | 0 | 0 | 0 | 0 | 0 | 0 | 0 | 0 | 0 | 0 | 0 | 0 | 0 | 0 | 0 | 0 | 0 | 0 | 0 | 0 | 0 | 0 | 0 | 0 | 0 | 0 | 0 | 0 | 0 | 0
[8 empty] | 599 | January | Winter | Weekday | 0 | 0 | 0 | 0 | 0 | 0 | 0 | 0 | 0 | 0 | 0 | 0 | 0 | 0 | 0 | 0 | 0 | 0 | 0 | 0 | 0 | 0 | 0 | 0 | 0 | 0 | 0 | 0 | 0 | 0
[8 empty] | 600 | January | Winter | Weekday | 0 | 0 | 0 | 0 | 0 | 0 | 0 | 0 | 0 | 0 | 0 | 0 | 0 | 0 | 0 | 0 | 0 | 0 | 0 | 0 | 0 | 0 | 0 | 0 | 0 | 0 | 0 | 0 | 0 | 0
[8 empty] | 601 | January | Winter | Weekday | 0 | 0 | 0 | 0 | 0 | 0 | 0 | 0 | 0 | 0 | 0 | 0 | 0 | 0 | 0 | 0 | 0 | 0 | 0 | 0 | 0 | 0 | 0 | 0 | 0 | 4.8 | 4.8 | 0 | 0 | 0
[8 empty] | 602 | January | Winter | Weekday | 0 | 0 | 0 | 0 | 0 | 0 | 0 | 0 | 0 | 0 | 0 | 0 | 0 | 0 | 0 | 0 | 0 | 0 | 0 | 0 | 0 | 0 | 0 | 0 | 0 | 4.8 | 4.8 | 0 | 0 | 0
[8 empty] | 603 | January | Winter | Weekday | 0 | 0 | 0 | 0 | 0 | 0 | 0 | 0 | 0 | 0 | 0 | 0 | 0 | 0 | 0 | 0 | 0 | 0 | 0 | 0 | 0 | 0 | 0 | 0 | 0 | 4.8 | 4.8 | 0 | 0 | 0
[8 empty] | 604 | January | Winter | Weekday | 0 | 0 | 0 | 0 | 0 | 0 | 0 | 0 | 0 | 0 | 0 | 0 | 0 | 0 | 0 | 0 | 0 | 0 | 0 | 0 | 0 | 0 | 0 | 0 | 0 | 4.8 | 4.8 | 0 | 0 | 0
[8 empty] | 605 | January | Winter | Weekday | 0 | 0 | 0 | 0 | 0 | 0 | 0 | 0 | 0 | 0 | 0 | 0 | 0 | 0 | 0 | 0 | 0 | 0 | 0 | 0 | 0 | 0 | 0 | 0 | 0 | 4.8 | 4.8 | 0 | 0 | 0
[8 empty] | 606 | January | Winter | Weekday | 0 | 0 | 0 | 0 | 0 | 0 | 0 | 0 | 0 | 0 | 0 | 0 | 0 | 0 | 0 | 0 | 0 | 0 | 0 | 0 | 0 | 0 | 0 | 0 | 0 | 4.8 | 4.8 | 0 | 0 | 0
[8 empty] | 607 | January | Winter | Weekday | 0 | 0 | 0 | 0 | 0 | 0 | 0 | 0 | 0 | 0 | 0 | 0 | 0 | 0 | 0 | 0 | 0 | 0 | 0 | 0 | 0 | 0 | 0 | 0 | 0 | 1.2 | 1.2 | 0 | 0 | 0
[8 empty] | 608 | January | Winter | Weekday | 0 | 0 | 0 | 0 | 0 | 0 | 0 | 0 | 0 | 0 | 0 | 0 | 0 | 0 | 0 | 0 | 0 | 0 | 0 | 0 | 0 | 0 | 0 | 0 | 0 | 0 | 0 | 0 | 0 | 0
[8 empty] | 609 | January | Winter | Weekday | 0 | 0 | 0 | 0 | 0 | 0 | 0 | 0 | 0 | 0 | 0 | 0 | 0 | 0 | 0 | 0 | 0 | 0 | 0 | 0 | 0 | 0 | 0 | 0 | 0 | 0 | 0 | 0 | 0 | 0
[8 empty] | 610 | January | Winter | Weekday | 0 | 0 | 0 | 0 | 0 | 0 | 0 | 0 | 0 | 0 | 0 | 0 | 0 | 0 | 0 | 0 | 0 | 0 | 0 | 0 | 0 | 0 | 0 | 0 | 0 | 0 | 0 | 0 | 0 | 0
[8 empty] | 611 | January | Winter | Weekday | 0 | 0 | 0 | 0 | 0 | 0 | 0 | 0 | 0 | 0 | 0 | 0 | 0 | 0 | 0 | 0 | 0 | 0 | 0 | 0 | 0 | 0 | 0 | 0 | 0 | 0 | 0 | 0 | 0 | 0
[8 empty] | 612 | January | Winter | Weekday | 0 | 0 | 0 | 0 | 0 | 0 | 0 | 0 | 0 | 0 | 0 | 0 | 0 | 0 | 0 | 0 | 0 | 0 | 0 | 0 | 0 | 0 | 0 | 0 | 0 | 0 | 0 | 0 | 0 | 0
[8 empty] | 613 | January | Winter | Weekday | 0 | 0 | 0 | 0 | 0 | 0 | 0 | 0 | 0 | 0 | 0 | 0 | 0 | 0 | 0 | 0 | 0 | 0 | 0 | 0 | 0 | 0 | 0 | 0 | 0 | 0 | 0 | 0 | 0 | 0
[8 empty] | 614 | January | Winter | Weekday | 0 | 0 | 0 | 0 | 0 | 0 | 0 | 0 | 0 | 0 | 0 | 0 | 0 | 0 | 0 | 0 | 0 | 0 | 0 | 0 | 0 | 0 | 0 | 0 | 0 | 0 | 0 | 0 | 0 | 0
[8 empty] | 615 | January | Winter | Weekday | 0 | 0 | 0 | 0 | 0 | 0 | 0 | 0 | 0 | 0 | 0 | 0 | 0 | 0 | 0 | 0 | 0 | 0 | 0 | 0 | 0 | 0 | 0 | 0 | 0 | 0 | 0 | 0 | 0 | 0
[8 empty] | 616 | January | Winter | Weekday | 0 | 0 | 0 | 0 | 0 | 0 | 0 | 0 | 0 | 0 | 0 | 0 | 0 | 0 | 0 | 0 | 0 | 0 | 0 | 0 | 0 | 0 | 0 | 0 | 0 | 0 | 0 | 0 | 0 | 0
[8 empty] | 617 | January | Winter | Weekday | 0 | 0 | 0 | 0 | 0 | 0 | 0 | 0 | 0 | 0 | 0 | 0 | 0 | 0 | 0 | 0 | 0 | 0 | 0 | 0 | 0 | 0 | 0 | 0 | 0 | 0 | 0 | 0 | 0 | 0
[8 empty] | 618 | January | Winter | Weekday | 0 | 0 | 0 | 0 | 0 | 0 | 0 | 0 | 0 | 0 | 0 | 0 | 0 | 0 | 0 | 0 | 0 | 0 | 0 | 0 | 0 | 0 | 0 | 0 | 0 | 0 | 0 | 0 | 0 | 0
[8 empty] | 619 | January | Winter | Weekday | 0 | 0 | 0 | 0 | 0 | 0 | 0 | 0 | 0 | 0 | 0 | 0 | 0 | 0 | 0 | 0 | 0 | 0 | 0 | 0 | 0 | 0 | 0 | 0 | 0 | 0 | 0 | 0 | 0 | 0
[8 empty] | 620 | January | Winter | Weekday | 0 | 0 | 0 | 0 | 0 | 0 | 0 | 0 | 0 | 0 | 0 | 0 | 0 | 0 | 0 | 0 | 0 | 0 | 0 | 0 | 0 | 0 | 0 | 0 | 0 | 0 | 0 | 0 | 0 | 0
[8 empty] | 621 | January | Winter | Weekday | 0 | 0 | 0 | 0 | 0 | 0 | 0 | 0 | 0 | 0 | 0 | 0 | 0 | 0 | 0 | 0 | 0 | 0 | 0 | 0 | 0 | 0 | 0 | 0 | 0 | 0 | 0 | 0 | 0 | 0
[8 empty] | 622 | January | Winter | Weekday | 0 | 0 | 0 | 0 | 0 | 0 | 0 | 0 | 0 | 0 | 0 | 0 | 0 | 0 | 0 | 0 | 0 | 0 | 0 | 0 | 0 | 0 | 0 | 0 | 0 | 0 | 0 | 0 | 0 | 0
[8 empty] | 623 | January | Winter | Weekday | 0 | 0 | 0 | 0 | 0 | 0 | 0 | 0 | 0 | 0 | 0 | 0 | 0 | 0 | 0 | 0 | 0 | 0 | 0 | 0 | 0 | 0 | 0 | 0 | 0 | 0 | 0 | 0 | 0 | 0
[8 empty] | 624 | January | Winter | Weekday | 0 | 0 | 0 | 0 | 0 | 0 | 0 | 0 | 0 | 0 | 0 | 0 | 0 | 0 | 0 | 0 | 0 | 0 | 0 | 0 | 0 | 0 | 0 | 0 | 0 | 0 | 0 | 0 | 0 | 0
[8 empty] | 625 | January | Winter | Weekday | 0 | 0 | 0 | 0 | 0 | 0 | 0 | 0 | 0 | 0 | 0 | 0 | 0 | 0 | 0 | 0 | 0 | 0 | 0 | 0 | 0 | 0 | 0 | 0 | 0 | 4.8 | 4.8 | 0 | 0 | 0
[8 empty] | 626 | January | Winter | Weekday | 0 | 0 | 0 | 0 | 0 | 0 | 0 | 0 | 0 | 0 | 0 | 0 | 0 | 0 | 0 | 0 | 0 | 0 | 0 | 0 | 0 | 0 | 0 | 0 | 0 | 4.8 | 4.8 | 0 | 0 | 0
[8 empty] | 627 | January | Winter | Weekday | 0 | 0 | 0 | 0 | 0 | 0 | 0 | 0 | 0 | 0 | 0 | 0 | 0 | 0 | 0 | 0 | 0 | 0 | 0 | 0 | 0 | 0 | 0 | 0 | 0 | 4.8 | 4.8 | 0 | 0 | 0
[8 empty] | 628 | January | Winter | Weekday | 0 | 0 | 0 | 0 | 0 | 0 | 0 | 0 | 0 | 0 | 0 | 0 | 0 | 0 | 0 | 0 | 0 | 0 | 0 | 0 | 0 | 0 | 0 | 0 | 0 | 4.8 | 4.8 | 0 | 0 | 0
[8 empty] | 629 | January | Winter | Weekday | 0 | 0 | 0 | 0 | 0 | 0 | 0 | 0 | 0 | 0 | 0 | 0 | 0 | 0 | 0 | 0 | 0 | 0 | 0 | 0 | 0 | 0 | 0 | 0 | 0 | 4.8 | 4.8 | 0 | 0 | 0
[8 empty] | 630 | January | Winter | Weekday | 0 | 0 | 0 | 0 | 0 | 0 | 0 | 0 | 0 | 0 | 0 | 0 | 0 | 0 | 0 | 0 | 0 | 0 | 0 | 0 | 0 | 0 | 0 | 0 | 0 | 4.8 | 4.8 | 0 | 0 | 0
[8 empty] | 631 | January | Winter | Weekday | 0 | 0 | 0 | 0 | 0 | 0 | 0 | 0 | 0 | 0 | 0 | 0 | 0 | 0 | 0 | 0 | 0 | 0 | 0 | 0 | 0 | 0 | 0 | 0 | 0 | 1.2 | 1.2 | 0 | 0 | 0
[8 empty] | 632 | January | Winter | Weekday | 0 | 0 | 0 | 0 | 0 | 0 | 0 | 0 | 0 | 0 | 0 | 0 | 0 | 0 | 0 | 0 | 0 | 0 | 0 | 0 | 0 | 0 | 0 | 0 | 0 | 0 | 0 | 0 | 0 | 0
[8 empty] | 633 | January | Winter | Weekday | 0 | 0 | 0 | 0 | 0 | 0 | 0 | 0 | 0 | 0 | 0 | 0 | 0 | 0 | 0 | 0 | 0 | 0 | 0 | 0 | 0 | 0 | 0 | 0 | 0 | 0 | 0 | 0 | 0 | 0
[8 empty] | 634 | January | Winter | Weekday | 0 | 0 | 0 | 0 | 0 | 0 | 0 | 0 | 0 | 0 | 0 | 0 | 0 | 0 | 0 | 0 | 0 | 0 | 0 | 0 | 0 | 0 | 0 | 0 | 0 | 0 | 0 | 0 | 0 | 0
[8 empty] | 635 | January | Winter | Weekday | 0 | 0 | 0 | 0 | 0 | 0 | 0 | 0 | 0 | 0 | 0 | 0 | 0 | 0 | 0 | 0 | 0 | 0 | 0 | 0 | 0 | 0 | 0 | 0 | 0 | 0 | 0 | 0 | 0 | 0
[8 empty] | 636 | January | Winter | Weekday | 0 | 0 | 0 | 0 | 0 | 0 | 0 | 0 | 0 | 0 | 0 | 0 | 0 | 0 | 0 | 0 | 0 | 0 | 0 | 0 | 0 | 0 | 0 | 0 | 0 | 0 | 0 | 0 | 0 | 0
[8 empty] | 637 | January | Winter | Weekday | 0 | 0 | 0 | 0 | 0 | 0 | 0 | 0 | 0 | 0 | 0 | 0 | 0 | 0 | 0 | 0 | 0 | 0 | 0 | 0 | 0 | 0 | 0 | 0 | 0 | 0 | 0 | 0 | 0 | 0
[8 empty] | 638 | January | Winter | Weekday | 0 | 0 | 0 | 0 | 0 | 0 | 0 | 0 | 0 | 0 | 0 | 0 | 0 | 0 | 0 | 0 | 0 | 0 | 0 | 0 | 0 | 0 | 0 | 0 | 0 | 0 | 0 | 0 | 0 | 0
[8 empty] | 639 | January | Winter | Weekday | 0 | 0 | 0 | 0 | 0 | 0 | 0 | 0 | 0 | 0 | 0 | 0 | 0 | 0 | 0 | 0 | 0 | 0 | 0 | 0 | 0 | 0 | 0 | 0 | 0 | 0 | 0 | 0 | 0 | 0
[8 empty] | 640 | January | Winter | Weekday | 0 | 0 | 0 | 0 | 0 | 0 | 0 | 0 | 0 | 0 | 0 | 0 | 0 | 0 | 0 | 0 | 0 | 0 | 0 | 0 | 0 | 0 | 0 | 0 | 0 | 0 | 0 | 0 | 0 | 0
[8 empty] | 641 | January | Winter | Weekday | 0 | 0 | 0 | 0 | 0 | 0 | 0 | 0 | 0 | 0 | 0 | 0 | 0 | 0 | 0 | 0 | 0 | 0 | 0 | 0 | 0 | 0 | 0 | 0 | 0 | 0 | 0 | 0 | 0 | 0
[8 empty] | 642 | January | Winter | Weekday | 0 | 0 | 0 | 0 | 0 | 0 | 0 | 0 | 0 | 0 | 0 | 0 | 0 | 0 | 0 | 0 | 0 | 0 | 0 | 0 | 0 | 0 | 0 | 0 | 0 | 0 | 0 | 0 | 0 | 0
[8 empty] | 643 | January | Winter | Weekday | 0 | 0 | 0 | 0 | 0 | 0 | 0 | 0 | 0 | 0 | 0 | 0 | 0 | 0 | 0 | 0 | 0 | 0 | 0 | 0 | 0 | 0 | 0 | 0 | 0 | 0 | 0 | 0 | 0 | 0
[8 empty] | 644 | January | Winter | Weekday | 0 | 0 | 0 | 0 | 0 | 0 | 0 | 0 | 0 | 0 | 0 | 0 | 0 | 0 | 0 | 0 | 0 | 0 | 0 | 0 | 0 | 0 | 0 | 0 | 0 | 0 | 0 | 0 | 0 | 0
[8 empty] | 645 | January | Winter | Weekday | 0 | 0 | 0 | 0 | 0 | 0 | 0 | 0 | 0 | 0 | 0 | 0 | 0 | 0 | 0 | 0 | 0 | 0 | 0 | 0 | 0 | 0 | 0 | 0 | 0 | 0 | 0 | 0 | 0 | 0
[8 empty] | 646 | January | Winter | Weekday | 0 | 0 | 0 | 0 | 0 | 0 | 0 | 0 | 0 | 0 | 0 | 0 | 0 | 0 | 0 | 0 | 0 | 0 | 0 | 0 | 0 | 0 | 0 | 0 | 0 | 0 | 0 | 0 | 0 | 0
[8 empty] | 647 | January | Winter | Weekday | 0 | 0 | 0 | 0 | 0 | 0 | 0 | 0 | 0 | 0 | 0 | 0 | 0 | 0 | 0 | 0 | 0 | 0 | 0 | 0 | 0 | 0 | 0 | 0 | 0 | 0 | 0 | 0 | 0 | 0
[8 empty] | 648 | January | Winter | Weekday | 0 | 0 | 0 | 0 | 0 | 0 | 0 | 0 | 0 | 0 | 0 | 0 | 0 | 0 | 0 | 0 | 0 | 0 | 0 | 0 | 0 | 0 | 0 | 0 | 0 | 0 | 0 | 0 | 0 | 0
[8 empty] | 649 | January | Winter | Weekend | 0 | 0 | 0 | 0 | 0 | 0 | 0 | 0 | 0 | 0 | 0 | 0 | 0 | 0 | 0 | 0 | 0 | 0 | 0 | 0 | 0 | 0 | 0 | 0 | 0 | 4.8 | 4.8 | 0 | 0 | 0
[8 empty] | 650 | January | Winter | Weekend | 0 | 0 | 0 | 0 | 0 | 0 | 0 | 0 | 0 | 0 | 0 | 0 | 0 | 0 | 0 | 0 | 0 | 0 | 0 | 0 | 0 | 0 | 0 | 0 | 0 | 4.8 | 4.8 | 0 | 0 | 0
[8 empty] | 651 | January | Winter | Weekend | 0 | 0 | 0 | 0 | 0 | 0 | 0 | 0 | 0 | 0 | 0 | 0 | 0 | 0 | 0 | 0 | 0 | 0 | 0 | 0 | 0 | 0 | 0 | 0 | 0 | 4.8 | 4.8 | 0 | 0 | 0
[8 empty] | 652 | January | Winter | Weekend | 0 | 0 | 0 | 0 | 0 | 0 | 0 | 0 | 0 | 0 | 0 | 0 | 0 | 0 | 0 | 0 | 0 | 0 | 0 | 0 | 0 | 0 | 0 | 0 | 0 | 4.8 | 4.8 | 0 | 0 | 0
[8 empty] | 653 | January | Winter | Weekend | 0 | 0 | 0 | 0 | 0 | 0 | 0 | 0 | 0 | 0 | 0 | 0 | 0 | 0 | 0 | 0 | 0 | 0 | 0 | 0 | 0 | 0 | 0 | 0 | 0 | 4.8 | 4.8 | 0 | 0 | 0
[8 empty] | 654 | January | Winter | Weekend | 0 | 0 | 0 | 0 | 0 | 0 | 0 | 0 | 0 | 0 | 0 | 0 | 0 | 0 | 0 | 0 | 0 | 0 | 0 | 0 | 0 | 0 | 0 | 0 | 0 | 4.8 | 4.8 | 0 | 0 | 0
[8 empty] | 655 | January | Winter | Weekend | 0 | 0 | 0 | 0 | 0 | 0 | 0 | 0 | 0 | 0 | 0 | 0 | 0 | 0 | 0 | 0 | 0 | 0 | 0 | 0 | 0 | 0 | 0 | 0 | 0 | 1.2 | 1.2 | 0 | 0 | 0
[8 empty] | 656 | January | Winter | Weekend | 0 | 0 | 0 | 0 | 0 | 0 | 0 | 0 | 0 | 0 | 0 | 0 | 0 | 0 | 0 | 0 | 0 | 0 | 0 | 0 | 0 | 0 | 0 | 0 | 0 | 0 | 0 | 0 | 0 | 0
[8 empty] | 657 | January | Winter | Weekend | 0 | 0 | 0 | 0 | 0 | 0 | 0 | 0 | 0 | 0 | 0 | 0 | 0 | 0 | 0 | 0 | 0 | 0 | 0 | 0 | 0 | 0 | 0 | 0 | 0 | 0 | 0 | 0 | 0 | 0
[8 empty] | 658 | January | Winter | Weekend | 0 | 0 | 0 | 0 | 0 | 0 | 0 | 0 | 0 | 0 | 0 | 0 | 0 | 0 | 0 | 0 | 0 | 0 | 0 | 0 | 0 | 0 | 0 | 0 | 0 | 0 | 0 | 0 | 0 | 0
[8 empty] | 659 | January | Winter | Weekend | 0 | 0 | 0 | 0 | 0 | 0 | 0 | 0 | 0 | 0 | 0 | 0 | 0 | 0 | 0 | 0 | 0 | 0 | 0 | 0 | 0 | 0 | 0 | 0 | 0 | 0 | 0 | 0 | 0 | 0
[8 empty] | 660 | January | Winter | Weekend | 0 | 0 | 0 | 0 | 0 | 0 | 0 | 0 | 0 | 0 | 0 | 0 | 0 | 0 | 0 | 0 | 0 | 0 | 0 | 0 | 0 | 0 | 0 | 0 | 0 | 0 | 0 | 0 | 0 | 0
[8 empty] | 661 | January | Winter | Weekend | 0 | 0 | 0 | 0 | 0 | 0 | 0 | 0 | 0 | 0 | 0 | 0 | 0 | 0 | 0 | 0 | 0 | 0 | 0 | 0 | 0 | 0 | 0 | 0 | 0 | 0 | 0 | 0 | 0 | 0
[8 empty] | 662 | January | Winter | Weekend | 0 | 0 | 0 | 0 | 0 | 0 | 0 | 0 | 0 | 0 | 0 | 0 | 0 | 0 | 0 | 0 | 0 | 0 | 0 | 0 | 0 | 0 | 0 | 0 | 0 | 0 | 0 | 0 | 0 | 0
[8 empty] | 663 | January | Winter | Weekend | 0 | 0 | 0 | 0 | 0 | 0 | 0 | 0 | 0 | 0 | 0 | 0 | 0 | 0 | 0 | 0 | 0 | 0 | 0 | 0 | 0 | 0 | 0 | 0 | 0 | 0 | 0 | 0 | 0 | 0
[8 empty] | 664 | January | Winter | Weekend | 0 | 0 | 0 | 0 | 0 | 0 | 0 | 0 | 0 | 0 | 0 | 0 | 0 | 0 | 0 | 0 | 0 | 0 | 0 | 0 | 0 | 0 | 0 | 0 | 0 | 0 | 0 | 0 | 0 | 0
[8 empty] | 665 | January | Winter | Weekend | 0 | 0 | 0 | 0 | 0 | 0 | 0 | 0 | 0 | 0 | 0 | 0 | 0 | 0 | 0 | 0 | 0 | 0 | 0 | 0 | 0 | 0 | 0 | 0 | 0 | 0 | 0 | 0 | 0 | 0
[8 empty] | 666 | January | Winter | Weekend | 0 | 0 | 0 | 0 | 0 | 0 | 0 | 0 | 0 | 0 | 0 | 0 | 0 | 0 | 0 | 0 | 0 | 0 | 0 | 0 | 0 | 0 | 0 | 0 | 0 | 0 | 0 | 0 | 0 | 0
[8 empty] | 667 | January | Winter | Weekend | 0 | 0 | 0 | 0 | 0 | 0 | 0 | 0 | 0 | 0 | 0 | 0 | 0 | 0 | 0 | 0 | 0 | 0 | 0 | 0 | 0 | 0 | 0 | 0 | 0 | 0 | 0 | 0 | 0 | 0
[8 empty] | 668 | January | Winter | Weekend | 0 | 0 | 0 | 0 | 0 | 0 | 0 | 0 | 0 | 0 | 0 | 0 | 0 | 0 | 0 | 0 | 0 | 0 | 0 | 0 | 0 | 0 | 0 | 0 | 0 | 0 | 0 | 0 | 0 | 0
[8 empty] | 669 | January | Winter | Weekend | 0 | 0 | 0 | 0 | 0 | 0 | 0 | 0 | 0 | 0 | 0 | 0 | 0 | 0 | 0 | 0 | 0 | 0 | 0 | 0 | 0 | 0 | 0 | 0 | 0 | 0 | 0 | 0 | 0 | 0
[8 empty] | 670 | January | Winter | Weekend | 0 | 0 | 0 | 0 | 0 | 0 | 0 | 0 | 0 | 0 | 0 | 0 | 0 | 0 | 0 | 0 | 0 | 0 | 0 | 0 | 0 | 0 | 0 | 0 | 0 | 0 | 0 | 0 | 0 | 0
[8 empty] | 671 | January | Winter | Weekend | 0 | 0 | 0 | 0 | 0 | 0 | 0 | 0 | 0 | 0 | 0 | 0 | 0 | 0 | 0 | 0 | 0 | 0 | 0 | 0 | 0 | 0 | 0 | 0 | 0 | 0 | 0 | 0 | 0 | 0
[8 empty] | 672 | January | Winter | Weekend | 0 | 0 | 0 | 0 | 0 | 0 | 0 | 0 | 0 | 0 | 0 | 0 | 0 | 0 | 0 | 0 | 0 | 0 | 0 | 0 | 0 | 0 | 0 | 0 | 0 | 0 | 0 | 0 | 0 | 0
[8 empty] | 673 | January | Winter | Weekend | 0 | 0 | 0 | 0 | 0 | 0 | 0 | 0 | 0 | 0 | 0 | 0 | 0 | 0 | 0 | 0 | 0 | 0 | 0 | 0 | 0 | 0 | 0 | 0 | 0 | 4.8 | 4.8 | 0 | 0 | 0
[8 empty] | 674 | January | Winter | Weekend | 0 | 0 | 0 | 0 | 0 | 0 | 0 | 0 | 0 | 0 | 0 | 0 | 0 | 0 | 0 | 0 | 0 | 0 | 0 | 0 | 0 | 0 | 0 | 0 | 0 | 4.8 | 4.8 | 0 | 0 | 0
[8 empty] | 675 | January | Winter | Weekend | 0 | 0 | 0 | 0 | 0 | 0 | 0 | 0 | 0 | 0 | 0 | 0 | 0 | 0 | 0 | 0 | 0 | 0 | 0 | 0 | 0 | 0 | 0 | 0 | 0 | 4.8 | 4.8 | 0 | 0 | 0
[8 empty] | 676 | January | Winter | Weekend | 0 | 0 | 0 | 0 | 0 | 0 | 0 | 0 | 0 | 0 | 0 | 0 | 0 | 0 | 0 | 0 | 0 | 0 | 0 | 0 | 0 | 0 | 0 | 0 | 0 | 4.8 | 4.8 | 0 | 0 | 0
[8 empty] | 677 | January | Winter | Weekend | 0 | 0 | 0 | 0 | 0 | 0 | 0 | 0 | 0 | 0 | 0 | 0 | 0 | 0 | 0 | 0 | 0 | 0 | 0 | 0 | 0 | 0 | 0 | 0 | 0 | 4.8 | 4.8 | 0 | 0 | 0
[8 empty] | 678 | January | Winter | Weekend | 0 | 0 | 0 | 0 | 0 | 0 | 0 | 0 | 0 | 0 | 0 | 0 | 0 | 0 | 0 | 0 | 0 | 0 | 0 | 0 | 0 | 0 | 0 | 0 | 0 | 4.8 | 4.8 | 0 | 0 | 0
[8 empty] | 679 | January | Winter | Weekend | 0 | 0 | 0 | 0 | 0 | 0 | 0 | 0 | 0 | 0 | 0 | 0 | 0 | 0 | 0 | 0 | 0 | 0 | 0 | 0 | 0 | 0 | 0 | 0 | 0 | 1.2 | 1.2 | 0 | 0 | 0
[8 empty] | 680 | January | Winter | Weekend | 0 | 0 | 0 | 0 | 0 | 0 | 0 | 0 | 0 | 0 | 0 | 0 | 0 | 0 | 0 | 0 | 0 | 0 | 0 | 0 | 0 | 0 | 0 | 0 | 0 | 0 | 0 | 0 | 0 | 0
[8 empty] | 681 | January | Winter | Weekend | 0 | 0 | 0 | 0 | 0 | 0 | 0 | 0 | 0 | 0 | 0 | 0 | 0 | 0 | 0 | 0 | 0 | 0 | 0 | 0 | 0 | 0 | 0 | 0 | 0 | 0 | 0 | 0 | 0 | 0
[8 empty] | 682 | January | Winter | Weekend | 0 | 0 | 0 | 0 | 0 | 0 | 0 | 0 | 0 | 0 | 0 | 0 | 0 | 0 | 0 | 0 | 0 | 0 | 0 | 0 | 0 | 0 | 0 | 0 | 0 | 0 | 0 | 0 | 0 | 0
[8 empty] | 683 | January | Winter | Weekend | 0 | 0 | 0 | 0 | 0 | 0 | 0 | 0 | 0 | 0 | 0 | 0 | 0 | 0 | 0 | 0 | 0 | 0 | 0 | 0 | 0 | 0 | 0 | 0 | 0 | 0 | 0 | 0 | 0 | 0
[8 empty] | 684 | January | Winter | Weekend | 0 | 0 | 0 | 0 | 0 | 0 | 0 | 0 | 0 | 0 | 0 | 0 | 0 | 0 | 0 | 0 | 0 | 0 | 0 | 0 | 0 | 0 | 0 | 0 | 0 | 0 | 0 | 0 | 0 | 0
[8 empty] | 685 | January | Winter | Weekend | 0 | 0 | 0 | 0 | 0 | 0 | 0 | 0 | 0 | 0 | 0 | 0 | 0 | 0 | 0 | 0 | 0 | 0 | 0 | 0 | 0 | 0 | 0 | 0 | 0 | 0 | 0 | 0 | 0 | 0
[8 empty] | 686 | January | Winter | Weekend | 0 | 0 | 0 | 0 | 0 | 0 | 0 | 0 | 0 | 0 | 0 | 0 | 0 | 0 | 0 | 0 | 0 | 0 | 0 | 0 | 0 | 0 | 0 | 0 | 0 | 0 | 0 | 0 | 0 | 0
[8 empty] | 687 | January | Winter | Weekend | 0 | 0 | 0 | 0 | 0 | 0 | 0 | 0 | 0 | 0 | 0 | 0 | 0 | 0 | 0 | 0 | 0 | 0 | 0 | 0 | 0 | 0 | 0 | 0 | 0 | 0 | 0 | 0 | 0 | 0
[8 empty] | 688 | January | Winter | Weekend | 0 | 0 | 0 | 0 | 0 | 0 | 0 | 0 | 0 | 0 | 0 | 0 | 0 | 0 | 0 | 0 | 0 | 0 | 0 | 0 | 0 | 0 | 0 | 0 | 0 | 0 | 0 | 0 | 0 | 0
[8 empty] | 689 | January | Winter | Weekend | 0 | 0 | 0 | 0 | 0 | 0 | 0 | 0 | 0 | 0 | 0 | 0 | 0 | 0 | 0 | 0 | 0 | 0 | 0 | 0 | 0 | 0 | 0 | 0 | 0 | 0 | 0 | 0 | 0 | 0
[8 empty] | 690 | January | Winter | Weekend | 0 | 0 | 0 | 0 | 0 | 0 | 0 | 0 | 0 | 0 | 0 | 0 | 0 | 0 | 0 | 0 | 0 | 0 | 0 | 0 | 0 | 0 | 0 | 0 | 0 | 0 | 0 | 0 | 0 | 0
[8 empty] | 691 | January | Winter | Weekend | 0 | 0 | 0 | 0 | 0 | 0 | 0 | 0 | 0 | 0 | 0 | 0 | 0 | 0 | 0 | 0 | 0 | 0 | 0 | 0 | 0 | 0 | 0 | 0 | 0 | 0 | 0 | 0 | 0 | 0
[8 empty] | 692 | January | Winter | Weekend | 0 | 0 | 0 | 0 | 0 | 0 | 0 | 0 | 0 | 0 | 0 | 0 | 0 | 0 | 0 | 0 | 0 | 0 | 0 | 0 | 0 | 0 | 0 | 0 | 0 | 0 | 0 | 0 | 0 | 0
[8 empty] | 693 | January | Winter | Weekend | 0 | 0 | 0 | 0 | 0 | 0 | 0 | 0 | 0 | 0 | 0 | 0 | 0 | 0 | 0 | 0 | 0 | 0 | 0 | 0 | 0 | 0 | 0 | 0 | 0 | 0 | 0 | 0 | 0 | 0
[8 empty] | 694 | January | Winter | Weekend | 0 | 0 | 0 | 0 | 0 | 0 | 0 | 0 | 0 | 0 | 0 | 0 | 0 | 0 | 0 | 0 | 0 | 0 | 0 | 0 | 0 | 0 | 0 | 0 | 0 | 0 | 0 | 0 | 0 | 0
[8 empty] | 695 | January | Winter | Weekend | 0 | 0 | 0 | 0 | 0 | 0 | 0 | 0 | 0 | 0 | 0 | 0 | 0 | 0 | 0 | 0 | 0 | 0 | 0 | 0 | 0 | 0 | 0 | 0 | 0 | 0 | 0 | 0 | 0 | 0
[8 empty] | 696 | January | Winter | Weekend | 0 | 0 | 0 | 0 | 0 | 0 | 0 | 0 | 0 | 0 | 0 | 0 | 0 | 0 | 0 | 0 | 0 | 0 | 0 | 0 | 0 | 0 | 0 | 0 | 0 | 0 | 0 | 0 | 0 | 0
[8 empty] | 697 | January | Winter | Weekday | 0 | 0 | 0 | 0 | 0 | 0 | 0 | 0 | 0 | 0 | 0 | 0 | 0 | 0 | 0 | 0 | 0 | 0 | 0 | 0 | 0 | 0 | 0 | 0 | 0 | 4.8 | 4.8 | 0 | 0 | 0
[8 empty] | 698 | January | Winter | Weekday | 0 | 0 | 0 | 0 | 0 | 0 | 0 | 0 | 0 | 0 | 0 | 0 | 0 | 0 | 0 | 0 | 0 | 0 | 0 | 0 | 0 | 0 | 0 | 0 | 0 | 4.8 | 4.8 | 0 | 0 | 0
[8 empty] | 699 | January | Winter | Weekday | 0 | 0 | 0 | 0 | 0 | 0 | 0 | 0 | 0 | 0 | 0 | 0 | 0 | 0 | 0 | 0 | 0 | 0 | 0 | 0 | 0 | 0 | 0 | 0 | 0 | 4.8 | 4.8 | 0 | 0 | 0
[8 empty] | 700 | January | Winter | Weekday | 0 | 0 | 0 | 0 | 0 | 0 | 0 | 0 | 0 | 0 | 0 | 0 | 0 | 0 | 0 | 0 | 0 | 0 | 0 | 0 | 0 | 0 | 0 | 0 | 0 | 4.8 | 4.8 | 0 | 0 | 0
[8 empty] | 701 | January | Winter | Weekday | 0 | 0 | 0 | 0 | 0 | 0 | 0 | 0 | 0 | 0 | 0 | 0 | 0 | 0 | 0 | 0 | 0 | 0 | 0 | 0 | 0 | 0 | 0 | 0 | 0 | 4.8 | 4.8 | 0 | 0 | 0
[8 empty] | 702 | January | Winter | Weekday | 0 | 0 | 0 | 0 | 0 | 0 | 0 | 0 | 0 | 0 | 0 | 0 | 0 | 0 | 0 | 0 | 0 | 0 | 0 | 0 | 0 | 0 | 0 | 0 | 0 | 4.8 | 4.8 | 0 | 0 | 0
[8 empty] | 703 | January | Winter | Weekday | 0 | 0 | 0 | 0 | 0 | 0 | 0 | 0 | 0 | 0 | 0 | 0 | 0 | 0 | 0 | 0 | 0 | 0 | 0 | 0 | 0 | 0 | 0 | 0 | 0 | 1.2 | 1.2 | 0 | 0 | 0
[8 empty] | 704 | January | Winter | Weekday | 0 | 0 | 0 | 0 | 0 | 0 | 0 | 0 | 0 | 0 | 0 | 0 | 0 | 0 | 0 | 0 | 0 | 0 | 0 | 0 | 0 | 0 | 0 | 0 | 0 | 0 | 0 | 0 | 0 | 0
[8 empty] | 705 | January | Winter | Weekday | 0 | 0 | 0 | 0 | 0 | 0 | 0 | 0 | 0 | 0 | 0 | 0 | 0 | 0 | 0 | 0 | 0 | 0 | 0 | 0 | 0 | 0 | 0 | 0 | 0 | 0 | 0 | 0 | 0 | 0
[8 empty] | 706 | January | Winter | Weekday | 0 | 0 | 0 | 0 | 0 | 0 | 0 | 0 | 0 | 0 | 0 | 0 | 0 | 0 | 0 | 0 | 0 | 0 | 0 | 0 | 0 | 0 | 0 | 0 | 0 | 0 | 0 | 0 | 0 | 0
[8 empty] | 707 | January | Winter | Weekday | 0 | 0 | 0 | 0 | 0 | 0 | 0 | 0 | 0 | 0 | 0 | 0 | 0 | 0 | 0 | 0 | 0 | 0 | 0 | 0 | 0 | 0 | 0 | 0 | 0 | 0 | 0 | 0 | 0 | 0
[8 empty] | 708 | January | Winter | Weekday | 0 | 0 | 0 | 0 | 0 | 0 | 0 | 0 | 0 | 0 | 0 | 0 | 0 | 0 | 0 | 0 | 0 | 0 | 0 | 0 | 0 | 0 | 0 | 0 | 0 | 0 | 0 | 0 | 0 | 0
[8 empty] | 709 | January | Winter | Weekday | 0 | 0 | 0 | 0 | 0 | 0 | 0 | 0 | 0 | 0 | 0 | 0 | 0 | 0 | 0 | 0 | 0 | 0 | 0 | 0 | 0 | 0 | 0 | 0 | 0 | 0 | 0 | 0 | 0 | 0
[8 empty] | 710 | January | Winter | Weekday | 0 | 0 | 0 | 0 | 0 | 0 | 0 | 0 | 0 | 0 | 0 | 0 | 0 | 0 | 0 | 0 | 0 | 0 | 0 | 0 | 0 | 0 | 0 | 0 | 0 | 0 | 0 | 0 | 0 | 0
[8 empty] | 711 | January | Winter | Weekday | 0 | 0 | 0 | 0 | 0 | 0 | 0 | 0 | 0 | 0 | 0 | 0 | 0 | 0 | 0 | 0 | 0 | 0 | 0 | 0 | 0 | 0 | 0 | 0 | 0 | 0 | 0 | 0 | 0 | 0
[8 empty] | 712 | January | Winter | Weekday | 0 | 0 | 0 | 0 | 0 | 0 | 0 | 0 | 0 | 0 | 0 | 0 | 0 | 0 | 0 | 0 | 0 | 0 | 0 | 0 | 0 | 0 | 0 | 0 | 0 | 0 | 0 | 0 | 0 | 0
[8 empty] | 713 | January | Winter | Weekday | 0 | 0 | 0 | 0 | 0 | 0 | 0 | 0 | 0 | 0 | 0 | 0 | 0 | 0 | 0 | 0 | 0 | 0 | 0 | 0 | 0 | 0 | 0 | 0 | 0 | 0 | 0 | 0 | 0 | 0
[8 empty] | 714 | January | Winter | Weekday | 0 | 0 | 0 | 0 | 0 | 0 | 0 | 0 | 0 | 0 | 0 | 0 | 0 | 0 | 0 | 0 | 0 | 0 | 0 | 0 | 0 | 0 | 0 | 0 | 0 | 0 | 0 | 0 | 0 | 0
[8 empty] | 715 | January | Winter | Weekday | 0 | 0 | 0 | 0 | 0 | 0 | 0 | 0 | 0 | 0 | 0 | 0 | 0 | 0 | 0 | 0 | 0 | 0 | 0 | 0 | 0 | 0 | 0 | 0 | 0 | 0 | 0 | 0 | 0 | 0
[8 empty] | 716 | January | Winter | Weekday | 0 | 0 | 0 | 0 | 0 | 0 | 0 | 0 | 0 | 0 | 0 | 0 | 0 | 0 | 0 | 0 | 0 | 0 | 0 | 0 | 0 | 0 | 0 | 0 | 0 | 0 | 0 | 0 | 0 | 0
[8 empty] | 717 | January | Winter | Weekday | 0 | 0 | 0 | 0 | 0 | 0 | 0 | 0 | 0 | 0 | 0 | 0 | 0 | 0 | 0 | 0 | 0 | 0 | 0 | 0 | 0 | 0 | 0 | 0 | 0 | 0 | 0 | 0 | 0 | 0
[8 empty] | 718 | January | Winter | Weekday | 0 | 0 | 0 | 0 | 0 | 0 | 0 | 0 | 0 | 0 | 0 | 0 | 0 | 0 | 0 | 0 | 0 | 0 | 0 | 0 | 0 | 0 | 0 | 0 | 0 | 0 | 0 | 0 | 0 | 0
[8 empty] | 719 | January | Winter | Weekday | 0 | 0 | 0 | 0 | 0 | 0 | 0 | 0 | 0 | 0 | 0 | 0 | 0 | 0 | 0 | 0 | 0 | 0 | 0 | 0 | 0 | 0 | 0 | 0 | 0 | 0 | 0 | 0 | 0 | 0
[8 empty] | 720 | January | Winter | Weekday | 0 | 0 | 0 | 0 | 0 | 0 | 0 | 0 | 0 | 0 | 0 | 0 | 0 | 0 | 0 | 0 | 0 | 0 | 0 | 0 | 0 | 0 | 0 | 0 | 0 | 0 | 0 | 0 | 0 | 0
[8 empty] | 721 | January | Winter | Weekday | 0 | 0 | 0 | 0 | 0 | 0 | 0 | 0 | 0 | 0 | 0 | 0 | 0 | 0 | 0 | 0 | 0 | 0 | 0 | 0 | 0 | 0 | 0 | 0 | 0 | 4.8 | 4.8 | 0 | 0 | 0
[8 empty] | 722 | January | Winter | Weekday | 0 | 0 | 0 | 0 | 0 | 0 | 0 | 0 | 0 | 0 | 0 | 0 | 0 | 0 | 0 | 0 | 0 | 0 | 0 | 0 | 0 | 0 | 0 | 0 | 0 | 4.8 | 4.8 | 0 | 0 | 0
[8 empty] | 723 | January | Winter | Weekday | 0 | 0 | 0 | 0 | 0 | 0 | 0 | 0 | 0 | 0 | 0 | 0 | 0 | 0 | 0 | 0 | 0 | 0 | 0 | 0 | 0 | 0 | 0 | 0 | 0 | 4.8 | 4.8 | 0 | 0 | 0
[8 empty] | 724 | January | Winter | Weekday | 0 | 0 | 0 | 0 | 0 | 0 | 0 | 0 | 0 | 0 | 0 | 0 | 0 | 0 | 0 | 0 | 0 | 0 | 0 | 0 | 0 | 0 | 0 | 0 | 0 | 4.8 | 4.8 | 0 | 0 | 0
[8 empty] | 725 | January | Winter | Weekday | 0 | 0 | 0 | 0 | 0 | 0 | 0 | 0 | 0 | 0 | 0 | 0 | 0 | 0 | 0 | 0 | 0 | 0 | 0 | 0 | 0 | 0 | 0 | 0 | 0 | 4.8 | 4.8 | 0 | 0 | 0
[8 empty] | 726 | January | Winter | Weekday | 0 | 0 | 0 | 0 | 0 | 0 | 0 | 0 | 0 | 0 | 0 | 0 | 0 | 0 | 0 | 0 | 0 | 0 | 0 | 0 | 0 | 0 | 0 | 0 | 0 | 4.8 | 4.8 | 0 | 0 | 0
[8 empty] | 727 | January | Winter | Weekday | 0 | 0 | 0 | 0 | 0 | 0 | 0 | 0 | 0 | 0 | 0 | 0 | 0 | 0 | 0 | 0 | 0 | 0 | 0 | 0 | 0 | 0 | 0 | 0 | 0 | 1.2 | 1.2 | 0 | 0 | 0
[8 empty] | 728 | January | Winter | Weekday | 0 | 0 | 0 | 0 | 0 | 0 | 0 | 0 | 0 | 0 | 0 | 0 | 0 | 0 | 0 | 0 | 0 | 0 | 0 | 0 | 0 | 0 | 0 | 0 | 0 | 0 | 0 | 0 | 0 | 0
[8 empty] | 729 | January | Winter | Weekday | 0 | 0 | 0 | 0 | 0 | 0 | 0 | 0 | 0 | 0 | 0 | 0 | 0 | 0 | 0 | 0 | 0 | 0 | 0 | 0 | 0 | 0 | 0 | 0 | 0 | 0 | 0 | 0 | 0 | 0
[8 empty] | 730 | January | Winter | Weekday | 0 | 0 | 0 | 0 | 0 | 0 | 0 | 0 | 0 | 0 | 0 | 0 | 0 | 0 | 0 | 0 | 0 | 0 | 0 | 0 | 0 | 0 | 0 | 0 | 0 | 0 | 0 | 0 | 0 | 0
[8 empty] | 731 | January | Winter | Weekday | 0 | 0 | 0 | 0 | 0 | 0 | 0 | 0 | 0 | 0 | 0 | 0 | 0 | 0 | 0 | 0 | 0 | 0 | 0 | 0 | 0 | 0 | 0 | 0 | 0 | 0 | 0 | 0 | 0 | 0
[8 empty] | 732 | January | Winter | Weekday | 0 | 0 | 0 | 0 | 0 | 0 | 0 | 0 | 0 | 0 | 0 | 0 | 0 | 0 | 0 | 0 | 0 | 0 | 0 | 0 | 0 | 0 | 0 | 0 | 0 | 0 | 0 | 0 | 0 | 0
[8 empty] | 733 | January | Winter | Weekday | 0 | 0 | 0 | 0 | 0 | 0 | 0 | 0 | 0 | 0 | 0 | 0 | 0 | 0 | 0 | 0 | 0 | 0 | 0 | 0 | 0 | 0 | 0 | 0 | 0 | 0 | 0 | 0 | 0 | 0
[8 empty] | 734 | January | Winter | Weekday | 0 | 0 | 0 | 0 | 0 | 0 | 0 | 0 | 0 | 0 | 0 | 0 | 0 | 0 | 0 | 0 | 0 | 0 | 0 | 0 | 0 | 0 | 0 | 0 | 0 | 0 | 0 | 0 | 0 | 0
[8 empty] | 735 | January | Winter | Weekday | 0 | 0 | 0 | 0 | 0 | 0 | 0 | 0 | 0 | 0 | 0 | 0 | 0 | 0 | 0 | 0 | 0 | 0 | 0 | 0 | 0 | 0 | 0 | 0 | 0 | 0 | 0 | 0 | 0 | 0
[8 empty] | 736 | January | Winter | Weekday | 0 | 0 | 0 | 0 | 0 | 0 | 0 | 0 | 0 | 0 | 0 | 0 | 0 | 0 | 0 | 0 | 0 | 0 | 0 | 0 | 0 | 0 | 0 | 0 | 0 | 0 | 0 | 0 | 0 | 0
[8 empty] | 737 | January | Winter | Weekday | 0 | 0 | 0 | 0 | 0 | 0 | 0 | 0 | 0 | 0 | 0 | 0 | 0 | 0 | 0 | 0 | 0 | 0 | 0 | 0 | 0 | 0 | 0 | 0 | 0 | 0 | 0 | 0 | 0 | 0
[8 empty] | 738 | January | Winter | Weekday | 0 | 0 | 0 | 0 | 0 | 0 | 0 | 0 | 0 | 0 | 0 | 0 | 0 | 0 | 0 | 0 | 0 | 0 | 0 | 0 | 0 | 0 | 0 | 0 | 0 | 0 | 0 | 0 | 0 | 0
[8 empty] | 739 | January | Winter | Weekday | 0 | 0 | 0 | 0 | 0 | 0 | 0 | 0 | 0 | 0 | 0 | 0 | 0 | 0 | 0 | 0 | 0 | 0 | 0 | 0 | 0 | 0 | 0 | 0 | 0 | 0 | 0 | 0 | 0 | 0
[8 empty] | 740 | January | Winter | Weekday | 0 | 0 | 0 | 0 | 0 | 0 | 0 | 0 | 0 | 0 | 0 | 0 | 0 | 0 | 0 | 0 | 0 | 0 | 0 | 0 | 0 | 0 | 0 | 0 | 0 | 0 | 0 | 0 | 0 | 0
[8 empty] | 741 | January | Winter | Weekday | 0 | 0 | 0 | 0 | 0 | 0 | 0 | 0 | 0 | 0 | 0 | 0 | 0 | 0 | 0 | 0 | 0 | 0 | 0 | 0 | 0 | 0 | 0 | 0 | 0 | 0 | 0 | 0 | 0 | 0
[8 empty] | 742 | January | Winter | Weekday | 0 | 0 | 0 | 0 | 0 | 0 | 0 | 0 | 0 | 0 | 0 | 0 | 0 | 0 | 0 | 0 | 0 | 0 | 0 | 0 | 0 | 0 | 0 | 0 | 0 | 0 | 0 | 0 | 0 | 0
[8 empty] | 743 | January | Winter | Weekday | 0 | 0 | 0 | 0 | 0 | 0 | 0 | 0 | 0 | 0 | 0 | 0 | 0 | 0 | 0 | 0 | 0 | 0 | 0 | 0 | 0 | 0 | 0 | 0 | 0 | 0 | 0 | 0 | 0 | 0
[8 empty] | 744 | January | Winter | Weekday | 0 | 0 | 0 | 0 | 0 | 0 | 0 | 0 | 0 | 0 | 0 | 0 | 0 | 0 | 0 | 0 | 0 | 0 | 0 | 0 | 0 | 0 | 0 | 0 | 0 | 0 | 0 | 0 | 0 | 0
[8 empty] | 745 | February | Winter | Weekday | 0 | 0 | 0 | 0 | 0 | 0 | 0 | 0 | 0 | 0 | 0 | 0 | 0 | 0 | 0 | 0 | 0 | 0 | 0 | 0 | 0 | 0 | 0 | 0 | 0 | 4.8 | 4.8 | 0 | 0 | 0
[8 empty] | 746 | February | Winter | Weekday | 0 | 0 | 0 | 0 | 0 | 0 | 0 | 0 | 0 | 0 | 0 | 0 | 0 | 0 | 0 | 0 | 0 | 0 | 0 | 0 | 0 | 0 | 0 | 0 | 0 | 4.8 | 4.8 | 0 | 0 | 0
[8 empty] | 747 | February | Winter | Weekday | 0 | 0 | 0 | 0 | 0 | 0 | 0 | 0 | 0 | 0 | 0 | 0 | 0 | 0 | 0 | 0 | 0 | 0 | 0 | 0 | 0 | 0 | 0 | 0 | 0 | 4.8 | 4.8 | 0 | 0 | 0
[8 empty] | 748 | February | Winter | Weekday | 0 | 0 | 0 | 0 | 0 | 0 | 0 | 0 | 0 | 0 | 0 | 0 | 0 | 0 | 0 | 0 | 0 | 0 | 0 | 0 | 0 | 0 | 0 | 0 | 0 | 4.8 | 4.8 | 0 | 0 | 0
[8 empty] | 749 | February | Winter | Weekday | 0 | 0 | 0 | 0 | 0 | 0 | 0 | 0 | 0 | 0 | 0 | 0 | 0 | 0 | 0 | 0 | 0 | 0 | 0 | 0 | 0 | 0 | 0 | 0 | 0 | 4.8 | 4.8 | 0 | 0 | 0
[8 empty] | 750 | February | Winter | Weekday | 0 | 0 | 0 | 0 | 0 | 0 | 0 | 0 | 0 | 0 | 0 | 0 | 0 | 0 | 0 | 0 | 0 | 0 | 0 | 0 | 0 | 0 | 0 | 0 | 0 | 4.8 | 4.8 | 0 | 0 | 0
[8 empty] | 751 | February | Winter | Weekday | 0 | 0 | 0 | 0 | 0 | 0 | 0 | 0 | 0 | 0 | 0 | 0 | 0 | 0 | 0 | 0 | 0 | 0 | 0 | 0 | 0 | 0 | 0 | 0 | 0 | 1.2 | 1.2 | 0 | 0 | 0
[8 empty] | 752 | February | Winter | Weekday | 0 | 0 | 0 | 0 | 0 | 0 | 0 | 0 | 0 | 0 | 0 | 0 | 0 | 0 | 0 | 0 | 0 | 0 | 0 | 0 | 0 | 0 | 0 | 0 | 0 | 0 | 0 | 0 | 0 | 0
[8 empty] | 753 | February | Winter | Weekday | 0 | 0 | 0 | 0 | 0 | 0 | 0 | 0 | 0 | 0 | 0 | 0 | 0 | 0 | 0 | 0 | 0 | 0 | 0 | 0 | 0 | 0 | 0 | 0 | 0 | 0 | 0 | 0 | 0 | 0
[8 empty] | 754 | February | Winter | Weekday | 0 | 0 | 0 | 0 | 0 | 0 | 0 | 0 | 0 | 0 | 0 | 0 | 0 | 0 | 0 | 0 | 0 | 0 | 0 | 0 | 0 | 0 | 0 | 0 | 0 | 0 | 0 | 0 | 0 | 0
[8 empty] | 755 | February | Winter | Weekday | 0 | 0 | 0 | 0 | 0 | 0 | 0 | 0 | 0 | 0 | 0 | 0 | 0 | 0 | 0 | 0 | 0 | 0 | 0 | 0 | 0 | 0 | 0 | 0 | 0 | 0 | 0 | 0 | 0 | 0
[8 empty] | 756 | February | Winter | Weekday | 0 | 0 | 0 | 0 | 0 | 0 | 0 | 0 | 0 | 0 | 0 | 0 | 0 | 0 | 0 | 0 | 0 | 0 | 0 | 0 | 0 | 0 | 0 | 0 | 0 | 0 | 0 | 0 | 0 | 0
[8 empty] | 757 | February | Winter | Weekday | 0 | 0 | 0 | 0 | 0 | 0 | 0 | 0 | 0 | 0 | 0 | 0 | 0 | 0 | 0 | 0 | 0 | 0 | 0 | 0 | 0 | 0 | 0 | 0 | 0 | 0 | 0 | 0 | 0 | 0
[8 empty] | 758 | February | Winter | Weekday | 0 | 0 | 0 | 0 | 0 | 0 | 0 | 0 | 0 | 0 | 0 | 0 | 0 | 0 | 0 | 0 | 0 | 0 | 0 | 0 | 0 | 0 | 0 | 0 | 0 | 0 | 0 | 0 | 0 | 0
[8 empty] | 759 | February | Winter | Weekday | 0 | 0 | 0 | 0 | 0 | 0 | 0 | 0 | 0 | 0 | 0 | 0 | 0 | 0 | 0 | 0 | 0 | 0 | 0 | 0 | 0 | 0 | 0 | 0 | 0 | 0 | 0 | 0 | 0 | 0
[8 empty] | 760 | February | Winter | Weekday | 0 | 0 | 0 | 0 | 0 | 0 | 0 | 0 | 0 | 0 | 0 | 0 | 0 | 0 | 0 | 0 | 0 | 0 | 0 | 0 | 0 | 0 | 0 | 0 | 0 | 0 | 0 | 0 | 0 | 0
[8 empty] | 761 | February | Winter | Weekday | 0 | 0 | 0 | 0 | 0 | 0 | 0 | 0 | 0 | 0 | 0 | 0 | 0 | 0 | 0 | 0 | 0 | 0 | 0 | 0 | 0 | 0 | 0 | 0 | 0 | 0 | 0 | 0 | 0 | 0
[8 empty] | 762 | February | Winter | Weekday | 0 | 0 | 0 | 0 | 0 | 0 | 0 | 0 | 0 | 0 | 0 | 0 | 0 | 0 | 0 | 0 | 0 | 0 | 0 | 0 | 0 | 0 | 0 | 0 | 0 | 0 | 0 | 0 | 0 | 0
[8 empty] | 763 | February | Winter | Weekday | 0 | 0 | 0 | 0 | 0 | 0 | 0 | 0 | 0 | 0 | 0 | 0 | 0 | 0 | 0 | 0 | 0 | 0 | 0 | 0 | 0 | 0 | 0 | 0 | 0 | 0 | 0 | 0 | 0 | 0
[8 empty] | 764 | February | Winter | Weekday | 0 | 0 | 0 | 0 | 0 | 0 | 0 | 0 | 0 | 0 | 0 | 0 | 0 | 0 | 0 | 0 | 0 | 0 | 0 | 0 | 0 | 0 | 0 | 0 | 0 | 0 | 0 | 0 | 0 | 0
[8 empty] | 765 | February | Winter | Weekday | 0 | 0 | 0 | 0 | 0 | 0 | 0 | 0 | 0 | 0 | 0 | 0 | 0 | 0 | 0 | 0 | 0 | 0 | 0 | 0 | 0 | 0 | 0 | 0 | 0 | 0 | 0 | 0 | 0 | 0
[8 empty] | 766 | February | Winter | Weekday | 0 | 0 | 0 | 0 | 0 | 0 | 0 | 0 | 0 | 0 | 0 | 0 | 0 | 0 | 0 | 0 | 0 | 0 | 0 | 0 | 0 | 0 | 0 | 0 | 0 | 0 | 0 | 0 | 0 | 0
[8 empty] | 767 | February | Winter | Weekday | 0 | 0 | 0 | 0 | 0 | 0 | 0 | 0 | 0 | 0 | 0 | 0 | 0 | 0 | 0 | 0 | 0 | 0 | 0 | 0 | 0 | 0 | 0 | 0 | 0 | 0 | 0 | 0 | 0 | 0
[8 empty] | 768 | February | Winter | Weekday | 0 | 0 | 0 | 0 | 0 | 0 | 0 | 0 | 0 | 0 | 0 | 0 | 0 | 0 | 0 | 0 | 0 | 0 | 0 | 0 | 0 | 0 | 0 | 0 | 0 | 0 | 0 | 0 | 0 | 0
[8 empty] | 769 | February | Winter | Weekday | 0 | 0 | 0 | 0 | 0 | 0 | 0 | 0 | 0 | 0 | 0 | 0 | 0 | 0 | 0 | 0 | 0 | 0 | 0 | 0 | 0 | 0 | 0 | 0 | 0 | 4.8 | 4.8 | 0 | 0 | 0
[8 empty] | 770 | February | Winter | Weekday | 0 | 0 | 0 | 0 | 0 | 0 | 0 | 0 | 0 | 0 | 0 | 0 | 0 | 0 | 0 | 0 | 0 | 0 | 0 | 0 | 0 | 0 | 0 | 0 | 0 | 4.8 | 4.8 | 0 | 0 | 0
[8 empty] | 771 | February | Winter | Weekday | 0 | 0 | 0 | 0 | 0 | 0 | 0 | 0 | 0 | 0 | 0 | 0 | 0 | 0 | 0 | 0 | 0 | 0 | 0 | 0 | 0 | 0 | 0 | 0 | 0 | 4.8 | 4.8 | 0 | 0 | 0
[8 empty] | 772 | February | Winter | Weekday | 0 | 0 | 0 | 0 | 0 | 0 | 0 | 0 | 0 | 0 | 0 | 0 | 0 | 0 | 0 | 0 | 0 | 0 | 0 | 0 | 0 | 0 | 0 | 0 | 0 | 4.8 | 4.8 | 0 | 0 | 0
[8 empty] | 773 | February | Winter | Weekday | 0 | 0 | 0 | 0 | 0 | 0 | 0 | 0 | 0 | 0 | 0 | 0 | 0 | 0 | 0 | 0 | 0 | 0 | 0 | 0 | 0 | 0 | 0 | 0 | 0 | 4.8 | 4.8 | 0 | 0 | 0
[8 empty] | 774 | February | Winter | Weekday | 0 | 0 | 0 | 0 | 0 | 0 | 0 | 0 | 0 | 0 | 0 | 0 | 0 | 0 | 0 | 0 | 0 | 0 | 0 | 0 | 0 | 0 | 0 | 0 | 0 | 4.8 | 4.8 | 0 | 0 | 0
[8 empty] | 775 | February | Winter | Weekday | 0 | 0 | 0 | 0 | 0 | 0 | 0 | 0 | 0 | 0 | 0 | 0 | 0 | 0 | 0 | 0 | 0 | 0 | 0 | 0 | 0 | 0 | 0 | 0 | 0 | 1.2 | 1.2 | 0 | 0 | 0
[8 empty] | 776 | February | Winter | Weekday | 0 | 0 | 0 | 0 | 0 | 0 | 0 | 0 | 0 | 0 | 0 | 0 | 0 | 0 | 0 | 0 | 0 | 0 | 0 | 0 | 0 | 0 | 0 | 0 | 0 | 0 | 0 | 0 | 0 | 0
[8 empty] | 777 | February | Winter | Weekday | 0 | 0 | 0 | 0 | 0 | 0 | 0 | 0 | 0 | 0 | 0 | 0 | 0 | 0 | 0 | 0 | 0 | 0 | 0 | 0 | 0 | 0 | 0 | 0 | 0 | 0 | 0 | 0 | 0 | 0
[8 empty] | 778 | February | Winter | Weekday | 0 | 0 | 0 | 0 | 0 | 0 | 0 | 0 | 0 | 0 | 0 | 0 | 0 | 0 | 0 | 0 | 0 | 0 | 0 | 0 | 0 | 0 | 0 | 0 | 0 | 0 | 0 | 0 | 0 | 0
[8 empty] | 779 | February | Winter | Weekday | 0 | 0 | 0 | 0 | 0 | 0 | 0 | 0 | 0 | 0 | 0 | 0 | 0 | 0 | 0 | 0 | 0 | 0 | 0 | 0 | 0 | 0 | 0 | 0 | 0 | 0 | 0 | 0 | 0 | 0
[8 empty] | 780 | February | Winter | Weekday | 0 | 0 | 0 | 0 | 0 | 0 | 0 | 0 | 0 | 0 | 0 | 0 | 0 | 0 | 0 | 0 | 0 | 0 | 0 | 0 | 0 | 0 | 0 | 0 | 0 | 0 | 0 | 0 | 0 | 0
[8 empty] | 781 | February | Winter | Weekday | 0 | 0 | 0 | 0 | 0 | 0 | 0 | 0 | 0 | 0 | 0 | 0 | 0 | 0 | 0 | 0 | 0 | 0 | 0 | 0 | 0 | 0 | 0 | 0 | 0 | 0 | 0 | 0 | 0 | 0
[8 empty] | 782 | February | Winter | Weekday | 0 | 0 | 0 | 0 | 0 | 0 | 0 | 0 | 0 | 0 | 0 | 0 | 0 | 0 | 0 | 0 | 0 | 0 | 0 | 0 | 0 | 0 | 0 | 0 | 0 | 0 | 0 | 0 | 0 | 0
[8 empty] | 783 | February | Winter | Weekday | 0 | 0 | 0 | 0 | 0 | 0 | 0 | 0 | 0 | 0 | 0 | 0 | 0 | 0 | 0 | 0 | 0 | 0 | 0 | 0 | 0 | 0 | 0 | 0 | 0 | 0 | 0 | 0 | 0 | 0
[8 empty] | 784 | February | Winter | Weekday | 0 | 0 | 0 | 0 | 0 | 0 | 0 | 0 | 0 | 0 | 0 | 0 | 0 | 0 | 0 | 0 | 0 | 0 | 0 | 0 | 0 | 0 | 0 | 0 | 0 | 0 | 0 | 0 | 0 | 0
[8 empty] | 785 | February | Winter | Weekday | 0 | 0 | 0 | 0 | 0 | 0 | 0 | 0 | 0 | 0 | 0 | 0 | 0 | 0 | 0 | 0 | 0 | 0 | 0 | 0 | 0 | 0 | 0 | 0 | 0 | 0 | 0 | 0 | 0 | 0
[8 empty] | 786 | February | Winter | Weekday | 0 | 0 | 0 | 0 | 0 | 0 | 0 | 0 | 0 | 0 | 0 | 0 | 0 | 0 | 0 | 0 | 0 | 0 | 0 | 0 | 0 | 0 | 0 | 0 | 0 | 0 | 0 | 0 | 0 | 0
[8 empty] | 787 | February | Winter | Weekday | 0 | 0 | 0 | 0 | 0 | 0 | 0 | 0 | 0 | 0 | 0 | 0 | 0 | 0 | 0 | 0 | 0 | 0 | 0 | 0 | 0 | 0 | 0 | 0 | 0 | 0 | 0 | 0 | 0 | 0
[8 empty] | 788 | February | Winter | Weekday | 0 | 0 | 0 | 0 | 0 | 0 | 0 | 0 | 0 | 0 | 0 | 0 | 0 | 0 | 0 | 0 | 0 | 0 | 0 | 0 | 0 | 0 | 0 | 0 | 0 | 0 | 0 | 0 | 0 | 0
[8 empty] | 789 | February | Winter | Weekday | 0 | 0 | 0 | 0 | 0 | 0 | 0 | 0 | 0 | 0 | 0 | 0 | 0 | 0 | 0 | 0 | 0 | 0 | 0 | 0 | 0 | 0 | 0 | 0 | 0 | 0 | 0 | 0 | 0 | 0
[8 empty] | 790 | February | Winter | Weekday | 0 | 0 | 0 | 0 | 0 | 0 | 0 | 0 | 0 | 0 | 0 | 0 | 0 | 0 | 0 | 0 | 0 | 0 | 0 | 0 | 0 | 0 | 0 | 0 | 0 | 0 | 0 | 0 | 0 | 0
[8 empty] | 791 | February | Winter | Weekday | 0 | 0 | 0 | 0 | 0 | 0 | 0 | 0 | 0 | 0 | 0 | 0 | 0 | 0 | 0 | 0 | 0 | 0 | 0 | 0 | 0 | 0 | 0 | 0 | 0 | 0 | 0 | 0 | 0 | 0
[8 empty] | 792 | February | Winter | Weekday | 0 | 0 | 0 | 0 | 0 | 0 | 0 | 0 | 0 | 0 | 0 | 0 | 0 | 0 | 0 | 0 | 0 | 0 | 0 | 0 | 0 | 0 | 0 | 0 | 0 | 0 | 0 | 0 | 0 | 0
[8 empty] | 793 | February | Winter | Weekday | 0 | 0 | 0 | 0 | 0 | 0 | 0 | 0 | 0 | 0 | 0 | 0 | 0 | 0 | 0 | 0 | 0 | 0 | 0 | 0 | 0 | 0 | 0 | 0 | 0 | 4.8 | 4.8 | 0 | 0 | 0
[8 empty] | 794 | February | Winter | Weekday | 0 | 0 | 0 | 0 | 0 | 0 | 0 | 0 | 0 | 0 | 0 | 0 | 0 | 0 | 0 | 0 | 0 | 0 | 0 | 0 | 0 | 0 | 0 | 0 | 0 | 4.8 | 4.8 | 0 | 0 | 0
[8 empty] | 795 | February | Winter | Weekday | 0 | 0 | 0 | 0 | 0 | 0 | 0 | 0 | 0 | 0 | 0 | 0 | 0 | 0 | 0 | 0 | 0 | 0 | 0 | 0 | 0 | 0 | 0 | 0 | 0 | 4.8 | 4.8 | 0 | 0 | 0
[8 empty] | 796 | February | Winter | Weekday | 0 | 0 | 0 | 0 | 0 | 0 | 0 | 0 | 0 | 0 | 0 | 0 | 0 | 0 | 0 | 0 | 0 | 0 | 0 | 0 | 0 | 0 | 0 | 0 | 0 | 4.8 | 4.8 | 0 | 0 | 0
[8 empty] | 797 | February | Winter | Weekday | 0 | 0 | 0 | 0 | 0 | 0 | 0 | 0 | 0 | 0 | 0 | 0 | 0 | 0 | 0 | 0 | 0 | 0 | 0 | 0 | 0 | 0 | 0 | 0 | 0 | 4.8 | 4.8 | 0 | 0 | 0
[8 empty] | 798 | February | Winter | Weekday | 0 | 0 | 0 | 0 | 0 | 0 | 0 | 0 | 0 | 0 | 0 | 0 | 0 | 0 | 0 | 0 | 0 | 0 | 0 | 0 | 0 | 0 | 0 | 0 | 0 | 4.8 | 4.8 | 0 | 0 | 0
[8 empty] | 799 | February | Winter | Weekday | 0 | 0 | 0 | 0 | 0 | 0 | 0 | 0 | 0 | 0 | 0 | 0 | 0 | 0 | 0 | 0 | 0 | 0 | 0 | 0 | 0 | 0 | 0 | 0 | 0 | 1.2 | 1.2 | 0 | 0 | 0
[8 empty] | 800 | February | Winter | Weekday | 0 | 0 | 0 | 0 | 0 | 0 | 0 | 0 | 0 | 0 | 0 | 0 | 0 | 0 | 0 | 0 | 0 | 0 | 0 | 0 | 0 | 0 | 0 | 0 | 0 | 0 | 0 | 0 | 0 | 0
[8 empty] | 801 | February | Winter | Weekday | 0 | 0 | 0 | 0 | 0 | 0 | 0 | 0 | 0 | 0 | 0 | 0 | 0 | 0 | 0 | 0 | 0 | 0 | 0 | 0 | 0 | 0 | 0 | 0 | 0 | 0 | 0 | 0 | 0 | 0
[8 empty] | 802 | February | Winter | Weekday | 0 | 0 | 0 | 0 | 0 | 0 | 0 | 0 | 0 | 0 | 0 | 0 | 0 | 0 | 0 | 0 | 0 | 0 | 0 | 0 | 0 | 0 | 0 | 0 | 0 | 0 | 0 | 0 | 0 | 0
[8 empty] | 803 | February | Winter | Weekday | 0 | 0 | 0 | 0 | 0 | 0 | 0 | 0 | 0 | 0 | 0 | 0 | 0 | 0 | 0 | 0 | 0 | 0 | 0 | 0 | 0 | 0 | 0 | 0 | 0 | 0 | 0 | 0 | 0 | 0
[8 empty] | 804 | February | Winter | Weekday | 0 | 0 | 0 | 0 | 0 | 0 | 0 | 0 | 0 | 0 | 0 | 0 | 0 | 0 | 0 | 0 | 0 | 0 | 0 | 0 | 0 | 0 | 0 | 0 | 0 | 0 | 0 | 0 | 0 | 0
[8 empty] | 805 | February | Winter | Weekday | 0 | 0 | 0 | 0 | 0 | 0 | 0 | 0 | 0 | 0 | 0 | 0 | 0 | 0 | 0 | 0 | 0 | 0 | 0 | 0 | 0 | 0 | 0 | 0 | 0 | 0 | 0 | 0 | 0 | 0
[8 empty] | 806 | February | Winter | Weekday | 0 | 0 | 0 | 0 | 0 | 0 | 0 | 0 | 0 | 0 | 0 | 0 | 0 | 0 | 0 | 0 | 0 | 0 | 0 | 0 | 0 | 0 | 0 | 0 | 0 | 0 | 0 | 0 | 0 | 0
[8 empty] | 807 | February | Winter | Weekday | 0 | 0 | 0 | 0 | 0 | 0 | 0 | 0 | 0 | 0 | 0 | 0 | 0 | 0 | 0 | 0 | 0 | 0 | 0 | 0 | 0 | 0 | 0 | 0 | 0 | 0 | 0 | 0 | 0 | 0
[8 empty] | 808 | February | Winter | Weekday | 0 | 0 | 0 | 0 | 0 | 0 | 0 | 0 | 0 | 0 | 0 | 0 | 0 | 0 | 0 | 0 | 0 | 0 | 0 | 0 | 0 | 0 | 0 | 0 | 0 | 0 | 0 | 0 | 0 | 0
[8 empty] | 809 | February | Winter | Weekday | 0 | 0 | 0 | 0 | 0 | 0 | 0 | 0 | 0 | 0 | 0 | 0 | 0 | 0 | 0 | 0 | 0 | 0 | 0 | 0 | 0 | 0 | 0 | 0 | 0 | 0 | 0 | 0 | 0 | 0
[8 empty] | 810 | February | Winter | Weekday | 0 | 0 | 0 | 0 | 0 | 0 | 0 | 0 | 0 | 0 | 0 | 0 | 0 | 0 | 0 | 0 | 0 | 0 | 0 | 0 | 0 | 0 | 0 | 0 | 0 | 0 | 0 | 0 | 0 | 0
[8 empty] | 811 | February | Winter | Weekday | 0 | 0 | 0 | 0 | 0 | 0 | 0 | 0 | 0 | 0 | 0 | 0 | 0 | 0 | 0 | 0 | 0 | 0 | 0 | 0 | 0 | 0 | 0 | 0 | 0 | 0 | 0 | 0 | 0 | 0
[8 empty] | 812 | February | Winter | Weekday | 0 | 0 | 0 | 0 | 0 | 0 | 0 | 0 | 0 | 0 | 0 | 0 | 0 | 0 | 0 | 0 | 0 | 0 | 0 | 0 | 0 | 0 | 0 | 0 | 0 | 0 | 0 | 0 | 0 | 0
[8 empty] | 813 | February | Winter | Weekday | 0 | 0 | 0 | 0 | 0 | 0 | 0 | 0 | 0 | 0 | 0 | 0 | 0 | 0 | 0 | 0 | 0 | 0 | 0 | 0 | 0 | 0 | 0 | 0 | 0 | 0 | 0 | 0 | 0 | 0
[8 empty] | 814 | February | Winter | Weekday | 0 | 0 | 0 | 0 | 0 | 0 | 0 | 0 | 0 | 0 | 0 | 0 | 0 | 0 | 0 | 0 | 0 | 0 | 0 | 0 | 0 | 0 | 0 | 0 | 0 | 0 | 0 | 0 | 0 | 0
[8 empty] | 815 | February | Winter | Weekday | 0 | 0 | 0 | 0 | 0 | 0 | 0 | 0 | 0 | 0 | 0 | 0 | 0 | 0 | 0 | 0 | 0 | 0 | 0 | 0 | 0 | 0 | 0 | 0 | 0 | 0 | 0 | 0 | 0 | 0
[8 empty] | 816 | February | Winter | Weekday | 0 | 0 | 0 | 0 | 0 | 0 | 0 | 0 | 0 | 0 | 0 | 0 | 0 | 0 | 0 | 0 | 0 | 0 | 0 | 0 | 0 | 0 | 0 | 0 | 0 | 0 | 0 | 0 | 0 | 0
[8 empty] | 817 | February | Winter | Weekend | 0 | 0 | 0 | 0 | 0 | 0 | 0 | 0 | 0 | 0 | 0 | 0 | 0 | 0 | 0 | 0 | 0 | 0 | 0 | 0 | 0 | 0 | 0 | 0 | 0 | 4.8 | 4.8 | 0 | 0 | 0
[8 empty] | 818 | February | Winter | Weekend | 0 | 0 | 0 | 0 | 0 | 0 | 0 | 0 | 0 | 0 | 0 | 0 | 0 | 0 | 0 | 0 | 0 | 0 | 0 | 0 | 0 | 0 | 0 | 0 | 0 | 4.8 | 4.8 | 0 | 0 | 0
[8 empty] | 819 | February | Winter | Weekend | 0 | 0 | 0 | 0 | 0 | 0 | 0 | 0 | 0 | 0 | 0 | 0 | 0 | 0 | 0 | 0 | 0 | 0 | 0 | 0 | 0 | 0 | 0 | 0 | 0 | 4.8 | 4.8 | 0 | 0 | 0
[8 empty] | 820 | February | Winter | Weekend | 0 | 0 | 0 | 0 | 0 | 0 | 0 | 0 | 0 | 0 | 0 | 0 | 0 | 0 | 0 | 0 | 0 | 0 | 0 | 0 | 0 | 0 | 0 | 0 | 0 | 4.8 | 4.8 | 0 | 0 | 0
[8 empty] | 821 | February | Winter | Weekend | 0 | 0 | 0 | 0 | 0 | 0 | 0 | 0 | 0 | 0 | 0 | 0 | 0 | 0 | 0 | 0 | 0 | 0 | 0 | 0 | 0 | 0 | 0 | 0 | 0 | 4.8 | 4.8 | 0 | 0 | 0
[8 empty] | 822 | February | Winter | Weekend | 0 | 0 | 0 | 0 | 0 | 0 | 0 | 0 | 0 | 0 | 0 | 0 | 0 | 0 | 0 | 0 | 0 | 0 | 0 | 0 | 0 | 0 | 0 | 0 | 0 | 4.8 | 4.8 | 0 | 0 | 0
[8 empty] | 823 | February | Winter | Weekend | 0 | 0 | 0 | 0 | 0 | 0 | 0 | 0 | 0 | 0 | 0 | 0 | 0 | 0 | 0 | 0 | 0 | 0 | 0 | 0 | 0 | 0 | 0 | 0 | 0 | 1.2 | 1.2 | 0 | 0 | 0
[8 empty] | 824 | February | Winter | Weekend | 0 | 0 | 0 | 0 | 0 | 0 | 0 | 0 | 0 | 0 | 0 | 0 | 0 | 0 | 0 | 0 | 0 | 0 | 0 | 0 | 0 | 0 | 0 | 0 | 0 | 0 | 0 | 0 | 0 | 0
[8 empty] | 825 | February | Winter | Weekend | 0 | 0 | 0 | 0 | 0 | 0 | 0 | 0 | 0 | 0 | 0 | 0 | 0 | 0 | 0 | 0 | 0 | 0 | 0 | 0 | 0 | 0 | 0 | 0 | 0 | 0 | 0 | 0 | 0 | 0
[8 empty] | 826 | February | Winter | Weekend | 0 | 0 | 0 | 0 | 0 | 0 | 0 | 0 | 0 | 0 | 0 | 0 | 0 | 0 | 0 | 0 | 0 | 0 | 0 | 0 | 0 | 0 | 0 | 0 | 0 | 0 | 0 | 0 | 0 | 0
[8 empty] | 827 | February | Winter | Weekend | 0 | 0 | 0 | 0 | 0 | 0 | 0 | 0 | 0 | 0 | 0 | 0 | 0 | 0 | 0 | 0 | 0 | 0 | 0 | 0 | 0 | 0 | 0 | 0 | 0 | 0 | 0 | 0 | 0 | 0
[8 empty] | 828 | February | Winter | Weekend | 0 | 0 | 0 | 0 | 0 | 0 | 0 | 0 | 0 | 0 | 0 | 0 | 0 | 0 | 0 | 0 | 0 | 0 | 0 | 0 | 0 | 0 | 0 | 0 | 0 | 0 | 0 | 0 | 0 | 0
[8 empty] | 829 | February | Winter | Weekend | 0 | 0 | 0 | 0 | 0 | 0 | 0 | 0 | 0 | 0 | 0 | 0 | 0 | 0 | 0 | 0 | 0 | 0 | 0 | 0 | 0 | 0 | 0 | 0 | 0 | 0 | 0 | 0 | 0 | 0
[8 empty] | 830 | February | Winter | Weekend | 0 | 0 | 0 | 0 | 0 | 0 | 0 | 0 | 0 | 0 | 0 | 0 | 0 | 0 | 0 | 0 | 0 | 0 | 0 | 0 | 0 | 0 | 0 | 0 | 0 | 0 | 0 | 0 | 0 | 0
[8 empty] | 831 | February | Winter | Weekend | 0 | 0 | 0 | 0 | 0 | 0 | 0 | 0 | 0 | 0 | 0 | 0 | 0 | 0 | 0 | 0 | 0 | 0 | 0 | 0 | 0 | 0 | 0 | 0 | 0 | 0 | 0 | 0 | 0 | 0
[8 empty] | 832 | February | Winter | Weekend | 0 | 0 | 0 | 0 | 0 | 0 | 0 | 0 | 0 | 0 | 0 | 0 | 0 | 0 | 0 | 0 | 0 | 0 | 0 | 0 | 0 | 0 | 0 | 0 | 0 | 0 | 0 | 0 | 0 | 0
[8 empty] | 833 | February | Winter | Weekend | 0 | 0 | 0 | 0 | 0 | 0 | 0 | 0 | 0 | 0 | 0 | 0 | 0 | 0 | 0 | 0 | 0 | 0 | 0 | 0 | 0 | 0 | 0 | 0 | 0 | 0 | 0 | 0 | 0 | 0
[8 empty] | 834 | February | Winter | Weekend | 0 | 0 | 0 | 0 | 0 | 0 | 0 | 0 | 0 | 0 | 0 | 0 | 0 | 0 | 0 | 0 | 0 | 0 | 0 | 0 | 0 | 0 | 0 | 0 | 0 | 0 | 0 | 0 | 0 | 0
[8 empty] | 835 | February | Winter | Weekend | 0 | 0 | 0 | 0 | 0 | 0 | 0 | 0 | 0 | 0 | 0 | 0 | 0 | 0 | 0 | 0 | 0 | 0 | 0 | 0 | 0 | 0 | 0 | 0 | 0 | 0 | 0 | 0 | 0 | 0
[8 empty] | 836 | February | Winter | Weekend | 0 | 0 | 0 | 0 | 0 | 0 | 0 | 0 | 0 | 0 | 0 | 0 | 0 | 0 | 0 | 0 | 0 | 0 | 0 | 0 | 0 | 0 | 0 | 0 | 0 | 0 | 0 | 0 | 0 | 0
[8 empty] | 837 | February | Winter | Weekend | 0 | 0 | 0 | 0 | 0 | 0 | 0 | 0 | 0 | 0 | 0 | 0 | 0 | 0 | 0 | 0 | 0 | 0 | 0 | 0 | 0 | 0 | 0 | 0 | 0 | 0 | 0 | 0 | 0 | 0
[8 empty] | 838 | February | Winter | Weekend | 0 | 0 | 0 | 0 | 0 | 0 | 0 | 0 | 0 | 0 | 0 | 0 | 0 | 0 | 0 | 0 | 0 | 0 | 0 | 0 | 0 | 0 | 0 | 0 | 0 | 0 | 0 | 0 | 0 | 0
[8 empty] | 839 | February | Winter | Weekend | 0 | 0 | 0 | 0 | 0 | 0 | 0 | 0 | 0 | 0 | 0 | 0 | 0 | 0 | 0 | 0 | 0 | 0 | 0 | 0 | 0 | 0 | 0 | 0 | 0 | 0 | 0 | 0 | 0 | 0
[8 empty] | 840 | February | Winter | Weekend | 0 | 0 | 0 | 0 | 0 | 0 | 0 | 0 | 0 | 0 | 0 | 0 | 0 | 0 | 0 | 0 | 0 | 0 | 0 | 0 | 0 | 0 | 0 | 0 | 0 | 0 | 0 | 0 | 0 | 0
[8 empty] | 841 | February | Winter | Weekend | 0 | 0 | 0 | 0 | 0 | 0 | 0 | 0 | 0 | 0 | 0 | 0 | 0 | 0 | 0 | 0 | 0 | 0 | 0 | 0 | 0 | 0 | 0 | 0 | 0 | 4.8 | 4.8 | 0 | 0 | 0
[8 empty] | 842 | February | Winter | Weekend | 0 | 0 | 0 | 0 | 0 | 0 | 0 | 0 | 0 | 0 | 0 | 0 | 0 | 0 | 0 | 0 | 0 | 0 | 0 | 0 | 0 | 0 | 0 | 0 | 0 | 4.8 | 4.8 | 0 | 0 | 0
[8 empty] | 843 | February | Winter | Weekend | 0 | 0 | 0 | 0 | 0 | 0 | 0 | 0 | 0 | 0 | 0 | 0 | 0 | 0 | 0 | 0 | 0 | 0 | 0 | 0 | 0 | 0 | 0 | 0 | 0 | 4.8 | 4.8 | 0 | 0 | 0
[8 empty] | 844 | February | Winter | Weekend | 0 | 0 | 0 | 0 | 0 | 0 | 0 | 0 | 0 | 0 | 0 | 0 | 0 | 0 | 0 | 0 | 0 | 0 | 0 | 0 | 0 | 0 | 0 | 0 | 0 | 4.8 | 4.8 | 0 | 0 | 0
[8 empty] | 845 | February | Winter | Weekend | 0 | 0 | 0 | 0 | 0 | 0 | 0 | 0 | 0 | 0 | 0 | 0 | 0 | 0 | 0 | 0 | 0 | 0 | 0 | 0 | 0 | 0 | 0 | 0 | 0 | 4.8 | 4.8 | 0 | 0 | 0
[8 empty] | 846 | February | Winter | Weekend | 0 | 0 | 0 | 0 | 0 | 0 | 0 | 0 | 0 | 0 | 0 | 0 | 0 | 0 | 0 | 0 | 0 | 0 | 0 | 0 | 0 | 0 | 0 | 0 | 0 | 4.8 | 4.8 | 0 | 0 | 0
[8 empty] | 847 | February | Winter | Weekend | 0 | 0 | 0 | 0 | 0 | 0 | 0 | 0 | 0 | 0 | 0 | 0 | 0 | 0 | 0 | 0 | 0 | 0 | 0 | 0 | 0 | 0 | 0 | 0 | 0 | 1.2 | 1.2 | 0 | 0 | 0
[8 empty] | 848 | February | Winter | Weekend | 0 | 0 | 0 | 0 | 0 | 0 | 0 | 0 | 0 | 0 | 0 | 0 | 0 | 0 | 0 | 0 | 0 | 0 | 0 | 0 | 0 | 0 | 0 | 0 | 0 | 0 | 0 | 0 | 0 | 0
[8 empty] | 849 | February | Winter | Weekend | 0 | 0 | 0 | 0 | 0 | 0 | 0 | 0 | 0 | 0 | 0 | 0 | 0 | 0 | 0 | 0 | 0 | 0 | 0 | 0 | 0 | 0 | 0 | 0 | 0 | 0 | 0 | 0 | 0 | 0
[8 empty] | 850 | February | Winter | Weekend | 0 | 0 | 0 | 0 | 0 | 0 | 0 | 0 | 0 | 0 | 0 | 0 | 0 | 0 | 0 | 0 | 0 | 0 | 0 | 0 | 0 | 0 | 0 | 0 | 0 | 0 | 0 | 0 | 0 | 0
[8 empty] | 851 | February | Winter | Weekend | 0 | 0 | 0 | 0 | 0 | 0 | 0 | 0 | 0 | 0 | 0 | 0 | 0 | 0 | 0 | 0 | 0 | 0 | 0 | 0 | 0 | 0 | 0 | 0 | 0 | 0 | 0 | 0 | 0 | 0
[8 empty] | 852 | February | Winter | Weekend | 0 | 0 | 0 | 0 | 0 | 0 | 0 | 0 | 0 | 0 | 0 | 0 | 0 | 0 | 0 | 0 | 0 | 0 | 0 | 0 | 0 | 0 | 0 | 0 | 0 | 0 | 0 | 0 | 0 | 0
[8 empty] | 853 | February | Winter | Weekend | 0 | 0 | 0 | 0 | 0 | 0 | 0 | 0 | 0 | 0 | 0 | 0 | 0 | 0 | 0 | 0 | 0 | 0 | 0 | 0 | 0 | 0 | 0 | 0 | 0 | 0 | 0 | 0 | 0 | 0
[8 empty] | 854 | February | Winter | Weekend | 0 | 0 | 0 | 0 | 0 | 0 | 0 | 0 | 0 | 0 | 0 | 0 | 0 | 0 | 0 | 0 | 0 | 0 | 0 | 0 | 0 | 0 | 0 | 0 | 0 | 0 | 0 | 0 | 0 | 0
[8 empty] | 855 | February | Winter | Weekend | 0 | 0 | 0 | 0 | 0 | 0 | 0 | 0 | 0 | 0 | 0 | 0 | 0 | 0 | 0 | 0 | 0 | 0 | 0 | 0 | 0 | 0 | 0 | 0 | 0 | 0 | 0 | 0 | 0 | 0
[8 empty] | 856 | February | Winter | Weekend | 0 | 0 | 0 | 0 | 0 | 0 | 0 | 0 | 0 | 0 | 0 | 0 | 0 | 0 | 0 | 0 | 0 | 0 | 0 | 0 | 0 | 0 | 0 | 0 | 0 | 0 | 0 | 0 | 0 | 0
[8 empty] | 857 | February | Winter | Weekend | 0 | 0 | 0 | 0 | 0 | 0 | 0 | 0 | 0 | 0 | 0 | 0 | 0 | 0 | 0 | 0 | 0 | 0 | 0 | 0 | 0 | 0 | 0 | 0 | 0 | 0 | 0 | 0 | 0 | 0
[8 empty] | 858 | February | Winter | Weekend | 0 | 0 | 0 | 0 | 0 | 0 | 0 | 0 | 0 | 0 | 0 | 0 | 0 | 0 | 0 | 0 | 0 | 0 | 0 | 0 | 0 | 0 | 0 | 0 | 0 | 0 | 0 | 0 | 0 | 0
[8 empty] | 859 | February | Winter | Weekend | 0 | 0 | 0 | 0 | 0 | 0 | 0 | 0 | 0 | 0 | 0 | 0 | 0 | 0 | 0 | 0 | 0 | 0 | 0 | 0 | 0 | 0 | 0 | 0 | 0 | 0 | 0 | 0 | 0 | 0
[8 empty] | 860 | February | Winter | Weekend | 0 | 0 | 0 | 0 | 0 | 0 | 0 | 0 | 0 | 0 | 0 | 0 | 0 | 0 | 0 | 0 | 0 | 0 | 0 | 0 | 0 | 0 | 0 | 0 | 0 | 0 | 0 | 0 | 0 | 0
[8 empty] | 861 | February | Winter | Weekend | 0 | 0 | 0 | 0 | 0 | 0 | 0 | 0 | 0 | 0 | 0 | 0 | 0 | 0 | 0 | 0 | 0 | 0 | 0 | 0 | 0 | 0 | 0 | 0 | 0 | 0 | 0 | 0 | 0 | 0
[8 empty] | 862 | February | Winter | Weekend | 0 | 0 | 0 | 0 | 0 | 0 | 0 | 0 | 0 | 0 | 0 | 0 | 0 | 0 | 0 | 0 | 0 | 0 | 0 | 0 | 0 | 0 | 0 | 0 | 0 | 0 | 0 | 0 | 0 | 0
[8 empty] | 863 | February | Winter | Weekend | 0 | 0 | 0 | 0 | 0 | 0 | 0 | 0 | 0 | 0 | 0 | 0 | 0 | 0 | 0 | 0 | 0 | 0 | 0 | 0 | 0 | 0 | 0 | 0 | 0 | 0 | 0 | 0 | 0 | 0
[8 empty] | 864 | February | Winter | Weekend | 0 | 0 | 0 | 0 | 0 | 0 | 0 | 0 | 0 | 0 | 0 | 0 | 0 | 0 | 0 | 0 | 0 | 0 | 0 | 0 | 0 | 0 | 0 | 0 | 0 | 0 | 0 | 0 | 0 | 0
[8 empty] | 865 | February | Winter | Weekday | 0 | 0 | 0 | 0 | 0 | 0 | 0 | 0 | 0 | 0 | 0 | 0 | 0 | 0 | 0 | 0 | 0 | 0 | 0 | 0 | 0 | 0 | 0 | 0 | 0 | 4.8 | 4.8 | 0 | 0 | 0
[8 empty] | 866 | February | Winter | Weekday | 0 | 0 | 0 | 0 | 0 | 0 | 0 | 0 | 0 | 0 | 0 | 0 | 0 | 0 | 0 | 0 | 0 | 0 | 0 | 0 | 0 | 0 | 0 | 0 | 0 | 4.8 | 4.8 | 0 | 0 | 0
[8 empty] | 867 | February | Winter | Weekday | 0 | 0 | 0 | 0 | 0 | 0 | 0 | 0 | 0 | 0 | 0 | 0 | 0 | 0 | 0 | 0 | 0 | 0 | 0 | 0 | 0 | 0 | 0 | 0 | 0 | 4.8 | 4.8 | 0 | 0 | 0
[8 empty] | 868 | February | Winter | Weekday | 0 | 0 | 0 | 0 | 0 | 0 | 0 | 0 | 0 | 0 | 0 | 0 | 0 | 0 | 0 | 0 | 0 | 0 | 0 | 0 | 0 | 0 | 0 | 0 | 0 | 4.8 | 4.8 | 0 | 0 | 0
[8 empty] | 869 | February | Winter | Weekday | 0 | 0 | 0 | 0 | 0 | 0 | 0 | 0 | 0 | 0 | 0 | 0 | 0 | 0 | 0 | 0 | 0 | 0 | 0 | 0 | 0 | 0 | 0 | 0 | 0 | 4.8 | 4.8 | 0 | 0 | 0
[8 empty] | 870 | February | Winter | Weekday | 0 | 0 | 0 | 0 | 0 | 0 | 0 | 0 | 0 | 0 | 0 | 0 | 0 | 0 | 0 | 0 | 0 | 0 | 0 | 0 | 0 | 0 | 0 | 0 | 0 | 4.8 | 4.8 | 0 | 0 | 0
[8 empty] | 871 | February | Winter | Weekday | 0 | 0 | 0 | 0 | 0 | 0 | 0 | 0 | 0 | 0 | 0 | 0 | 0 | 0 | 0 | 0 | 0 | 0 | 0 | 0 | 0 | 0 | 0 | 0 | 0 | 1.2 | 1.2 | 0 | 0 | 0
[8 empty] | 872 | February | Winter | Weekday | 0 | 0 | 0 | 0 | 0 | 0 | 0 | 0 | 0 | 0 | 0 | 0 | 0 | 0 | 0 | 0 | 0 | 0 | 0 | 0 | 0 | 0 | 0 | 0 | 0 | 0 | 0 | 0 | 0 | 0
[8 empty] | 873 | February | Winter | Weekday | 0 | 0 | 0 | 0 | 0 | 0 | 0 | 0 | 0 | 0 | 0 | 0 | 0 | 0 | 0 | 0 | 0 | 0 | 0 | 0 | 0 | 0 | 0 | 0 | 0 | 0 | 0 | 0 | 0 | 0
[8 empty] | 874 | February | Winter | Weekday | 0 | 0 | 0 | 0 | 0 | 0 | 0 | 0 | 0 | 0 | 0 | 0 | 0 | 0 | 0 | 0 | 0 | 0 | 0 | 0 | 0 | 0 | 0 | 0 | 0 | 0 | 0 | 0 | 0 | 0
[8 empty] | 875 | February | Winter | Weekday | 0 | 0 | 0 | 0 | 0 | 0 | 0 | 0 | 0 | 0 | 0 | 0 | 0 | 0 | 0 | 0 | 0 | 0 | 0 | 0 | 0 | 0 | 0 | 0 | 0 | 0 | 0 | 0 | 0 | 0
[8 empty] | 876 | February | Winter | Weekday | 0 | 0 | 0 | 0 | 0 | 0 | 0 | 0 | 0 | 0 | 0 | 0 | 0 | 0 | 0 | 0 | 0 | 0 | 0 | 0 | 0 | 0 | 0 | 0 | 0 | 0 | 0 | 0 | 0 | 0
[8 empty] | 877 | February | Winter | Weekday | 0 | 0 | 0 | 0 | 0 | 0 | 0 | 0 | 0 | 0 | 0 | 0 | 0 | 0 | 0 | 0 | 0 | 0 | 0 | 0 | 0 | 0 | 0 | 0 | 0 | 0 | 0 | 0 | 0 | 0
[8 empty] | 878 | February | Winter | Weekday | 0 | 0 | 0 | 0 | 0 | 0 | 0 | 0 | 0 | 0 | 0 | 0 | 0 | 0 | 0 | 0 | 0 | 0 | 0 | 0 | 0 | 0 | 0 | 0 | 0 | 0 | 0 | 0 | 0 | 0
[8 empty] | 879 | February | Winter | Weekday | 0 | 0 | 0 | 0 | 0 | 0 | 0 | 0 | 0 | 0 | 0 | 0 | 0 | 0 | 0 | 0 | 0 | 0 | 0 | 0 | 0 | 0 | 0 | 0 | 0 | 0 | 0 | 0 | 0 | 0
[8 empty] | 880 | February | Winter | Weekday | 0 | 0 | 0 | 0 | 0 | 0 | 0 | 0 | 0 | 0 | 0 | 0 | 0 | 0 | 0 | 0 | 0 | 0 | 0 | 0 | 0 | 0 | 0 | 0 | 0 | 0 | 0 | 0 | 0 | 0
[8 empty] | 881 | February | Winter | Weekday | 0 | 0 | 0 | 0 | 0 | 0 | 0 | 0 | 0 | 0 | 0 | 0 | 0 | 0 | 0 | 0 | 0 | 0 | 0 | 0 | 0 | 0 | 0 | 0 | 0 | 0 | 0 | 0 | 0 | 0
[8 empty] | 882 | February | Winter | Weekday | 0 | 0 | 0 | 0 | 0 | 0 | 0 | 0 | 0 | 0 | 0 | 0 | 0 | 0 | 0 | 0 | 0 | 0 | 0 | 0 | 0 | 0 | 0 | 0 | 0 | 0 | 0 | 0 | 0 | 0
[8 empty] | 883 | February | Winter | Weekday | 0 | 0 | 0 | 0 | 0 | 0 | 0 | 0 | 0 | 0 | 0 | 0 | 0 | 0 | 0 | 0 | 0 | 0 | 0 | 0 | 0 | 0 | 0 | 0 | 0 | 0 | 0 | 0 | 0 | 0
[8 empty] | 884 | February | Winter | Weekday | 0 | 0 | 0 | 0 | 0 | 0 | 0 | 0 | 0 | 0 | 0 | 0 | 0 | 0 | 0 | 0 | 0 | 0 | 0 | 0 | 0 | 0 | 0 | 0 | 0 | 0 | 0 | 0 | 0 | 0
[8 empty] | 885 | February | Winter | Weekday | 0 | 0 | 0 | 0 | 0 | 0 | 0 | 0 | 0 | 0 | 0 | 0 | 0 | 0 | 0 | 0 | 0 | 0 | 0 | 0 | 0 | 0 | 0 | 0 | 0 | 0 | 0 | 0 | 0 | 0
[8 empty] | 886 | February | Winter | Weekday | 0 | 0 | 0 | 0 | 0 | 0 | 0 | 0 | 0 | 0 | 0 | 0 | 0 | 0 | 0 | 0 | 0 | 0 | 0 | 0 | 0 | 0 | 0 | 0 | 0 | 0 | 0 | 0 | 0 | 0
[8 empty] | 887 | February | Winter | Weekday | 0 | 0 | 0 | 0 | 0 | 0 | 0 | 0 | 0 | 0 | 0 | 0 | 0 | 0 | 0 | 0 | 0 | 0 | 0 | 0 | 0 | 0 | 0 | 0 | 0 | 0 | 0 | 0 | 0 | 0
[8 empty] | 888 | February | Winter | Weekday | 0 | 0 | 0 | 0 | 0 | 0 | 0 | 0 | 0 | 0 | 0 | 0 | 0 | 0 | 0 | 0 | 0 | 0 | 0 | 0 | 0 | 0 | 0 | 0 | 0 | 0 | 0 | 0 | 0 | 0
[8 empty] | 889 | February | Winter | Weekday | 0 | 0 | 0 | 0 | 0 | 0 | 0 | 0 | 0 | 0 | 0 | 0 | 0 | 0 | 0 | 0 | 0 | 0 | 0 | 0 | 0 | 0 | 0 | 0 | 0 | 4.8 | 4.8 | 0 | 0 | 0
[8 empty] | 890 | February | Winter | Weekday | 0 | 0 | 0 | 0 | 0 | 0 | 0 | 0 | 0 | 0 | 0 | 0 | 0 | 0 | 0 | 0 | 0 | 0 | 0 | 0 | 0 | 0 | 0 | 0 | 0 | 4.8 | 4.8 | 0 | 0 | 0
[8 empty] | 891 | February | Winter | Weekday | 0 | 0 | 0 | 0 | 0 | 0 | 0 | 0 | 0 | 0 | 0 | 0 | 0 | 0 | 0 | 0 | 0 | 0 | 0 | 0 | 0 | 0 | 0 | 0 | 0 | 4.8 | 4.8 | 0 | 0 | 0
[8 empty] | 892 | February | Winter | Weekday | 0 | 0 | 0 | 0 | 0 | 0 | 0 | 0 | 0 | 0 | 0 | 0 | 0 | 0 | 0 | 0 | 0 | 0 | 0 | 0 | 0 | 0 | 0 | 0 | 0 | 4.8 | 4.8 | 0 | 0 | 0
[8 empty] | 893 | February | Winter | Weekday | 0 | 0 | 0 | 0 | 0 | 0 | 0 | 0 | 0 | 0 | 0 | 0 | 0 | 0 | 0 | 0 | 0 | 0 | 0 | 0 | 0 | 0 | 0 | 0 | 0 | 4.8 | 4.8 | 0 | 0 | 0
[8 empty] | 894 | February | Winter | Weekday | 0 | 0 | 0 | 0 | 0 | 0 | 0 | 0 | 0 | 0 | 0 | 0 | 0 | 0 | 0 | 0 | 0 | 0 | 0 | 0 | 0 | 0 | 0 | 0 | 0 | 4.8 | 4.8 | 0 | 0 | 0
[8 empty] | 895 | February | Winter | Weekday | 0 | 0 | 0 | 0 | 0 | 0 | 0 | 0 | 0 | 0 | 0 | 0 | 0 | 0 | 0 | 0 | 0 | 0 | 0 | 0 | 0 | 0 | 0 | 0 | 0 | 1.2 | 1.2 | 0 | 0 | 0
[8 empty] | 896 | February | Winter | Weekday | 0 | 0 | 0 | 0 | 0 | 0 | 0 | 0 | 0 | 0 | 0 | 0 | 0 | 0 | 0 | 0 | 0 | 0 | 0 | 0 | 0 | 0 | 0 | 0 | 0 | 0 | 0 | 0 | 0 | 0
[8 empty] | 897 | February | Winter | Weekday | 0 | 0 | 0 | 0 | 0 | 0 | 0 | 0 | 0 | 0 | 0 | 0 | 0 | 0 | 0 | 0 | 0 | 0 | 0 | 0 | 0 | 0 | 0 | 0 | 0 | 0 | 0 | 0 | 0 | 0
[8 empty] | 898 | February | Winter | Weekday | 0 | 0 | 0 | 0 | 0 | 0 | 0 | 0 | 0 | 0 | 0 | 0 | 0 | 0 | 0 | 0 | 0 | 0 | 0 | 0 | 0 | 0 | 0 | 0 | 0 | 0 | 0 | 0 | 0 | 0
[8 empty] | 899 | February | Winter | Weekday | 0 | 0 | 0 | 0 | 0 | 0 | 0 | 0 | 0 | 0 | 0 | 0 | 0 | 0 | 0 | 0 | 0 | 0 | 0 | 0 | 0 | 0 | 0 | 0 | 0 | 0 | 0 | 0 | 0 | 0
[8 empty] | 900 | February | Winter | Weekday | 0 | 0 | 0 | 0 | 0 | 0 | 0 | 0 | 0 | 0 | 0 | 0 | 0 | 0 | 0 | 0 | 0 | 0 | 0 | 0 | 0 | 0 | 0 | 0 | 0 | 0 | 0 | 0 | 0 | 0
[8 empty] | 901 | February | Winter | Weekday | 0 | 0 | 0 | 0 | 0 | 0 | 0 | 0 | 0 | 0 | 0 | 0 | 0 | 0 | 0 | 0 | 0 | 0 | 0 | 0 | 0 | 0 | 0 | 0 | 0 | 0 | 0 | 0 | 0 | 0
[8 empty] | 902 | February | Winter | Weekday | 0 | 0 | 0 | 0 | 0 | 0 | 0 | 0 | 0 | 0 | 0 | 0 | 0 | 0 | 0 | 0 | 0 | 0 | 0 | 0 | 0 | 0 | 0 | 0 | 0 | 0 | 0 | 0 | 0 | 0
[8 empty] | 903 | February | Winter | Weekday | 0 | 0 | 0 | 0 | 0 | 0 | 0 | 0 | 0 | 0 | 0 | 0 | 0 | 0 | 0 | 0 | 0 | 0 | 0 | 0 | 0 | 0 | 0 | 0 | 0 | 0 | 0 | 0 | 0 | 0
[8 empty] | 904 | February | Winter | Weekday | 0 | 0 | 0 | 0 | 0 | 0 | 0 | 0 | 0 | 0 | 0 | 0 | 0 | 0 | 0 | 0 | 0 | 0 | 0 | 0 | 0 | 0 | 0 | 0 | 0 | 0 | 0 | 0 | 0 | 0
[8 empty] | 905 | February | Winter | Weekday | 0 | 0 | 0 | 0 | 0 | 0 | 0 | 0 | 0 | 0 | 0 | 0 | 0 | 0 | 0 | 0 | 0 | 0 | 0 | 0 | 0 | 0 | 0 | 0 | 0 | 0 | 0 | 0 | 0 | 0
[8 empty] | 906 | February | Winter | Weekday | 0 | 0 | 0 | 0 | 0 | 0 | 0 | 0 | 0 | 0 | 0 | 0 | 0 | 0 | 0 | 0 | 0 | 0 | 0 | 0 | 0 | 0 | 0 | 0 | 0 | 0 | 0 | 0 | 0 | 0
[8 empty] | 907 | February | Winter | Weekday | 0 | 0 | 0 | 0 | 0 | 0 | 0 | 0 | 0 | 0 | 0 | 0 | 0 | 0 | 0 | 0 | 0 | 0 | 0 | 0 | 0 | 0 | 0 | 0 | 0 | 0 | 0 | 0 | 0 | 0
[8 empty] | 908 | February | Winter | Weekday | 0 | 0 | 0 | 0 | 0 | 0 | 0 | 0 | 0 | 0 | 0 | 0 | 0 | 0 | 0 | 0 | 0 | 0 | 0 | 0 | 0 | 0 | 0 | 0 | 0 | 0 | 0 | 0 | 0 | 0
[8 empty] | 909 | February | Winter | Weekday | 0 | 0 | 0 | 0 | 0 | 0 | 0 | 0 | 0 | 0 | 0 | 0 | 0 | 0 | 0 | 0 | 0 | 0 | 0 | 0 | 0 | 0 | 0 | 0 | 0 | 0 | 0 | 0 | 0 | 0
[8 empty] | 910 | February | Winter | Weekday | 0 | 0 | 0 | 0 | 0 | 0 | 0 | 0 | 0 | 0 | 0 | 0 | 0 | 0 | 0 | 0 | 0 | 0 | 0 | 0 | 0 | 0 | 0 | 0 | 0 | 0 | 0 | 0 | 0 | 0
[8 empty] | 911 | February | Winter | Weekday | 0 | 0 | 0 | 0 | 0 | 0 | 0 | 0 | 0 | 0 | 0 | 0 | 0 | 0 | 0 | 0 | 0 | 0 | 0 | 0 | 0 | 0 | 0 | 0 | 0 | 0 | 0 | 0 | 0 | 0
[8 empty] | 912 | February | Winter | Weekday | 0 | 0 | 0 | 0 | 0 | 0 | 0 | 0 | 0 | 0 | 0 | 0 | 0 | 0 | 0 | 0 | 0 | 0 | 0 | 0 | 0 | 0 | 0 | 0 | 0 | 0 | 0 | 0 | 0 | 0
[8 empty] | 913 | February | Winter | Weekday | 0 | 0 | 0 | 0 | 0 | 0 | 0 | 0 | 0 | 0 | 0 | 0 | 0 | 0 | 0 | 0 | 0 | 0 | 0 | 0 | 0 | 0 | 0 | 0 | 0 | 4.8 | 4.8 | 0 | 0 | 0
[8 empty] | 914 | February | Winter | Weekday | 0 | 0 | 0 | 0 | 0 | 0 | 0 | 0 | 0 | 0 | 0 | 0 | 0 | 0 | 0 | 0 | 0 | 0 | 0 | 0 | 0 | 0 | 0 | 0 | 0 | 4.8 | 4.8 | 0 | 0 | 0
[8 empty] | 915 | February | Winter | Weekday | 0 | 0 | 0 | 0 | 0 | 0 | 0 | 0 | 0 | 0 | 0 | 0 | 0 | 0 | 0 | 0 | 0 | 0 | 0 | 0 | 0 | 0 | 0 | 0 | 0 | 4.8 | 4.8 | 0 | 0 | 0
[8 empty] | 916 | February | Winter | Weekday | 0 | 0 | 0 | 0 | 0 | 0 | 0 | 0 | 0 | 0 | 0 | 0 | 0 | 0 | 0 | 0 | 0 | 0 | 0 | 0 | 0 | 0 | 0 | 0 | 0 | 4.8 | 4.8 | 0 | 0 | 0
[8 empty] | 917 | February | Winter | Weekday | 0 | 0 | 0 | 0 | 0 | 0 | 0 | 0 | 0 | 0 | 0 | 0 | 0 | 0 | 0 | 0 | 0 | 0 | 0 | 0 | 0 | 0 | 0 | 0 | 0 | 4.8 | 4.8 | 0 | 0 | 0
[8 empty] | 918 | February | Winter | Weekday | 0 | 0 | 0 | 0 | 0 | 0 | 0 | 0 | 0 | 0 | 0 | 0 | 0 | 0 | 0 | 0 | 0 | 0 | 0 | 0 | 0 | 0 | 0 | 0 | 0 | 4.8 | 4.8 | 0 | 0 | 0
[8 empty] | 919 | February | Winter | Weekday | 0 | 0 | 0 | 0 | 0 | 0 | 0 | 0 | 0 | 0 | 0 | 0 | 0 | 0 | 0 | 0 | 0 | 0 | 0 | 0 | 0 | 0 | 0 | 0 | 0 | 1.2 | 1.2 | 0 | 0 | 0
[8 empty] | 920 | February | Winter | Weekday | 0 | 0 | 0 | 0 | 0 | 0 | 0 | 0 | 0 | 0 | 0 | 0 | 0 | 0 | 0 | 0 | 0 | 0 | 0 | 0 | 0 | 0 | 0 | 0 | 0 | 0 | 0 | 0 | 0 | 0
[8 empty] | 921 | February | Winter | Weekday | 0 | 0 | 0 | 0 | 0 | 0 | 0 | 0 | 0 | 0 | 0 | 0 | 0 | 0 | 0 | 0 | 0 | 0 | 0 | 0 | 0 | 0 | 0 | 0 | 0 | 0 | 0 | 0 | 0 | 0
[8 empty] | 922 | February | Winter | Weekday | 0 | 0 | 0 | 0 | 0 | 0 | 0 | 0 | 0 | 0 | 0 | 0 | 0 | 0 | 0 | 0 | 0 | 0 | 0 | 0 | 0 | 0 | 0 | 0 | 0 | 0 | 0 | 0 | 0 | 0
[8 empty] | 923 | February | Winter | Weekday | 0 | 0 | 0 | 0 | 0 | 0 | 0 | 0 | 0 | 0 | 0 | 0 | 0 | 0 | 0 | 0 | 0 | 0 | 0 | 0 | 0 | 0 | 0 | 0 | 0 | 0 | 0 | 0 | 0 | 0
[8 empty] | 924 | February | Winter | Weekday | 0 | 0 | 0 | 0 | 0 | 0 | 0 | 0 | 0 | 0 | 0 | 0 | 0 | 0 | 0 | 0 | 0 | 0 | 0 | 0 | 0 | 0 | 0 | 0 | 0 | 0 | 0 | 0 | 0 | 0
[8 empty] | 925 | February | Winter | Weekday | 0 | 0 | 0 | 0 | 0 | 0 | 0 | 0 | 0 | 0 | 0 | 0 | 0 | 0 | 0 | 0 | 0 | 0 | 0 | 0 | 0 | 0 | 0 | 0 | 0 | 0 | 0 | 0 | 0 | 0
[8 empty] | 926 | February | Winter | Weekday | 0 | 0 | 0 | 0 | 0 | 0 | 0 | 0 | 0 | 0 | 0 | 0 | 0 | 0 | 0 | 0 | 0 | 0 | 0 | 0 | 0 | 0 | 0 | 0 | 0 | 0 | 0 | 0 | 0 | 0
[8 empty] | 927 | February | Winter | Weekday | 0 | 0 | 0 | 0 | 0 | 0 | 0 | 0 | 0 | 0 | 0 | 0 | 0 | 0 | 0 | 0 | 0 | 0 | 0 | 0 | 0 | 0 | 0 | 0 | 0 | 0 | 0 | 0 | 0 | 0
[8 empty] | 928 | February | Winter | Weekday | 0 | 0 | 0 | 0 | 0 | 0 | 0 | 0 | 0 | 0 | 0 | 0 | 0 | 0 | 0 | 0 | 0 | 0 | 0 | 0 | 0 | 0 | 0 | 0 | 0 | 0 | 0 | 0 | 0 | 0
[8 empty] | 929 | February | Winter | Weekday | 0 | 0 | 0 | 0 | 0 | 0 | 0 | 0 | 0 | 0 | 0 | 0 | 0 | 0 | 0 | 0 | 0 | 0 | 0 | 0 | 0 | 0 | 0 | 0 | 0 | 0 | 0 | 0 | 0 | 0
[8 empty] | 930 | February | Winter | Weekday | 0 | 0 | 0 | 0 | 0 | 0 | 0 | 0 | 0 | 0 | 0 | 0 | 0 | 0 | 0 | 0 | 0 | 0 | 0 | 0 | 0 | 0 | 0 | 0 | 0 | 0 | 0 | 0 | 0 | 0
[8 empty] | 931 | February | Winter | Weekday | 0 | 0 | 0 | 0 | 0 | 0 | 0 | 0 | 0 | 0 | 0 | 0 | 0 | 0 | 0 | 0 | 0 | 0 | 0 | 0 | 0 | 0 | 0 | 0 | 0 | 0 | 0 | 0 | 0 | 0
[8 empty] | 932 | February | Winter | Weekday | 0 | 0 | 0 | 0 | 0 | 0 | 0 | 0 | 0 | 0 | 0 | 0 | 0 | 0 | 0 | 0 | 0 | 0 | 0 | 0 | 0 | 0 | 0 | 0 | 0 | 0 | 0 | 0 | 0 | 0
[8 empty] | 933 | February | Winter | Weekday | 0 | 0 | 0 | 0 | 0 | 0 | 0 | 0 | 0 | 0 | 0 | 0 | 0 | 0 | 0 | 0 | 0 | 0 | 0 | 0 | 0 | 0 | 0 | 0 | 0 | 0 | 0 | 0 | 0 | 0
[8 empty] | 934 | February | Winter | Weekday | 0 | 0 | 0 | 0 | 0 | 0 | 0 | 0 | 0 | 0 | 0 | 0 | 0 | 0 | 0 | 0 | 0 | 0 | 0 | 0 | 0 | 0 | 0 | 0 | 0 | 0 | 0 | 0 | 0 | 0
[8 empty] | 935 | February | Winter | Weekday | 0 | 0 | 0 | 0 | 0 | 0 | 0 | 0 | 0 | 0 | 0 | 0 | 0 | 0 | 0 | 0 | 0 | 0 | 0 | 0 | 0 | 0 | 0 | 0 | 0 | 0 | 0 | 0 | 0 | 0
[8 empty] | 936 | February | Winter | Weekday | 0 | 0 | 0 | 0 | 0 | 0 | 0 | 0 | 0 | 0 | 0 | 0 | 0 | 0 | 0 | 0 | 0 | 0 | 0 | 0 | 0 | 0 | 0 | 0 | 0 | 0 | 0 | 0 | 0 | 0
[8 empty] | 937 | February | Winter | Weekday | 0 | 0 | 0 | 0 | 0 | 0 | 0 | 0 | 0 | 0 | 0 | 0 | 0 | 0 | 0 | 0 | 0 | 0 | 0 | 0 | 0 | 0 | 0 | 0 | 0 | 4.8 | 4.8 | 0 | 0 | 0
[8 empty] | 938 | February | Winter | Weekday | 0 | 0 | 0 | 0 | 0 | 0 | 0 | 0 | 0 | 0 | 0 | 0 | 0 | 0 | 0 | 0 | 0 | 0 | 0 | 0 | 0 | 0 | 0 | 0 | 0 | 4.8 | 4.8 | 0 | 0 | 0
[8 empty] | 939 | February | Winter | Weekday | 0 | 0 | 0 | 0 | 0 | 0 | 0 | 0 | 0 | 0 | 0 | 0 | 0 | 0 | 0 | 0 | 0 | 0 | 0 | 0 | 0 | 0 | 0 | 0 | 0 | 4.8 | 4.8 | 0 | 0 | 0
[8 empty] | 940 | February | Winter | Weekday | 0 | 0 | 0 | 0 | 0 | 0 | 0 | 0 | 0 | 0 | 0 | 0 | 0 | 0 | 0 | 0 | 0 | 0 | 0 | 0 | 0 | 0 | 0 | 0 | 0 | 4.8 | 4.8 | 0 | 0 | 0
[8 empty] | 941 | February | Winter | Weekday | 0 | 0 | 0 | 0 | 0 | 0 | 0 | 0 | 0 | 0 | 0 | 0 | 0 | 0 | 0 | 0 | 0 | 0 | 0 | 0 | 0 | 0 | 0 | 0 | 0 | 4.8 | 4.8 | 0 | 0 | 0
[8 empty] | 942 | February | Winter | Weekday | 0 | 0 | 0 | 0 | 0 | 0 | 0 | 0 | 0 | 0 | 0 | 0 | 0 | 0 | 0 | 0 | 0 | 0 | 0 | 0 | 0 | 0 | 0 | 0 | 0 | 4.8 | 4.8 | 0 | 0 | 0
[8 empty] | 943 | February | Winter | Weekday | 0 | 0 | 0 | 0 | 0 | 0 | 0 | 0 | 0 | 0 | 0 | 0 | 0 | 0 | 0 | 0 | 0 | 0 | 0 | 0 | 0 | 0 | 0 | 0 | 0 | 1.2 | 1.2 | 0 | 0 | 0
[8 empty] | 944 | February | Winter | Weekday | 0 | 0 | 0 | 0 | 0 | 0 | 0 | 0 | 0 | 0 | 0 | 0 | 0 | 0 | 0 | 0 | 0 | 0 | 0 | 0 | 0 | 0 | 0 | 0 | 0 | 0 | 0 | 0 | 0 | 0
[8 empty] | 945 | February | Winter | Weekday | 0 | 0 | 0 | 0 | 0 | 0 | 0 | 0 | 0 | 0 | 0 | 0 | 0 | 0 | 0 | 0 | 0 | 0 | 0 | 0 | 0 | 0 | 0 | 0 | 0 | 0 | 0 | 0 | 0 | 0
[8 empty] | 946 | February | Winter | Weekday | 0 | 0 | 0 | 0 | 0 | 0 | 0 | 0 | 0 | 0 | 0 | 0 | 0 | 0 | 0 | 0 | 0 | 0 | 0 | 0 | 0 | 0 | 0 | 0 | 0 | 0 | 0 | 0 | 0 | 0
[8 empty] | 947 | February | Winter | Weekday | 0 | 0 | 0 | 0 | 0 | 0 | 0 | 0 | 0 | 0 | 0 | 0 | 0 | 0 | 0 | 0 | 0 | 0 | 0 | 0 | 0 | 0 | 0 | 0 | 0 | 0 | 0 | 0 | 0 | 0
[8 empty] | 948 | February | Winter | Weekday | 0 | 0 | 0 | 0 | 0 | 0 | 0 | 0 | 0 | 0 | 0 | 0 | 0 | 0 | 0 | 0 | 0 | 0 | 0 | 0 | 0 | 0 | 0 | 0 | 0 | 0 | 0 | 0 | 0 | 0
[8 empty] | 949 | February | Winter | Weekday | 0 | 0 | 0 | 0 | 0 | 0 | 0 | 0 | 0 | 0 | 0 | 0 | 0 | 0 | 0 | 0 | 0 | 0 | 0 | 0 | 0 | 0 | 0 | 0 | 0 | 0 | 0 | 0 | 0 | 0
[8 empty] | 950 | February | Winter | Weekday | 0 | 0 | 0 | 0 | 0 | 0 | 0 | 0 | 0 | 0 | 0 | 0 | 0 | 0 | 0 | 0 | 0 | 0 | 0 | 0 | 0 | 0 | 0 | 0 | 0 | 0 | 0 | 0 | 0 | 0
[8 empty] | 951 | February | Winter | Weekday | 0 | 0 | 0 | 0 | 0 | 0 | 0 | 0 | 0 | 0 | 0 | 0 | 0 | 0 | 0 | 0 | 0 | 0 | 0 | 0 | 0 | 0 | 0 | 0 | 0 | 0 | 0 | 0 | 0 | 0
[8 empty] | 952 | February | Winter | Weekday | 0 | 0 | 0 | 0 | 0 | 0 | 0 | 0 | 0 | 0 | 0 | 0 | 0 | 0 | 0 | 0 | 0 | 0 | 0 | 0 | 0 | 0 | 0 | 0 | 0 | 0 | 0 | 0 | 0 | 0
[8 empty] | 953 | February | Winter | Weekday | 0 | 0 | 0 | 0 | 0 | 0 | 0 | 0 | 0 | 0 | 0 | 0 | 0 | 0 | 0 | 0 | 0 | 0 | 0 | 0 | 0 | 0 | 0 | 0 | 0 | 0 | 0 | 0 | 0 | 0
[8 empty] | 954 | February | Winter | Weekday | 0 | 0 | 0 | 0 | 0 | 0 | 0 | 0 | 0 | 0 | 0 | 0 | 0 | 0 | 0 | 0 | 0 | 0 | 0 | 0 | 0 | 0 | 0 | 0 | 0 | 0 | 0 | 0 | 0 | 0
[8 empty] | 955 | February | Winter | Weekday | 0 | 0 | 0 | 0 | 0 | 0 | 0 | 0 | 0 | 0 | 0 | 0 | 0 | 0 | 0 | 0 | 0 | 0 | 0 | 0 | 0 | 0 | 0 | 0 | 0 | 0 | 0 | 0 | 0 | 0
[8 empty] | 956 | February | Winter | Weekday | 0 | 0 | 0 | 0 | 0 | 0 | 0 | 0 | 0 | 0 | 0 | 0 | 0 | 0 | 0 | 0 | 0 | 0 | 0 | 0 | 0 | 0 | 0 | 0 | 0 | 0 | 0 | 0 | 0 | 0
[8 empty] | 957 | February | Winter | Weekday | 0 | 0 | 0 | 0 | 0 | 0 | 0 | 0 | 0 | 0 | 0 | 0 | 0 | 0 | 0 | 0 | 0 | 0 | 0 | 0 | 0 | 0 | 0 | 0 | 0 | 0 | 0 | 0 | 0 | 0
[8 empty] | 958 | February | Winter | Weekday | 0 | 0 | 0 | 0 | 0 | 0 | 0 | 0 | 0 | 0 | 0 | 0 | 0 | 0 | 0 | 0 | 0 | 0 | 0 | 0 | 0 | 0 | 0 | 0 | 0 | 0 | 0 | 0 | 0 | 0
[8 empty] | 959 | February | Winter | Weekday | 0 | 0 | 0 | 0 | 0 | 0 | 0 | 0 | 0 | 0 | 0 | 0 | 0 | 0 | 0 | 0 | 0 | 0 | 0 | 0 | 0 | 0 | 0 | 0 | 0 | 0 | 0 | 0 | 0 | 0
[8 empty] | 960 | February | Winter | Weekday | 0 | 0 | 0 | 0 | 0 | 0 | 0 | 0 | 0 | 0 | 0 | 0 | 0 | 0 | 0 | 0 | 0 | 0 | 0 | 0 | 0 | 0 | 0 | 0 | 0 | 0 | 0 | 0 | 0 | 0
[8 empty] | 961 | February | Winter | Weekday | 0 | 0 | 0 | 0 | 0 | 0 | 0 | 0 | 0 | 0 | 0 | 0 | 0 | 0 | 0 | 0 | 0 | 0 | 0 | 0 | 0 | 0 | 0 | 0 | 0 | 4.8 | 4.8 | 0 | 0 | 0
[8 empty] | 962 | February | Winter | Weekday | 0 | 0 | 0 | 0 | 0 | 0 | 0 | 0 | 0 | 0 | 0 | 0 | 0 | 0 | 0 | 0 | 0 | 0 | 0 | 0 | 0 | 0 | 0 | 0 | 0 | 4.8 | 4.8 | 0 | 0 | 0
[8 empty] | 963 | February | Winter | Weekday | 0 | 0 | 0 | 0 | 0 | 0 | 0 | 0 | 0 | 0 | 0 | 0 | 0 | 0 | 0 | 0 | 0 | 0 | 0 | 0 | 0 | 0 | 0 | 0 | 0 | 4.8 | 4.8 | 0 | 0 | 0
[8 empty] | 964 | February | Winter | Weekday | 0 | 0 | 0 | 0 | 0 | 0 | 0 | 0 | 0 | 0 | 0 | 0 | 0 | 0 | 0 | 0 | 0 | 0 | 0 | 0 | 0 | 0 | 0 | 0 | 0 | 4.8 | 4.8 | 0 | 0 | 0
[8 empty] | 965 | February | Winter | Weekday | 0 | 0 | 0 | 0 | 0 | 0 | 0 | 0 | 0 | 0 | 0 | 0 | 0 | 0 | 0 | 0 | 0 | 0 | 0 | 0 | 0 | 0 | 0 | 0 | 0 | 4.8 | 4.8 | 0 | 0 | 0
[8 empty] | 966 | February | Winter | Weekday | 0 | 0 | 0 | 0 | 0 | 0 | 0 | 0 | 0 | 0 | 0 | 0 | 0 | 0 | 0 | 0 | 0 | 0 | 0 | 0 | 0 | 0 | 0 | 0 | 0 | 4.8 | 4.8 | 0 | 0 | 0
[8 empty] | 967 | February | Winter | Weekday | 0 | 0 | 0 | 0 | 0 | 0 | 0 | 0 | 0 | 0 | 0 | 0 | 0 | 0 | 0 | 0 | 0 | 0 | 0 | 0 | 0 | 0 | 0 | 0 | 0 | 1.2 | 1.2 | 0 | 0 | 0
[8 empty] | 968 | February | Winter | Weekday | 0 | 0 | 0 | 0 | 0 | 0 | 0 | 0 | 0 | 0 | 0 | 0 | 0 | 0 | 0 | 0 | 0 | 0 | 0 | 0 | 0 | 0 | 0 | 0 | 0 | 0 | 0 | 0 | 0 | 0
[8 empty] | 969 | February | Winter | Weekday | 0 | 0 | 0 | 0 | 0 | 0 | 0 | 0 | 0 | 0 | 0 | 0 | 0 | 0 | 0 | 0 | 0 | 0 | 0 | 0 | 0 | 0 | 0 | 0 | 0 | 0 | 0 | 0 | 0 | 0
[8 empty] | 970 | February | Winter | Weekday | 0 | 0 | 0 | 0 | 0 | 0 | 0 | 0 | 0 | 0 | 0 | 0 | 0 | 0 | 0 | 0 | 0 | 0 | 0 | 0 | 0 | 0 | 0 | 0 | 0 | 0 | 0 | 0 | 0 | 0
[8 empty] | 971 | February | Winter | Weekday | 0 | 0 | 0 | 0 | 0 | 0 | 0 | 0 | 0 | 0 | 0 | 0 | 0 | 0 | 0 | 0 | 0 | 0 | 0 | 0 | 0 | 0 | 0 | 0 | 0 | 0 | 0 | 0 | 0 | 0
[8 empty] | 972 | February | Winter | Weekday | 0 | 0 | 0 | 0 | 0 | 0 | 0 | 0 | 0 | 0 | 0 | 0 | 0 | 0 | 0 | 0 | 0 | 0 | 0 | 0 | 0 | 0 | 0 | 0 | 0 | 0 | 0 | 0 | 0 | 0
[8 empty] | 973 | February | Winter | Weekday | 0 | 0 | 0 | 0 | 0 | 0 | 0 | 0 | 0 | 0 | 0 | 0 | 0 | 0 | 0 | 0 | 0 | 0 | 0 | 0 | 0 | 0 | 0 | 0 | 0 | 0 | 0 | 0 | 0 | 0
[8 empty] | 974 | February | Winter | Weekday | 0 | 0 | 0 | 0 | 0 | 0 | 0 | 0 | 0 | 0 | 0 | 0 | 0 | 0 | 0 | 0 | 0 | 0 | 0 | 0 | 0 | 0 | 0 | 0 | 0 | 0 | 0 | 0 | 0 | 0
[8 empty] | 975 | February | Winter | Weekday | 0 | 0 | 0 | 0 | 0 | 0 | 0 | 0 | 0 | 0 | 0 | 0 | 0 | 0 | 0 | 0 | 0 | 0 | 0 | 0 | 0 | 0 | 0 | 0 | 0 | 0 | 0 | 0 | 0 | 0
[8 empty] | 976 | February | Winter | Weekday | 0 | 0 | 0 | 0 | 0 | 0 | 0 | 0 | 0 | 0 | 0 | 0 | 0 | 0 | 0 | 0 | 0 | 0 | 0 | 0 | 0 | 0 | 0 | 0 | 0 | 0 | 0 | 0 | 0 | 0
[8 empty] | 977 | February | Winter | Weekday | 0 | 0 | 0 | 0 | 0 | 0 | 0 | 0 | 0 | 0 | 0 | 0 | 0 | 0 | 0 | 0 | 0 | 0 | 0 | 0 | 0 | 0 | 0 | 0 | 0 | 0 | 0 | 0 | 0 | 0
[8 empty] | 978 | February | Winter | Weekday | 0 | 0 | 0 | 0 | 0 | 0 | 0 | 0 | 0 | 0 | 0 | 0 | 0 | 0 | 0 | 0 | 0 | 0 | 0 | 0 | 0 | 0 | 0 | 0 | 0 | 0 | 0 | 0 | 0 | 0
[8 empty] | 979 | February | Winter | Weekday | 0 | 0 | 0 | 0 | 0 | 0 | 0 | 0 | 0 | 0 | 0 | 0 | 0 | 0 | 0 | 0 | 0 | 0 | 0 | 0 | 0 | 0 | 0 | 0 | 0 | 0 | 0 | 0 | 0 | 0
[8 empty] | 980 | February | Winter | Weekday | 0 | 0 | 0 | 0 | 0 | 0 | 0 | 0 | 0 | 0 | 0 | 0 | 0 | 0 | 0 | 0 | 0 | 0 | 0 | 0 | 0 | 0 | 0 | 0 | 0 | 0 | 0 | 0 | 0 | 0
[8 empty] | 981 | February | Winter | Weekday | 0 | 0 | 0 | 0 | 0 | 0 | 0 | 0 | 0 | 0 | 0 | 0 | 0 | 0 | 0 | 0 | 0 | 0 | 0 | 0 | 0 | 0 | 0 | 0 | 0 | 0 | 0 | 0 | 0 | 0
[8 empty] | 982 | February | Winter | Weekday | 0 | 0 | 0 | 0 | 0 | 0 | 0 | 0 | 0 | 0 | 0 | 0 | 0 | 0 | 0 | 0 | 0 | 0 | 0 | 0 | 0 | 0 | 0 | 0 | 0 | 0 | 0 | 0 | 0 | 0
[8 empty] | 983 | February | Winter | Weekday | 0 | 0 | 0 | 0 | 0 | 0 | 0 | 0 | 0 | 0 | 0 | 0 | 0 | 0 | 0 | 0 | 0 | 0 | 0 | 0 | 0 | 0 | 0 | 0 | 0 | 0 | 0 | 0 | 0 | 0
[8 empty] | 984 | February | Winter | Weekday | 0 | 0 | 0 | 0 | 0 | 0 | 0 | 0 | 0 | 0 | 0 | 0 | 0 | 0 | 0 | 0 | 0 | 0 | 0 | 0 | 0 | 0 | 0 | 0 | 0 | 0 | 0 | 0 | 0 | 0
[8 empty] | 985 | February | Winter | Weekend | 0 | 0 | 0 | 0 | 0 | 0 | 0 | 0 | 0 | 0 | 0 | 0 | 0 | 0 | 0 | 0 | 0 | 0 | 0 | 0 | 0 | 0 | 0 | 0 | 0 | 4.8 | 4.8 | 0 | 0 | 0
[8 empty] | 986 | February | Winter | Weekend | 0 | 0 | 0 | 0 | 0 | 0 | 0 | 0 | 0 | 0 | 0 | 0 | 0 | 0 | 0 | 0 | 0 | 0 | 0 | 0 | 0 | 0 | 0 | 0 | 0 | 4.8 | 4.8 | 0 | 0 | 0
[8 empty] | 987 | February | Winter | Weekend | 0 | 0 | 0 | 0 | 0 | 0 | 0 | 0 | 0 | 0 | 0 | 0 | 0 | 0 | 0 | 0 | 0 | 0 | 0 | 0 | 0 | 0 | 0 | 0 | 0 | 4.8 | 4.8 | 0 | 0 | 0
[8 empty] | 988 | February | Winter | Weekend | 0 | 0 | 0 | 0 | 0 | 0 | 0 | 0 | 0 | 0 | 0 | 0 | 0 | 0 | 0 | 0 | 0 | 0 | 0 | 0 | 0 | 0 | 0 | 0 | 0 | 4.8 | 4.8 | 0 | 0 | 0
[8 empty] | 989 | February | Winter | Weekend | 0 | 0 | 0 | 0 | 0 | 0 | 0 | 0 | 0 | 0 | 0 | 0 | 0 | 0 | 0 | 0 | 0 | 0 | 0 | 0 | 0 | 0 | 0 | 0 | 0 | 4.8 | 4.8 | 0 | 0 | 0
[8 empty] | 990 | February | Winter | Weekend | 0 | 0 | 0 | 0 | 0 | 0 | 0 | 0 | 0 | 0 | 0 | 0 | 0 | 0 | 0 | 0 | 0 | 0 | 0 | 0 | 0 | 0 | 0 | 0 | 0 | 4.8 | 4.8 | 0 | 0 | 0
[8 empty] | 991 | February | Winter | Weekend | 0 | 0 | 0 | 0 | 0 | 0 | 0 | 0 | 0 | 0 | 0 | 0 | 0 | 0 | 0 | 0 | 0 | 0 | 0 | 0 | 0 | 0 | 0 | 0 | 0 | 1.2 | 1.2 | 0 | 0 | 0
[8 empty] | 992 | February | Winter | Weekend | 0 | 0 | 0 | 0 | 0 | 0 | 0 | 0 | 0 | 0 | 0 | 0 | 0 | 0 | 0 | 0 | 0 | 0 | 0 | 0 | 0 | 0 | 0 | 0 | 0 | 0 | 0 | 0 | 0 | 0
[8 empty] | 993 | February | Winter | Weekend | 0 | 0 | 0 | 0 | 0 | 0 | 0 | 0 | 0 | 0 | 0 | 0 | 0 | 0 | 0 | 0 | 0 | 0 | 0 | 0 | 0 | 0 | 0 | 0 | 0 | 0 | 0 | 0 | 0 | 0
[8 empty] | 994 | February | Winter | Weekend | 0 | 0 | 0 | 0 | 0 | 0 | 0 | 0 | 0 | 0 | 0 | 0 | 0 | 0 | 0 | 0 | 0 | 0 | 0 | 0 | 0 | 0 | 0 | 0 | 0 | 0 | 0 | 0 | 0 | 0
[8 empty] | 995 | February | Winter | Weekend | 0 | 0 | 0 | 0 | 0 | 0 | 0 | 0 | 0 | 0 | 0 | 0 | 0 | 0 | 0 | 0 | 0 | 0 | 0 | 0 | 0 | 0 | 0 | 0 | 0 | 0 | 0 | 0 | 0 | 0
[8 empty] | 996 | February | Winter | Weekend | 0 | 0 | 0 | 0 | 0 | 0 | 0 | 0 | 0 | 0 | 0 | 0 | 0 | 0 | 0 | 0 | 0 | 0 | 0 | 0 | 0 | 0 | 0 | 0 | 0 | 0 | 0 | 0 | 0 | 0
[8 empty] | 997 | February | Winter | Weekend | 0 | 0 | 0 | 0 | 0 | 0 | 0 | 0 | 0 | 0 | 0 | 0 | 0 | 0 | 0 | 0 | 0 | 0 | 0 | 0 | 0 | 0 | 0 | 0 | 0 | 0 | 0 | 0 | 0 | 0
[8 empty] | 998 | February | Winter | Weekend | 0 | 0 | 0 | 0 | 0 | 0 | 0 | 0 | 0 | 0 | 0 | 0 | 0 | 0 | 0 | 0 | 0 | 0 | 0 | 0 | 0 | 0 | 0 | 0 | 0 | 0 | 0 | 0 | 0 | 0
[8 empty] | 999 | February | Winter | Weekend | 0 | 0 | 0 | 0 | 0 | 0 | 0 | 0 | 0 | 0 | 0 | 0 | 0 | 0 | 0 | 0 | 0 | 0 | 0 | 0 | 0 | 0 | 0 | 0 | 0 | 0 | 0 | 0 | 0 | 0
[8 empty] | 1000 | February | Winter | Weekend | 0 | 0 | 0 | 0 | 0 | 0 | 0 | 0 | 0 | 0 | 0 | 0 | 0 | 0 | 0 | 0 | 0 | 0 | 0 | 0 | 0 | 0 | 0 | 0 | 0 | 0 | 0 | 0 | 0 | 0
[8 empty] | 1001 | February | Winter | Weekend | 0 | 0 | 0 | 0 | 0 | 0 | 0 | 0 | 0 | 0 | 0 | 0 | 0 | 0 | 0 | 0 | 0 | 0 | 0 | 0 | 0 | 0 | 0 | 0 | 0 | 0 | 0 | 0 | 0 | 0
[8 empty] | 1002 | February | Winter | Weekend | 0 | 0 | 0 | 0 | 0 | 0 | 0 | 0 | 0 | 0 | 0 | 0 | 0 | 0 | 0 | 0 | 0 | 0 | 0 | 0 | 0 | 0 | 0 | 0 | 0 | 0 | 0 | 0 | 0 | 0
[8 empty] | 1003 | February | Winter | Weekend | 0 | 0 | 0 | 0 | 0 | 0 | 0 | 0 | 0 | 0 | 0 | 0 | 0 | 0 | 0 | 0 | 0 | 0 | 0 | 0 | 0 | 0 | 0 | 0 | 0 | 0 | 0 | 0 | 0 | 0
[8 empty] | 1004 | February | Winter | Weekend | 0 | 0 | 0 | 0 | 0 | 0 | 0 | 0 | 0 | 0 | 0 | 0 | 0 | 0 | 0 | 0 | 0 | 0 | 0 | 0 | 0 | 0 | 0 | 0 | 0 | 0 | 0 | 0 | 0 | 0
[8 empty] | 1005 | February | Winter | Weekend | 0 | 0 | 0 | 0 | 0 | 0 | 0 | 0 | 0 | 0 | 0 | 0 | 0 | 0 | 0 | 0 | 0 | 0 | 0 | 0 | 0 | 0 | 0 | 0 | 0 | 0 | 0 | 0 | 0 | 0
[8 empty] | 1006 | February | Winter | Weekend | 0 | 0 | 0 | 0 | 0 | 0 | 0 | 0 | 0 | 0 | 0 | 0 | 0 | 0 | 0 | 0 | 0 | 0 | 0 | 0 | 0 | 0 | 0 | 0 | 0 | 0 | 0 | 0 | 0 | 0
[8 empty] | 1007 | February | Winter | Weekend | 0 | 0 | 0 | 0 | 0 | 0 | 0 | 0 | 0 | 0 | 0 | 0 | 0 | 0 | 0 | 0 | 0 | 0 | 0 | 0 | 0 | 0 | 0 | 0 | 0 | 0 | 0 | 0 | 0 | 0
[8 empty] | 1008 | February | Winter | Weekend | 0 | 0 | 0 | 0 | 0 | 0 | 0 | 0 | 0 | 0 | 0 | 0 | 0 | 0 | 0 | 0 | 0 | 0 | 0 | 0 | 0 | 0 | 0 | 0 | 0 | 0 | 0 | 0 | 0 | 0
[8 empty] | 1009 | February | Winter | Weekend | 0 | 0 | 0 | 0 | 0 | 0 | 0 | 0 | 0 | 0 | 0 | 0 | 0 | 0 | 0 | 0 | 0 | 0 | 0 | 0 | 0 | 0 | 0 | 0 | 0 | 4.8 | 4.8 | 0 | 0 | 0
[8 empty] | 1010 | February | Winter | Weekend | 0 | 0 | 0 | 0 | 0 | 0 | 0 | 0 | 0 | 0 | 0 | 0 | 0 | 0 | 0 | 0 | 0 | 0 | 0 | 0 | 0 | 0 | 0 | 0 | 0 | 4.8 | 4.8 | 0 | 0 | 0
[8 empty] | 1011 | February | Winter | Weekend | 0 | 0 | 0 | 0 | 0 | 0 | 0 | 0 | 0 | 0 | 0 | 0 | 0 | 0 | 0 | 0 | 0 | 0 | 0 | 0 | 0 | 0 | 0 | 0 | 0 | 4.8 | 4.8 | 0 | 0 | 0
[8 empty] | 1012 | February | Winter | Weekend | 0 | 0 | 0 | 0 | 0 | 0 | 0 | 0 | 0 | 0 | 0 | 0 | 0 | 0 | 0 | 0 | 0 | 0 | 0 | 0 | 0 | 0 | 0 | 0 | 0 | 4.8 | 4.8 | 0 | 0 | 0
[8 empty] | 1013 | February | Winter | Weekend | 0 | 0 | 0 | 0 | 0 | 0 | 0 | 0 | 0 | 0 | 0 | 0 | 0 | 0 | 0 | 0 | 0 | 0 | 0 | 0 | 0 | 0 | 0 | 0 | 0 | 4.8 | 4.8 | 0 | 0 | 0
[8 empty] | 1014 | February | Winter | Weekend | 0 | 0 | 0 | 0 | 0 | 0 | 0 | 0 | 0 | 0 | 0 | 0 | 0 | 0 | 0 | 0 | 0 | 0 | 0 | 0 | 0 | 0 | 0 | 0 | 0 | 4.8 | 4.8 | 0 | 0 | 0
[8 empty] | 1015 | February | Winter | Weekend | 0 | 0 | 0 | 0 | 0 | 0 | 0 | 0 | 0 | 0 | 0 | 0 | 0 | 0 | 0 | 0 | 0 | 0 | 0 | 0 | 0 | 0 | 0 | 0 | 0 | 1.2 | 1.2 | 0 | 0 | 0
[8 empty] | 1016 | February | Winter | Weekend | 0 | 0 | 0 | 0 | 0 | 0 | 0 | 0 | 0 | 0 | 0 | 0 | 0 | 0 | 0 | 0 | 0 | 0 | 0 | 0 | 0 | 0 | 0 | 0 | 0 | 0 | 0 | 0 | 0 | 0
[8 empty] | 1017 | February | Winter | Weekend | 0 | 0 | 0 | 0 | 0 | 0 | 0 | 0 | 0 | 0 | 0 | 0 | 0 | 0 | 0 | 0 | 0 | 0 | 0 | 0 | 0 | 0 | 0 | 0 | 0 | 0 | 0 | 0 | 0 | 0
[8 empty] | 1018 | February | Winter | Weekend | 0 | 0 | 0 | 0 | 0 | 0 | 0 | 0 | 0 | 0 | 0 | 0 | 0 | 0 | 0 | 0 | 0 | 0 | 0 | 0 | 0 | 0 | 0 | 0 | 0 | 0 | 0 | 0 | 0 | 0
[8 empty] | 1019 | February | Winter | Weekend | 0 | 0 | 0 | 0 | 0 | 0 | 0 | 0 | 0 | 0 | 0 | 0 | 0 | 0 | 0 | 0 | 0 | 0 | 0 | 0 | 0 | 0 | 0 | 0 | 0 | 0 | 0 | 0 | 0 | 0
[8 empty] | 1020 | February | Winter | Weekend | 0 | 0 | 0 | 0 | 0 | 0 | 0 | 0 | 0 | 0 | 0 | 0 | 0 | 0 | 0 | 0 | 0 | 0 | 0 | 0 | 0 | 0 | 0 | 0 | 0 | 0 | 0 | 0 | 0 | 0
[8 empty] | 1021 | February | Winter | Weekend | 0 | 0 | 0 | 0 | 0 | 0 | 0 | 0 | 0 | 0 | 0 | 0 | 0 | 0 | 0 | 0 | 0 | 0 | 0 | 0 | 0 | 0 | 0 | 0 | 0 | 0 | 0 | 0 | 0 | 0
[8 empty] | 1022 | February | Winter | Weekend | 0 | 0 | 0 | 0 | 0 | 0 | 0 | 0 | 0 | 0 | 0 | 0 | 0 | 0 | 0 | 0 | 0 | 0 | 0 | 0 | 0 | 0 | 0 | 0 | 0 | 0 | 0 | 0 | 0 | 0
[8 empty] | 1023 | February | Winter | Weekend | 0 | 0 | 0 | 0 | 0 | 0 | 0 | 0 | 0 | 0 | 0 | 0 | 0 | 0 | 0 | 0 | 0 | 0 | 0 | 0 | 0 | 0 | 0 | 0 | 0 | 0 | 0 | 0 | 0 | 0
[8 empty] | 1024 | February | Winter | Weekend | 0 | 0 | 0 | 0 | 0 | 0 | 0 | 0 | 0 | 0 | 0 | 0 | 0 | 0 | 0 | 0 | 0 | 0 | 0 | 0 | 0 | 0 | 0 | 0 | 0 | 0 | 0 | 0 | 0 | 0
[8 empty] | 1025 | February | Winter | Weekend | 0 | 0 | 0 | 0 | 0 | 0 | 0 | 0 | 0 | 0 | 0 | 0 | 0 | 0 | 0 | 0 | 0 | 0 | 0 | 0 | 0 | 0 | 0 | 0 | 0 | 0 | 0 | 0 | 0 | 0
[8 empty] | 1026 | February | Winter | Weekend | 0 | 0 | 0 | 0 | 0 | 0 | 0 | 0 | 0 | 0 | 0 | 0 | 0 | 0 | 0 | 0 | 0 | 0 | 0 | 0 | 0 | 0 | 0 | 0 | 0 | 0 | 0 | 0 | 0 | 0
[8 empty] | 1027 | February | Winter | Weekend | 0 | 0 | 0 | 0 | 0 | 0 | 0 | 0 | 0 | 0 | 0 | 0 | 0 | 0 | 0 | 0 | 0 | 0 | 0 | 0 | 0 | 0 | 0 | 0 | 0 | 0 | 0 | 0 | 0 | 0
[8 empty] | 1028 | February | Winter | Weekend | 0 | 0 | 0 | 0 | 0 | 0 | 0 | 0 | 0 | 0 | 0 | 0 | 0 | 0 | 0 | 0 | 0 | 0 | 0 | 0 | 0 | 0 | 0 | 0 | 0 | 0 | 0 | 0 | 0 | 0
[8 empty] | 1029 | February | Winter | Weekend | 0 | 0 | 0 | 0 | 0 | 0 | 0 | 0 | 0 | 0 | 0 | 0 | 0 | 0 | 0 | 0 | 0 | 0 | 0 | 0 | 0 | 0 | 0 | 0 | 0 | 0 | 0 | 0 | 0 | 0
[8 empty] | 1030 | February | Winter | Weekend | 0 | 0 | 0 | 0 | 0 | 0 | 0 | 0 | 0 | 0 | 0 | 0 | 0 | 0 | 0 | 0 | 0 | 0 | 0 | 0 | 0 | 0 | 0 | 0 | 0 | 0 | 0 | 0 | 0 | 0
[8 empty] | 1031 | February | Winter | Weekend | 0 | 0 | 0 | 0 | 0 | 0 | 0 | 0 | 0 | 0 | 0 | 0 | 0 | 0 | 0 | 0 | 0 | 0 | 0 | 0 | 0 | 0 | 0 | 0 | 0 | 0 | 0 | 0 | 0 | 0
[8 empty] | 1032 | February | Winter | Weekend | 0 | 0 | 0 | 0 | 0 | 0 | 0 | 0 | 0 | 0 | 0 | 0 | 0 | 0 | 0 | 0 | 0 | 0 | 0 | 0 | 0 | 0 | 0 | 0 | 0 | 0 | 0 | 0 | 0 | 0
[8 empty] | 1033 | February | Winter | Weekday | 0 | 0 | 0 | 0 | 0 | 0 | 0 | 0 | 0 | 0 | 0 | 0 | 0 | 0 | 0 | 0 | 0 | 0 | 0 | 0 | 0 | 0 | 0 | 0 | 0 | 4.8 | 4.8 | 0 | 0 | 0
[8 empty] | 1034 | February | Winter | Weekday | 0 | 0 | 0 | 0 | 0 | 0 | 0 | 0 | 0 | 0 | 0 | 0 | 0 | 0 | 0 | 0 | 0 | 0 | 0 | 0 | 0 | 0 | 0 | 0 | 0 | 4.8 | 4.8 | 0 | 0 | 0
[8 empty] | 1035 | February | Winter | Weekday | 0 | 0 | 0 | 0 | 0 | 0 | 0 | 0 | 0 | 0 | 0 | 0 | 0 | 0 | 0 | 0 | 0 | 0 | 0 | 0 | 0 | 0 | 0 | 0 | 0 | 4.8 | 4.8 | 0 | 0 | 0
[8 empty] | 1036 | February | Winter | Weekday | 0 | 0 | 0 | 0 | 0 | 0 | 0 | 0 | 0 | 0 | 0 | 0 | 0 | 0 | 0 | 0 | 0 | 0 | 0 | 0 | 0 | 0 | 0 | 0 | 0 | 4.8 | 4.8 | 0 | 0 | 0
[8 empty] | 1037 | February | Winter | Weekday | 0 | 0 | 0 | 0 | 0 | 0 | 0 | 0 | 0 | 0 | 0 | 0 | 0 | 0 | 0 | 0 | 0 | 0 | 0 | 0 | 0 | 0 | 0 | 0 | 0 | 4.8 | 4.8 | 0 | 0 | 0
[8 empty] | 1038 | February | Winter | Weekday | 0 | 0 | 0 | 0 | 0 | 0 | 0 | 0 | 0 | 0 | 0 | 0 | 0 | 0 | 0 | 0 | 0 | 0 | 0 | 0 | 0 | 0 | 0 | 0 | 0 | 4.8 | 4.8 | 0 | 0 | 0
[8 empty] | 1039 | February | Winter | Weekday | 0 | 0 | 0 | 0 | 0 | 0 | 0 | 0 | 0 | 0 | 0 | 0 | 0 | 0 | 0 | 0 | 0 | 0 | 0 | 0 | 0 | 0 | 0 | 0 | 0 | 1.2 | 1.2 | 0 | 0 | 0
[8 empty] | 1040 | February | Winter | Weekday | 0 | 0 | 0 | 0 | 0 | 0 | 0 | 0 | 0 | 0 | 0 | 0 | 0 | 0 | 0 | 0 | 0 | 0 | 0 | 0 | 0 | 0 | 0 | 0 | 0 | 0 | 0 | 0 | 0 | 0
[8 empty] | 1041 | February | Winter | Weekday | 0 | 0 | 0 | 0 | 0 | 0 | 0 | 0 | 0 | 0 | 0 | 0 | 0 | 0 | 0 | 0 | 0 | 0 | 0 | 0 | 0 | 0 | 0 | 0 | 0 | 0 | 0 | 0 | 0 | 0
[8 empty] | 1042 | February | Winter | Weekday | 0 | 0 | 0 | 0 | 0 | 0 | 0 | 0 | 0 | 0 | 0 | 0 | 0 | 0 | 0 | 0 | 0 | 0 | 0 | 0 | 0 | 0 | 0 | 0 | 0 | 0 | 0 | 0 | 0 | 0
[8 empty] | 1043 | February | Winter | Weekday | 0 | 0 | 0 | 0 | 0 | 0 | 0 | 0 | 0 | 0 | 0 | 0 | 0 | 0 | 0 | 0 | 0 | 0 | 0 | 0 | 0 | 0 | 0 | 0 | 0 | 0 | 0 | 0 | 0 | 0
[8 empty] | 1044 | February | Winter | Weekday | 0 | 0 | 0 | 0 | 0 | 0 | 0 | 0 | 0 | 0 | 0 | 0 | 0 | 0 | 0 | 0 | 0 | 0 | 0 | 0 | 0 | 0 | 0 | 0 | 0 | 0 | 0 | 0 | 0 | 0
[8 empty] | 1045 | February | Winter | Weekday | 0 | 0 | 0 | 0 | 0 | 0 | 0 | 0 | 0 | 0 | 0 | 0 | 0 | 0 | 0 | 0 | 0 | 0 | 0 | 0 | 0 | 0 | 0 | 0 | 0 | 0 | 0 | 0 | 0 | 0
[8 empty] | 1046 | February | Winter | Weekday | 0 | 0 | 0 | 0 | 0 | 0 | 0 | 0 | 0 | 0 | 0 | 0 | 0 | 0 | 0 | 0 | 0 | 0 | 0 | 0 | 0 | 0 | 0 | 0 | 0 | 0 | 0 | 0 | 0 | 0
[8 empty] | 1047 | February | Winter | Weekday | 0 | 0 | 0 | 0 | 0 | 0 | 0 | 0 | 0 | 0 | 0 | 0 | 0 | 0 | 0 | 0 | 0 | 0 | 0 | 0 | 0 | 0 | 0 | 0 | 0 | 0 | 0 | 0 | 0 | 0
[8 empty] | 1048 | February | Winter | Weekday | 0 | 0 | 0 | 0 | 0 | 0 | 0 | 0 | 0 | 0 | 0 | 0 | 0 | 0 | 0 | 0 | 0 | 0 | 0 | 0 | 0 | 0 | 0 | 0 | 0 | 0 | 0 | 0 | 0 | 0
[8 empty] | 1049 | February | Winter | Weekday | 0 | 0 | 0 | 0 | 0 | 0 | 0 | 0 | 0 | 0 | 0 | 0 | 0 | 0 | 0 | 0 | 0 | 0 | 0 | 0 | 0 | 0 | 0 | 0 | 0 | 0 | 0 | 0 | 0 | 0
[8 empty] | 1050 | February | Winter | Weekday | 0 | 0 | 0 | 0 | 0 | 0 | 0 | 0 | 0 | 0 | 0 | 0 | 0 | 0 | 0 | 0 | 0 | 0 | 0 | 0 | 0 | 0 | 0 | 0 | 0 | 0 | 0 | 0 | 0 | 0
[8 empty] | 1051 | February | Winter | Weekday | 0 | 0 | 0 | 0 | 0 | 0 | 0 | 0 | 0 | 0 | 0 | 0 | 0 | 0 | 0 | 0 | 0 | 0 | 0 | 0 | 0 | 0 | 0 | 0 | 0 | 0 | 0 | 0 | 0 | 0
[8 empty] | 1052 | February | Winter | Weekday | 0 | 0 | 0 | 0 | 0 | 0 | 0 | 0 | 0 | 0 | 0 | 0 | 0 | 0 | 0 | 0 | 0 | 0 | 0 | 0 | 0 | 0 | 0 | 0 | 0 | 0 | 0 | 0 | 0 | 0
[8 empty] | 1053 | February | Winter | Weekday | 0 | 0 | 0 | 0 | 0 | 0 | 0 | 0 | 0 | 0 | 0 | 0 | 0 | 0 | 0 | 0 | 0 | 0 | 0 | 0 | 0 | 0 | 0 | 0 | 0 | 0 | 0 | 0 | 0 | 0
[8 empty] | 1054 | February | Winter | Weekday | 0 | 0 | 0 | 0 | 0 | 0 | 0 | 0 | 0 | 0 | 0 | 0 | 0 | 0 | 0 | 0 | 0 | 0 | 0 | 0 | 0 | 0 | 0 | 0 | 0 | 0 | 0 | 0 | 0 | 0
[8 empty] | 1055 | February | Winter | Weekday | 0 | 0 | 0 | 0 | 0 | 0 | 0 | 0 | 0 | 0 | 0 | 0 | 0 | 0 | 0 | 0 | 0 | 0 | 0 | 0 | 0 | 0 | 0 | 0 | 0 | 0 | 0 | 0 | 0 | 0
[8 empty] | 1056 | February | Winter | Weekday | 0 | 0 | 0 | 0 | 0 | 0 | 0 | 0 | 0 | 0 | 0 | 0 | 0 | 0 | 0 | 0 | 0 | 0 | 0 | 0 | 0 | 0 | 0 | 0 | 0 | 0 | 0 | 0 | 0 | 0
[8 empty] | 1057 | February | Winter | Weekday | 0 | 0 | 0 | 0 | 0 | 0 | 0 | 0 | 0 | 0 | 0 | 0 | 0 | 0 | 0 | 0 | 0 | 0 | 0 | 0 | 0 | 0 | 0 | 0 | 0 | 4.8 | 4.8 | 0 | 0 | 0
[8 empty] | 1058 | February | Winter | Weekday | 0 | 0 | 0 | 0 | 0 | 0 | 0 | 0 | 0 | 0 | 0 | 0 | 0 | 0 | 0 | 0 | 0 | 0 | 0 | 0 | 0 | 0 | 0 | 0 | 0 | 4.8 | 4.8 | 0 | 0 | 0
[8 empty] | 1059 | February | Winter | Weekday | 0 | 0 | 0 | 0 | 0 | 0 | 0 | 0 | 0 | 0 | 0 | 0 | 0 | 0 | 0 | 0 | 0 | 0 | 0 | 0 | 0 | 0 | 0 | 0 | 0 | 4.8 | 4.8 | 0 | 0 | 0
[8 empty] | 1060 | February | Winter | Weekday | 0 | 0 | 0 | 0 | 0 | 0 | 0 | 0 | 0 | 0 | 0 | 0 | 0 | 0 | 0 | 0 | 0 | 0 | 0 | 0 | 0 | 0 | 0 | 0 | 0 | 4.8 | 4.8 | 0 | 0 | 0
[8 empty] | 1061 | February | Winter | Weekday | 0 | 0 | 0 | 0 | 0 | 0 | 0 | 0 | 0 | 0 | 0 | 0 | 0 | 0 | 0 | 0 | 0 | 0 | 0 | 0 | 0 | 0 | 0 | 0 | 0 | 4.8 | 4.8 | 0 | 0 | 0
[8 empty] | 1062 | February | Winter | Weekday | 0 | 0 | 0 | 0 | 0 | 0 | 0 | 0 | 0 | 0 | 0 | 0 | 0 | 0 | 0 | 0 | 0 | 0 | 0 | 0 | 0 | 0 | 0 | 0 | 0 | 4.8 | 4.8 | 0 | 0 | 0
[8 empty] | 1063 | February | Winter | Weekday | 0 | 0 | 0 | 0 | 0 | 0 | 0 | 0 | 0 | 0 | 0 | 0 | 0 | 0 | 0 | 0 | 0 | 0 | 0 | 0 | 0 | 0 | 0 | 0 | 0 | 1.2 | 1.2 | 0 | 0 | 0
[8 empty] | 1064 | February | Winter | Weekday | 0 | 0 | 0 | 0 | 0 | 0 | 0 | 0 | 0 | 0 | 0 | 0 | 0 | 0 | 0 | 0 | 0 | 0 | 0 | 0 | 0 | 0 | 0 | 0 | 0 | 0 | 0 | 0 | 0 | 0
[8 empty] | 1065 | February | Winter | Weekday | 0 | 0 | 0 | 0 | 0 | 0 | 0 | 0 | 0 | 0 | 0 | 0 | 0 | 0 | 0 | 0 | 0 | 0 | 0 | 0 | 0 | 0 | 0 | 0 | 0 | 0 | 0 | 0 | 0 | 0
[8 empty] | 1066 | February | Winter | Weekday | 0 | 0 | 0 | 0 | 0 | 0 | 0 | 0 | 0 | 0 | 0 | 0 | 0 | 0 | 0 | 0 | 0 | 0 | 0 | 0 | 0 | 0 | 0 | 0 | 0 | 0 | 0 | 0 | 0 | 0
[8 empty] | 1067 | February | Winter | Weekday | 0 | 0 | 0 | 0 | 0 | 0 | 0 | 0 | 0 | 0 | 0 | 0 | 0 | 0 | 0 | 0 | 0 | 0 | 0 | 0 | 0 | 0 | 0 | 0 | 0 | 0 | 0 | 0 | 0 | 0
[8 empty] | 1068 | February | Winter | Weekday | 0 | 0 | 0 | 0 | 0 | 0 | 0 | 0 | 0 | 0 | 0 | 0 | 0 | 0 | 0 | 0 | 0 | 0 | 0 | 0 | 0 | 0 | 0 | 0 | 0 | 0 | 0 | 0 | 0 | 0
[8 empty] | 1069 | February | Winter | Weekday | 0 | 0 | 0 | 0 | 0 | 0 | 0 | 0 | 0 | 0 | 0 | 0 | 0 | 0 | 0 | 0 | 0 | 0 | 0 | 0 | 0 | 0 | 0 | 0 | 0 | 0 | 0 | 0 | 0 | 0
[8 empty] | 1070 | February | Winter | Weekday | 0 | 0 | 0 | 0 | 0 | 0 | 0 | 0 | 0 | 0 | 0 | 0 | 0 | 0 | 0 | 0 | 0 | 0 | 0 | 0 | 0 | 0 | 0 | 0 | 0 | 0 | 0 | 0 | 0 | 0
[8 empty] | 1071 | February | Winter | Weekday | 0 | 0 | 0 | 0 | 0 | 0 | 0 | 0 | 0 | 0 | 0 | 0 | 0 | 0 | 0 | 0 | 0 | 0 | 0 | 0 | 0 | 0 | 0 | 0 | 0 | 0 | 0 | 0 | 0 | 0
[8 empty] | 1072 | February | Winter | Weekday | 0 | 0 | 0 | 0 | 0 | 0 | 0 | 0 | 0 | 0 | 0 | 0 | 0 | 0 | 0 | 0 | 0 | 0 | 0 | 0 | 0 | 0 | 0 | 0 | 0 | 0 | 0 | 0 | 0 | 0
[8 empty] | 1073 | February | Winter | Weekday | 0 | 0 | 0 | 0 | 0 | 0 | 0 | 0 | 0 | 0 | 0 | 0 | 0 | 0 | 0 | 0 | 0 | 0 | 0 | 0 | 0 | 0 | 0 | 0 | 0 | 0 | 0 | 0 | 0 | 0
[8 empty] | 1074 | February | Winter | Weekday | 0 | 0 | 0 | 0 | 0 | 0 | 0 | 0 | 0 | 0 | 0 | 0 | 0 | 0 | 0 | 0 | 0 | 0 | 0 | 0 | 0 | 0 | 0 | 0 | 0 | 0 | 0 | 0 | 0 | 0
[8 empty] | 1075 | February | Winter | Weekday | 0 | 0 | 0 | 0 | 0 | 0 | 0 | 0 | 0 | 0 | 0 | 0 | 0 | 0 | 0 | 0 | 0 | 0 | 0 | 0 | 0 | 0 | 0 | 0 | 0 | 0 | 0 | 0 | 0 | 0
[8 empty] | 1076 | February | Winter | Weekday | 0 | 0 | 0 | 0 | 0 | 0 | 0 | 0 | 0 | 0 | 0 | 0 | 0 | 0 | 0 | 0 | 0 | 0 | 0 | 0 | 0 | 0 | 0 | 0 | 0 | 0 | 0 | 0 | 0 | 0
[8 empty] | 1077 | February | Winter | Weekday | 0 | 0 | 0 | 0 | 0 | 0 | 0 | 0 | 0 | 0 | 0 | 0 | 0 | 0 | 0 | 0 | 0 | 0 | 0 | 0 | 0 | 0 | 0 | 0 | 0 | 0 | 0 | 0 | 0 | 0
[8 empty] | 1078 | February | Winter | Weekday | 0 | 0 | 0 | 0 | 0 | 0 | 0 | 0 | 0 | 0 | 0 | 0 | 0 | 0 | 0 | 0 | 0 | 0 | 0 | 0 | 0 | 0 | 0 | 0 | 0 | 0 | 0 | 0 | 0 | 0
[8 empty] | 1079 | February | Winter | Weekday | 0 | 0 | 0 | 0 | 0 | 0 | 0 | 0 | 0 | 0 | 0 | 0 | 0 | 0 | 0 | 0 | 0 | 0 | 0 | 0 | 0 | 0 | 0 | 0 | 0 | 0 | 0 | 0 | 0 | 0
[8 empty] | 1080 | February | Winter | Weekday | 0 | 0 | 0 | 0 | 0 | 0 | 0 | 0 | 0 | 0 | 0 | 0 | 0 | 0 | 0 | 0 | 0 | 0 | 0 | 0 | 0 | 0 | 0 | 0 | 0 | 0 | 0 | 0 | 0 | 0
[8 empty] | 1081 | February | Winter | Weekday | 0 | 0 | 0 | 0 | 0 | 0 | 0 | 0 | 0 | 0 | 0 | 0 | 0 | 0 | 0 | 0 | 0 | 0 | 0 | 0 | 0 | 0 | 0 | 0 | 0 | 4.8 | 4.8 | 0 | 0 | 0
[8 empty] | 1082 | February | Winter | Weekday | 0 | 0 | 0 | 0 | 0 | 0 | 0 | 0 | 0 | 0 | 0 | 0 | 0 | 0 | 0 | 0 | 0 | 0 | 0 | 0 | 0 | 0 | 0 | 0 | 0 | 4.8 | 4.8 | 0 | 0 | 0
[8 empty] | 1083 | February | Winter | Weekday | 0 | 0 | 0 | 0 | 0 | 0 | 0 | 0 | 0 | 0 | 0 | 0 | 0 | 0 | 0 | 0 | 0 | 0 | 0 | 0 | 0 | 0 | 0 | 0 | 0 | 4.8 | 4.8 | 0 | 0 | 0
[8 empty] | 1084 | February | Winter | Weekday | 0 | 0 | 0 | 0 | 0 | 0 | 0 | 0 | 0 | 0 | 0 | 0 | 0 | 0 | 0 | 0 | 0 | 0 | 0 | 0 | 0 | 0 | 0 | 0 | 0 | 4.8 | 4.8 | 0 | 0 | 0
[8 empty] | 1085 | February | Winter | Weekday | 0 | 0 | 0 | 0 | 0 | 0 | 0 | 0 | 0 | 0 | 0 | 0 | 0 | 0 | 0 | 0 | 0 | 0 | 0 | 0 | 0 | 0 | 0 | 0 | 0 | 4.8 | 4.8 | 0 | 0 | 0
[8 empty] | 1086 | February | Winter | Weekday | 0 | 0 | 0 | 0 | 0 | 0 | 0 | 0 | 0 | 0 | 0 | 0 | 0 | 0 | 0 | 0 | 0 | 0 | 0 | 0 | 0 | 0 | 0 | 0 | 0 | 4.8 | 4.8 | 0 | 0 | 0
[8 empty] | 1087 | February | Winter | Weekday | 0 | 0 | 0 | 0 | 0 | 0 | 0 | 0 | 0 | 0 | 0 | 0 | 0 | 0 | 0 | 0 | 0 | 0 | 0 | 0 | 0 | 0 | 0 | 0 | 0 | 1.2 | 1.2 | 0 | 0 | 0
[8 empty] | 1088 | February | Winter | Weekday | 0 | 0 | 0 | 0 | 0 | 0 | 0 | 0 | 0 | 0 | 0 | 0 | 0 | 0 | 0 | 0 | 0 | 0 | 0 | 0 | 0 | 0 | 0 | 0 | 0 | 0 | 0 | 0 | 0 | 0
[8 empty] | 1089 | February | Winter | Weekday | 0 | 0 | 0 | 0 | 0 | 0 | 0 | 0 | 0 | 0 | 0 | 0 | 0 | 0 | 0 | 0 | 0 | 0 | 0 | 0 | 0 | 0 | 0 | 0 | 0 | 0 | 0 | 0 | 0 | 0
[8 empty] | 1090 | February | Winter | Weekday | 0 | 0 | 0 | 0 | 0 | 0 | 0 | 0 | 0 | 0 | 0 | 0 | 0 | 0 | 0 | 0 | 0 | 0 | 0 | 0 | 0 | 0 | 0 | 0 | 0 | 0 | 0 | 0 | 0 | 0
[8 empty] | 1091 | February | Winter | Weekday | 0 | 0 | 0 | 0 | 0 | 0 | 0 | 0 | 0 | 0 | 0 | 0 | 0 | 0 | 0 | 0 | 0 | 0 | 0 | 0 | 0 | 0 | 0 | 0 | 0 | 0 | 0 | 0 | 0 | 0
[8 empty] | 1092 | February | Winter | Weekday | 0 | 0 | 0 | 0 | 0 | 0 | 0 | 0 | 0 | 0 | 0 | 0 | 0 | 0 | 0 | 0 | 0 | 0 | 0 | 0 | 0 | 0 | 0 | 0 | 0 | 0 | 0 | 0 | 0 | 0
[8 empty] | 1093 | February | Winter | Weekday | 0 | 0 | 0 | 0 | 0 | 0 | 0 | 0 | 0 | 0 | 0 | 0 | 0 | 0 | 0 | 0 | 0 | 0 | 0 | 0 | 0 | 0 | 0 | 0 | 0 | 0 | 0 | 0 | 0 | 0
[8 empty] | 1094 | February | Winter | Weekday | 0 | 0 | 0 | 0 | 0 | 0 | 0 | 0 | 0 | 0 | 0 | 0 | 0 | 0 | 0 | 0 | 0 | 0 | 0 | 0 | 0 | 0 | 0 | 0 | 0 | 0 | 0 | 0 | 0 | 0
[8 empty] | 1095 | February | Winter | Weekday | 0 | 0 | 0 | 0 | 0 | 0 | 0 | 0 | 0 | 0 | 0 | 0 | 0 | 0 | 0 | 0 | 0 | 0 | 0 | 0 | 0 | 0 | 0 | 0 | 0 | 0 | 0 | 0 | 0 | 0
[8 empty] | 1096 | February | Winter | Weekday | 0 | 0 | 0 | 0 | 0 | 0 | 0 | 0 | 0 | 0 | 0 | 0 | 0 | 0 | 0 | 0 | 0 | 0 | 0 | 0 | 0 | 0 | 0 | 0 | 0 | 0 | 0 | 0 | 0 | 0
[8 empty] | 1097 | February | Winter | Weekday | 0 | 0 | 0 | 0 | 0 | 0 | 0 | 0 | 0 | 0 | 0 | 0 | 0 | 0 | 0 | 0 | 0 | 0 | 0 | 0 | 0 | 0 | 0 | 0 | 0 | 0 | 0 | 0 | 0 | 0
[8 empty] | 1098 | February | Winter | Weekday | 0 | 0 | 0 | 0 | 0 | 0 | 0 | 0 | 0 | 0 | 0 | 0 | 0 | 0 | 0 | 0 | 0 | 0 | 0 | 0 | 0 | 0 | 0 | 0 | 0 | 0 | 0 | 0 | 0 | 0
[8 empty] | 1099 | February | Winter | Weekday | 0 | 0 | 0 | 0 | 0 | 0 | 0 | 0 | 0 | 0 | 0 | 0 | 0 | 0 | 0 | 0 | 0 | 0 | 0 | 0 | 0 | 0 | 0 | 0 | 0 | 0 | 0 | 0 | 0 | 0
[8 empty] | 1100 | February | Winter | Weekday | 0 | 0 | 0 | 0 | 0 | 0 | 0 | 0 | 0 | 0 | 0 | 0 | 0 | 0 | 0 | 0 | 0 | 0 | 0 | 0 | 0 | 0 | 0 | 0 | 0 | 0 | 0 | 0 | 0 | 0
[8 empty] | 1101 | February | Winter | Weekday | 0 | 0 | 0 | 0 | 0 | 0 | 0 | 0 | 0 | 0 | 0 | 0 | 0 | 0 | 0 | 0 | 0 | 0 | 0 | 0 | 0 | 0 | 0 | 0 | 0 | 0 | 0 | 0 | 0 | 0
[8 empty] | 1102 | February | Winter | Weekday | 0 | 0 | 0 | 0 | 0 | 0 | 0 | 0 | 0 | 0 | 0 | 0 | 0 | 0 | 0 | 0 | 0 | 0 | 0 | 0 | 0 | 0 | 0 | 0 | 0 | 0 | 0 | 0 | 0 | 0
[8 empty] | 1103 | February | Winter | Weekday | 0 | 0 | 0 | 0 | 0 | 0 | 0 | 0 | 0 | 0 | 0 | 0 | 0 | 0 | 0 | 0 | 0 | 0 | 0 | 0 | 0 | 0 | 0 | 0 | 0 | 0 | 0 | 0 | 0 | 0
[8 empty] | 1104 | February | Winter | Weekday | 0 | 0 | 0 | 0 | 0 | 0 | 0 | 0 | 0 | 0 | 0 | 0 | 0 | 0 | 0 | 0 | 0 | 0 | 0 | 0 | 0 | 0 | 0 | 0 | 0 | 0 | 0 | 0 | 0 | 0
[8 empty] | 1105 | February | Winter | Weekday | 0 | 0 | 0 | 0 | 0 | 0 | 0 | 0 | 0 | 0 | 0 | 0 | 0 | 0 | 0 | 0 | 0 | 0 | 0 | 0 | 0 | 0 | 0 | 0 | 0 | 4.8 | 4.8 | 0 | 0 | 0
[8 empty] | 1106 | February | Winter | Weekday | 0 | 0 | 0 | 0 | 0 | 0 | 0 | 0 | 0 | 0 | 0 | 0 | 0 | 0 | 0 | 0 | 0 | 0 | 0 | 0 | 0 | 0 | 0 | 0 | 0 | 4.8 | 4.8 | 0 | 0 | 0
[8 empty] | 1107 | February | Winter | Weekday | 0 | 0 | 0 | 0 | 0 | 0 | 0 | 0 | 0 | 0 | 0 | 0 | 0 | 0 | 0 | 0 | 0 | 0 | 0 | 0 | 0 | 0 | 0 | 0 | 0 | 4.8 | 4.8 | 0 | 0 | 0
[8 empty] | 1108 | February | Winter | Weekday | 0 | 0 | 0 | 0 | 0 | 0 | 0 | 0 | 0 | 0 | 0 | 0 | 0 | 0 | 0 | 0 | 0 | 0 | 0 | 0 | 0 | 0 | 0 | 0 | 0 | 4.8 | 4.8 | 0 | 0 | 0
[8 empty] | 1109 | February | Winter | Weekday | 0 | 0 | 0 | 0 | 0 | 0 | 0 | 0 | 0 | 0 | 0 | 0 | 0 | 0 | 0 | 0 | 0 | 0 | 0 | 0 | 0 | 0 | 0 | 0 | 0 | 4.8 | 4.8 | 0 | 0 | 0
[8 empty] | 1110 | February | Winter | Weekday | 0 | 0 | 0 | 0 | 0 | 0 | 0 | 0 | 0 | 0 | 0 | 0 | 0 | 0 | 0 | 0 | 0 | 0 | 0 | 0 | 0 | 0 | 0 | 0 | 0 | 4.8 | 4.8 | 0 | 0 | 0
[8 empty] | 1111 | February | Winter | Weekday | 0 | 0 | 0 | 0 | 0 | 0 | 0 | 0 | 0 | 0 | 0 | 0 | 0 | 0 | 0 | 0 | 0 | 0 | 0 | 0 | 0 | 0 | 0 | 0 | 0 | 1.2 | 1.2 | 0 | 0 | 0
[8 empty] | 1112 | February | Winter | Weekday | 0 | 0 | 0 | 0 | 0 | 0 | 0 | 0 | 0 | 0 | 0 | 0 | 0 | 0 | 0 | 0 | 0 | 0 | 0 | 0 | 0 | 0 | 0 | 0 | 0 | 0 | 0 | 0 | 0 | 0
[8 empty] | 1113 | February | Winter | Weekday | 0 | 0 | 0 | 0 | 0 | 0 | 0 | 0 | 0 | 0 | 0 | 0 | 0 | 0 | 0 | 0 | 0 | 0 | 0 | 0 | 0 | 0 | 0 | 0 | 0 | 0 | 0 | 0 | 0 | 0
[8 empty] | 1114 | February | Winter | Weekday | 0 | 0 | 0 | 0 | 0 | 0 | 0 | 0 | 0 | 0 | 0 | 0 | 0 | 0 | 0 | 0 | 0 | 0 | 0 | 0 | 0 | 0 | 0 | 0 | 0 | 0 | 0 | 0 | 0 | 0
[8 empty] | 1115 | February | Winter | Weekday | 0 | 0 | 0 | 0 | 0 | 0 | 0 | 0 | 0 | 0 | 0 | 0 | 0 | 0 | 0 | 0 | 0 | 0 | 0 | 0 | 0 | 0 | 0 | 0 | 0 | 0 | 0 | 0 | 0 | 0
[8 empty] | 1116 | February | Winter | Weekday | 0 | 0 | 0 | 0 | 0 | 0 | 0 | 0 | 0 | 0 | 0 | 0 | 0 | 0 | 0 | 0 | 0 | 0 | 0 | 0 | 0 | 0 | 0 | 0 | 0 | 0 | 0 | 0 | 0 | 0
[8 empty] | 1117 | February | Winter | Weekday | 0 | 0 | 0 | 0 | 0 | 0 | 0 | 0 | 0 | 0 | 0 | 0 | 0 | 0 | 0 | 0 | 0 | 0 | 0 | 0 | 0 | 0 | 0 | 0 | 0 | 0 | 0 | 0 | 0 | 0
[8 empty] | 1118 | February | Winter | Weekday | 0 | 0 | 0 | 0 | 0 | 0 | 0 | 0 | 0 | 0 | 0 | 0 | 0 | 0 | 0 | 0 | 0 | 0 | 0 | 0 | 0 | 0 | 0 | 0 | 0 | 0 | 0 | 0 | 0 | 0
[8 empty] | 1119 | February | Winter | Weekday | 0 | 0 | 0 | 0 | 0 | 0 | 0 | 0 | 0 | 0 | 0 | 0 | 0 | 0 | 0 | 0 | 0 | 0 | 0 | 0 | 0 | 0 | 0 | 0 | 0 | 0 | 0 | 0 | 0 | 0
[8 empty] | 1120 | February | Winter | Weekday | 0 | 0 | 0 | 0 | 0 | 0 | 0 | 0 | 0 | 0 | 0 | 0 | 0 | 0 | 0 | 0 | 0 | 0 | 0 | 0 | 0 | 0 | 0 | 0 | 0 | 0 | 0 | 0 | 0 | 0
[8 empty] | 1121 | February | Winter | Weekday | 0 | 0 | 0 | 0 | 0 | 0 | 0 | 0 | 0 | 0 | 0 | 0 | 0 | 0 | 0 | 0 | 0 | 0 | 0 | 0 | 0 | 0 | 0 | 0 | 0 | 0 | 0 | 0 | 0 | 0
[8 empty] | 1122 | February | Winter | Weekday | 0 | 0 | 0 | 0 | 0 | 0 | 0 | 0 | 0 | 0 | 0 | 0 | 0 | 0 | 0 | 0 | 0 | 0 | 0 | 0 | 0 | 0 | 0 | 0 | 0 | 0 | 0 | 0 | 0 | 0
[8 empty] | 1123 | February | Winter | Weekday | 0 | 0 | 0 | 0 | 0 | 0 | 0 | 0 | 0 | 0 | 0 | 0 | 0 | 0 | 0 | 0 | 0 | 0 | 0 | 0 | 0 | 0 | 0 | 0 | 0 | 0 | 0 | 0 | 0 | 0
[8 empty] | 1124 | February | Winter | Weekday | 0 | 0 | 0 | 0 | 0 | 0 | 0 | 0 | 0 | 0 | 0 | 0 | 0 | 0 | 0 | 0 | 0 | 0 | 0 | 0 | 0 | 0 | 0 | 0 | 0 | 0 | 0 | 0 | 0 | 0
[8 empty] | 1125 | February | Winter | Weekday | 0 | 0 | 0 | 0 | 0 | 0 | 0 | 0 | 0 | 0 | 0 | 0 | 0 | 0 | 0 | 0 | 0 | 0 | 0 | 0 | 0 | 0 | 0 | 0 | 0 | 0 | 0 | 0 | 0 | 0
[8 empty] | 1126 | February | Winter | Weekday | 0 | 0 | 0 | 0 | 0 | 0 | 0 | 0 | 0 | 0 | 0 | 0 | 0 | 0 | 0 | 0 | 0 | 0 | 0 | 0 | 0 | 0 | 0 | 0 | 0 | 0 | 0 | 0 | 0 | 0
[8 empty] | 1127 | February | Winter | Weekday | 0 | 0 | 0 | 0 | 0 | 0 | 0 | 0 | 0 | 0 | 0 | 0 | 0 | 0 | 0 | 0 | 0 | 0 | 0 | 0 | 0 | 0 | 0 | 0 | 0 | 0 | 0 | 0 | 0 | 0
[8 empty] | 1128 | February | Winter | Weekday | 0 | 0 | 0 | 0 | 0 | 0 | 0 | 0 | 0 | 0 | 0 | 0 | 0 | 0 | 0 | 0 | 0 | 0 | 0 | 0 | 0 | 0 | 0 | 0 | 0 | 0 | 0 | 0 | 0 | 0
[8 empty] | 1129 | February | Winter | Weekday | 0 | 0 | 0 | 0 | 0 | 0 | 0 | 0 | 0 | 0 | 0 | 0 | 0 | 0 | 0 | 0 | 0 | 0 | 0 | 0 | 0 | 0 | 0 | 0 | 0 | 4.8 | 4.8 | 0 | 0 | 0
[8 empty] | 1130 | February | Winter | Weekday | 0 | 0 | 0 | 0 | 0 | 0 | 0 | 0 | 0 | 0 | 0 | 0 | 0 | 0 | 0 | 0 | 0 | 0 | 0 | 0 | 0 | 0 | 0 | 0 | 0 | 4.8 | 4.8 | 0 | 0 | 0
[8 empty] | 1131 | February | Winter | Weekday | 0 | 0 | 0 | 0 | 0 | 0 | 0 | 0 | 0 | 0 | 0 | 0 | 0 | 0 | 0 | 0 | 0 | 0 | 0 | 0 | 0 | 0 | 0 | 0 | 0 | 4.8 | 4.8 | 0 | 0 | 0
[8 empty] | 1132 | February | Winter | Weekday | 0 | 0 | 0 | 0 | 0 | 0 | 0 | 0 | 0 | 0 | 0 | 0 | 0 | 0 | 0 | 0 | 0 | 0 | 0 | 0 | 0 | 0 | 0 | 0 | 0 | 4.8 | 4.8 | 0 | 0 | 0
[8 empty] | 1133 | February | Winter | Weekday | 0 | 0 | 0 | 0 | 0 | 0 | 0 | 0 | 0 | 0 | 0 | 0 | 0 | 0 | 0 | 0 | 0 | 0 | 0 | 0 | 0 | 0 | 0 | 0 | 0 | 4.8 | 4.8 | 0 | 0 | 0
[8 empty] | 1134 | February | Winter | Weekday | 0 | 0 | 0 | 0 | 0 | 0 | 0 | 0 | 0 | 0 | 0 | 0 | 0 | 0 | 0 | 0 | 0 | 0 | 0 | 0 | 0 | 0 | 0 | 0 | 0 | 4.8 | 4.8 | 0 | 0 | 0
[8 empty] | 1135 | February | Winter | Weekday | 0 | 0 | 0 | 0 | 0 | 0 | 0 | 0 | 0 | 0 | 0 | 0 | 0 | 0 | 0 | 0 | 0 | 0 | 0 | 0 | 0 | 0 | 0 | 0 | 0 | 1.2 | 1.2 | 0 | 0 | 0
[8 empty] | 1136 | February | Winter | Weekday | 0 | 0 | 0 | 0 | 0 | 0 | 0 | 0 | 0 | 0 | 0 | 0 | 0 | 0 | 0 | 0 | 0 | 0 | 0 | 0 | 0 | 0 | 0 | 0 | 0 | 0 | 0 | 0 | 0 | 0
[8 empty] | 1137 | February | Winter | Weekday | 0 | 0 | 0 | 0 | 0 | 0 | 0 | 0 | 0 | 0 | 0 | 0 | 0 | 0 | 0 | 0 | 0 | 0 | 0 | 0 | 0 | 0 | 0 | 0 | 0 | 0 | 0 | 0 | 0 | 0
[8 empty] | 1138 | February | Winter | Weekday | 0 | 0 | 0 | 0 | 0 | 0 | 0 | 0 | 0 | 0 | 0 | 0 | 0 | 0 | 0 | 0 | 0 | 0 | 0 | 0 | 0 | 0 | 0 | 0 | 0 | 0 | 0 | 0 | 0 | 0
[8 empty] | 1139 | February | Winter | Weekday | 0 | 0 | 0 | 0 | 0 | 0 | 0 | 0 | 0 | 0 | 0 | 0 | 0 | 0 | 0 | 0 | 0 | 0 | 0 | 0 | 0 | 0 | 0 | 0 | 0 | 0 | 0 | 0 | 0 | 0
[8 empty] | 1140 | February | Winter | Weekday | 0 | 0 | 0 | 0 | 0 | 0 | 0 | 0 | 0 | 0 | 0 | 0 | 0 | 0 | 0 | 0 | 0 | 0 | 0 | 0 | 0 | 0 | 0 | 0 | 0 | 0 | 0 | 0 | 0 | 0
[8 empty] | 1141 | February | Winter | Weekday | 0 | 0 | 0 | 0 | 0 | 0 | 0 | 0 | 0 | 0 | 0 | 0 | 0 | 0 | 0 | 0 | 0 | 0 | 0 | 0 | 0 | 0 | 0 | 0 | 0 | 0 | 0 | 0 | 0 | 0
[8 empty] | 1142 | February | Winter | Weekday | 0 | 0 | 0 | 0 | 0 | 0 | 0 | 0 | 0 | 0 | 0 | 0 | 0 | 0 | 0 | 0 | 0 | 0 | 0 | 0 | 0 | 0 | 0 | 0 | 0 | 0 | 0 | 0 | 0 | 0
[8 empty] | 1143 | February | Winter | Weekday | 0 | 0 | 0 | 0 | 0 | 0 | 0 | 0 | 0 | 0 | 0 | 0 | 0 | 0 | 0 | 0 | 0 | 0 | 0 | 0 | 0 | 0 | 0 | 0 | 0 | 0 | 0 | 0 | 0 | 0
[8 empty] | 1144 | February | Winter | Weekday | 0 | 0 | 0 | 0 | 0 | 0 | 0 | 0 | 0 | 0 | 0 | 0 | 0 | 0 | 0 | 0 | 0 | 0 | 0 | 0 | 0 | 0 | 0 | 0 | 0 | 0 | 0 | 0 | 0 | 0
[8 empty] | 1145 | February | Winter | Weekday | 0 | 0 | 0 | 0 | 0 | 0 | 0 | 0 | 0 | 0 | 0 | 0 | 0 | 0 | 0 | 0 | 0 | 0 | 0 | 0 | 0 | 0 | 0 | 0 | 0 | 0 | 0 | 0 | 0 | 0
[8 empty] | 1146 | February | Winter | Weekday | 0 | 0 | 0 | 0 | 0 | 0 | 0 | 0 | 0 | 0 | 0 | 0 | 0 | 0 | 0 | 0 | 0 | 0 | 0 | 0 | 0 | 0 | 0 | 0 | 0 | 0 | 0 | 0 | 0 | 0
[8 empty] | 1147 | February | Winter | Weekday | 0 | 0 | 0 | 0 | 0 | 0 | 0 | 0 | 0 | 0 | 0 | 0 | 0 | 0 | 0 | 0 | 0 | 0 | 0 | 0 | 0 | 0 | 0 | 0 | 0 | 0 | 0 | 0 | 0 | 0
[8 empty] | 1148 | February | Winter | Weekday | 0 | 0 | 0 | 0 | 0 | 0 | 0 | 0 | 0 | 0 | 0 | 0 | 0 | 0 | 0 | 0 | 0 | 0 | 0 | 0 | 0 | 0 | 0 | 0 | 0 | 0 | 0 | 0 | 0 | 0
[8 empty] | 1149 | February | Winter | Weekday | 0 | 0 | 0 | 0 | 0 | 0 | 0 | 0 | 0 | 0 | 0 | 0 | 0 | 0 | 0 | 0 | 0 | 0 | 0 | 0 | 0 | 0 | 0 | 0 | 0 | 0 | 0 | 0 | 0 | 0
[8 empty] | 1150 | February | Winter | Weekday | 0 | 0 | 0 | 0 | 0 | 0 | 0 | 0 | 0 | 0 | 0 | 0 | 0 | 0 | 0 | 0 | 0 | 0 | 0 | 0 | 0 | 0 | 0 | 0 | 0 | 0 | 0 | 0 | 0 | 0
[8 empty] | 1151 | February | Winter | Weekday | 0 | 0 | 0 | 0 | 0 | 0 | 0 | 0 | 0 | 0 | 0 | 0 | 0 | 0 | 0 | 0 | 0 | 0 | 0 | 0 | 0 | 0 | 0 | 0 | 0 | 0 | 0 | 0 | 0 | 0
[8 empty] | 1152 | February | Winter | Weekday | 0 | 0 | 0 | 0 | 0 | 0 | 0 | 0 | 0 | 0 | 0 | 0 | 0 | 0 | 0 | 0 | 0 | 0 | 0 | 0 | 0 | 0 | 0 | 0 | 0 | 0 | 0 | 0 | 0 | 0
[8 empty] | 1153 | February | Winter | Weekend | 0 | 0 | 0 | 0 | 0 | 0 | 0 | 0 | 0 | 0 | 0 | 0 | 0 | 0 | 0 | 0 | 0 | 0 | 0 | 0 | 0 | 0 | 0 | 0 | 0 | 4.8 | 4.8 | 0 | 0 | 0
[8 empty] | 1154 | February | Winter | Weekend | 0 | 0 | 0 | 0 | 0 | 0 | 0 | 0 | 0 | 0 | 0 | 0 | 0 | 0 | 0 | 0 | 0 | 0 | 0 | 0 | 0 | 0 | 0 | 0 | 0 | 4.8 | 4.8 | 0 | 0 | 0
[8 empty] | 1155 | February | Winter | Weekend | 0 | 0 | 0 | 0 | 0 | 0 | 0 | 0 | 0 | 0 | 0 | 0 | 0 | 0 | 0 | 0 | 0 | 0 | 0 | 0 | 0 | 0 | 0 | 0 | 0 | 4.8 | 4.8 | 0 | 0 | 0
[8 empty] | 1156 | February | Winter | Weekend | 0 | 0 | 0 | 0 | 0 | 0 | 0 | 0 | 0 | 0 | 0 | 0 | 0 | 0 | 0 | 0 | 0 | 0 | 0 | 0 | 0 | 0 | 0 | 0 | 0 | 4.8 | 4.8 | 0 | 0 | 0
[8 empty] | 1157 | February | Winter | Weekend | 0 | 0 | 0 | 0 | 0 | 0 | 0 | 0 | 0 | 0 | 0 | 0 | 0 | 0 | 0 | 0 | 0 | 0 | 0 | 0 | 0 | 0 | 0 | 0 | 0 | 4.8 | 4.8 | 0 | 0 | 0
[8 empty] | 1158 | February | Winter | Weekend | 0 | 0 | 0 | 0 | 0 | 0 | 0 | 0 | 0 | 0 | 0 | 0 | 0 | 0 | 0 | 0 | 0 | 0 | 0 | 0 | 0 | 0 | 0 | 0 | 0 | 4.8 | 4.8 | 0 | 0 | 0
[8 empty] | 1159 | February | Winter | Weekend | 0 | 0 | 0 | 0 | 0 | 0 | 0 | 0 | 0 | 0 | 0 | 0 | 0 | 0 | 0 | 0 | 0 | 0 | 0 | 0 | 0 | 0 | 0 | 0 | 0 | 1.2 | 1.2 | 0 | 0 | 0
[8 empty] | 1160 | February | Winter | Weekend | 0 | 0 | 0 | 0 | 0 | 0 | 0 | 0 | 0 | 0 | 0 | 0 | 0 | 0 | 0 | 0 | 0 | 0 | 0 | 0 | 0 | 0 | 0 | 0 | 0 | 0 | 0 | 0 | 0 | 0
[8 empty] | 1161 | February | Winter | Weekend | 0 | 0 | 0 | 0 | 0 | 0 | 0 | 0 | 0 | 0 | 0 | 0 | 0 | 0 | 0 | 0 | 0 | 0 | 0 | 0 | 0 | 0 | 0 | 0 | 0 | 0 | 0 | 0 | 0 | 0
[8 empty] | 1162 | February | Winter | Weekend | 0 | 0 | 0 | 0 | 0 | 0 | 0 | 0 | 0 | 0 | 0 | 0 | 0 | 0 | 0 | 0 | 0 | 0 | 0 | 0 | 0 | 0 | 0 | 0 | 0 | 0 | 0 | 0 | 0 | 0
[8 empty] | 1163 | February | Winter | Weekend | 0 | 0 | 0 | 0 | 0 | 0 | 0 | 0 | 0 | 0 | 0 | 0 | 0 | 0 | 0 | 0 | 0 | 0 | 0 | 0 | 0 | 0 | 0 | 0 | 0 | 0 | 0 | 0 | 0 | 0
[8 empty] | 1164 | February | Winter | Weekend | 0 | 0 | 0 | 0 | 0 | 0 | 0 | 0 | 0 | 0 | 0 | 0 | 0 | 0 | 0 | 0 | 0 | 0 | 0 | 0 | 0 | 0 | 0 | 0 | 0 | 0 | 0 | 0 | 0 | 0
[8 empty] | 1165 | February | Winter | Weekend | 0 | 0 | 0 | 0 | 0 | 0 | 0 | 0 | 0 | 0 | 0 | 0 | 0 | 0 | 0 | 0 | 0 | 0 | 0 | 0 | 0 | 0 | 0 | 0 | 0 | 0 | 0 | 0 | 0 | 0
[8 empty] | 1166 | February | Winter | Weekend | 0 | 0 | 0 | 0 | 0 | 0 | 0 | 0 | 0 | 0 | 0 | 0 | 0 | 0 | 0 | 0 | 0 | 0 | 0 | 0 | 0 | 0 | 0 | 0 | 0 | 0 | 0 | 0 | 0 | 0
[8 empty] | 1167 | February | Winter | Weekend | 0 | 0 | 0 | 0 | 0 | 0 | 0 | 0 | 0 | 0 | 0 | 0 | 0 | 0 | 0 | 0 | 0 | 0 | 0 | 0 | 0 | 0 | 0 | 0 | 0 | 0 | 0 | 0 | 0 | 0
[8 empty] | 1168 | February | Winter | Weekend | 0 | 0 | 0 | 0 | 0 | 0 | 0 | 0 | 0 | 0 | 0 | 0 | 0 | 0 | 0 | 0 | 0 | 0 | 0 | 0 | 0 | 0 | 0 | 0 | 0 | 0 | 0 | 0 | 0 | 0
[8 empty] | 1169 | February | Winter | Weekend | 0 | 0 | 0 | 0 | 0 | 0 | 0 | 0 | 0 | 0 | 0 | 0 | 0 | 0 | 0 | 0 | 0 | 0 | 0 | 0 | 0 | 0 | 0 | 0 | 0 | 0 | 0 | 0 | 0 | 0
[8 empty] | 1170 | February | Winter | Weekend | 0 | 0 | 0 | 0 | 0 | 0 | 0 | 0 | 0 | 0 | 0 | 0 | 0 | 0 | 0 | 0 | 0 | 0 | 0 | 0 | 0 | 0 | 0 | 0 | 0 | 0 | 0 | 0 | 0 | 0
[8 empty] | 1171 | February | Winter | Weekend | 0 | 0 | 0 | 0 | 0 | 0 | 0 | 0 | 0 | 0 | 0 | 0 | 0 | 0 | 0 | 0 | 0 | 0 | 0 | 0 | 0 | 0 | 0 | 0 | 0 | 0 | 0 | 0 | 0 | 0
[8 empty] | 1172 | February | Winter | Weekend | 0 | 0 | 0 | 0 | 0 | 0 | 0 | 0 | 0 | 0 | 0 | 0 | 0 | 0 | 0 | 0 | 0 | 0 | 0 | 0 | 0 | 0 | 0 | 0 | 0 | 0 | 0 | 0 | 0 | 0
[8 empty] | 1173 | February | Winter | Weekend | 0 | 0 | 0 | 0 | 0 | 0 | 0 | 0 | 0 | 0 | 0 | 0 | 0 | 0 | 0 | 0 | 0 | 0 | 0 | 0 | 0 | 0 | 0 | 0 | 0 | 0 | 0 | 0 | 0 | 0
[8 empty] | 1174 | February | Winter | Weekend | 0 | 0 | 0 | 0 | 0 | 0 | 0 | 0 | 0 | 0 | 0 | 0 | 0 | 0 | 0 | 0 | 0 | 0 | 0 | 0 | 0 | 0 | 0 | 0 | 0 | 0 | 0 | 0 | 0 | 0
[8 empty] | 1175 | February | Winter | Weekend | 0 | 0 | 0 | 0 | 0 | 0 | 0 | 0 | 0 | 0 | 0 | 0 | 0 | 0 | 0 | 0 | 0 | 0 | 0 | 0 | 0 | 0 | 0 | 0 | 0 | 0 | 0 | 0 | 0 | 0
[8 empty] | 1176 | February | Winter | Weekend | 0 | 0 | 0 | 0 | 0 | 0 | 0 | 0 | 0 | 0 | 0 | 0 | 0 | 0 | 0 | 0 | 0 | 0 | 0 | 0 | 0 | 0 | 0 | 0 | 0 | 0 | 0 | 0 | 0 | 0
[8 empty] | 1177 | February | Winter | Weekend | 0 | 0 | 0 | 0 | 0 | 0 | 0 | 0 | 0 | 0 | 0 | 0 | 0 | 0 | 0 | 0 | 0 | 0 | 0 | 0 | 0 | 0 | 0 | 0 | 0 | 4.8 | 4.8 | 0 | 0 | 0
[8 empty] | 1178 | February | Winter | Weekend | 0 | 0 | 0 | 0 | 0 | 0 | 0 | 0 | 0 | 0 | 0 | 0 | 0 | 0 | 0 | 0 | 0 | 0 | 0 | 0 | 0 | 0 | 0 | 0 | 0 | 4.8 | 4.8 | 0 | 0 | 0
[8 empty] | 1179 | February | Winter | Weekend | 0 | 0 | 0 | 0 | 0 | 0 | 0 | 0 | 0 | 0 | 0 | 0 | 0 | 0 | 0 | 0 | 0 | 0 | 0 | 0 | 0 | 0 | 0 | 0 | 0 | 4.8 | 4.8 | 0 | 0 | 0
[8 empty] | 1180 | February | Winter | Weekend | 0 | 0 | 0 | 0 | 0 | 0 | 0 | 0 | 0 | 0 | 0 | 0 | 0 | 0 | 0 | 0 | 0 | 0 | 0 | 0 | 0 | 0 | 0 | 0 | 0 | 4.8 | 4.8 | 0 | 0 | 0
[8 empty] | 1181 | February | Winter | Weekend | 0 | 0 | 0 | 0 | 0 | 0 | 0 | 0 | 0 | 0 | 0 | 0 | 0 | 0 | 0 | 0 | 0 | 0 | 0 | 0 | 0 | 0 | 0 | 0 | 0 | 4.8 | 4.8 | 0 | 0 | 0
[8 empty] | 1182 | February | Winter | Weekend | 0 | 0 | 0 | 0 | 0 | 0 | 0 | 0 | 0 | 0 | 0 | 0 | 0 | 0 | 0 | 0 | 0 | 0 | 0 | 0 | 0 | 0 | 0 | 0 | 0 | 4.8 | 4.8 | 0 | 0 | 0
[8 empty] | 1183 | February | Winter | Weekend | 0 | 0 | 0 | 0 | 0 | 0 | 0 | 0 | 0 | 0 | 0 | 0 | 0 | 0 | 0 | 0 | 0 | 0 | 0 | 0 | 0 | 0 | 0 | 0 | 0 | 1.2 | 1.2 | 0 | 0 | 0
[8 empty] | 1184 | February | Winter | Weekend | 0 | 0 | 0 | 0 | 0 | 0 | 0 | 0 | 0 | 0 | 0 | 0 | 0 | 0 | 0 | 0 | 0 | 0 | 0 | 0 | 0 | 0 | 0 | 0 | 0 | 0 | 0 | 0 | 0 | 0
[8 empty] | 1185 | February | Winter | Weekend | 0 | 0 | 0 | 0 | 0 | 0 | 0 | 0 | 0 | 0 | 0 | 0 | 0 | 0 | 0 | 0 | 0 | 0 | 0 | 0 | 0 | 0 | 0 | 0 | 0 | 0 | 0 | 0 | 0 | 0
[8 empty] | 1186 | February | Winter | Weekend | 0 | 0 | 0 | 0 | 0 | 0 | 0 | 0 | 0 | 0 | 0 | 0 | 0 | 0 | 0 | 0 | 0 | 0 | 0 | 0 | 0 | 0 | 0 | 0 | 0 | 0 | 0 | 0 | 0 | 0
[8 empty] | 1187 | February | Winter | Weekend | 0 | 0 | 0 | 0 | 0 | 0 | 0 | 0 | 0 | 0 | 0 | 0 | 0 | 0 | 0 | 0 | 0 | 0 | 0 | 0 | 0 | 0 | 0 | 0 | 0 | 0 | 0 | 0 | 0 | 0
[8 empty] | 1188 | February | Winter | Weekend | 0 | 0 | 0 | 0 | 0 | 0 | 0 | 0 | 0 | 0 | 0 | 0 | 0 | 0 | 0 | 0 | 0 | 0 | 0 | 0 | 0 | 0 | 0 | 0 | 0 | 0 | 0 | 0 | 0 | 0
[8 empty] | 1189 | February | Winter | Weekend | 0 | 0 | 0 | 0 | 0 | 0 | 0 | 0 | 0 | 0 | 0 | 0 | 0 | 0 | 0 | 0 | 0 | 0 | 0 | 0 | 0 | 0 | 0 | 0 | 0 | 0 | 0 | 0 | 0 | 0
[8 empty] | 1190 | February | Winter | Weekend | 0 | 0 | 0 | 0 | 0 | 0 | 0 | 0 | 0 | 0 | 0 | 0 | 0 | 0 | 0 | 0 | 0 | 0 | 0 | 0 | 0 | 0 | 0 | 0 | 0 | 0 | 0 | 0 | 0 | 0
[8 empty] | 1191 | February | Winter | Weekend | 0 | 0 | 0 | 0 | 0 | 0 | 0 | 0 | 0 | 0 | 0 | 0 | 0 | 0 | 0 | 0 | 0 | 0 | 0 | 0 | 0 | 0 | 0 | 0 | 0 | 0 | 0 | 0 | 0 | 0
[8 empty] | 1192 | February | Winter | Weekend | 0 | 0 | 0 | 0 | 0 | 0 | 0 | 0 | 0 | 0 | 0 | 0 | 0 | 0 | 0 | 0 | 0 | 0 | 0 | 0 | 0 | 0 | 0 | 0 | 0 | 0 | 0 | 0 | 0 | 0
[8 empty] | 1193 | February | Winter | Weekend | 0 | 0 | 0 | 0 | 0 | 0 | 0 | 0 | 0 | 0 | 0 | 0 | 0 | 0 | 0 | 0 | 0 | 0 | 0 | 0 | 0 | 0 | 0 | 0 | 0 | 0 | 0 | 0 | 0 | 0
[8 empty] | 1194 | February | Winter | Weekend | 0 | 0 | 0 | 0 | 0 | 0 | 0 | 0 | 0 | 0 | 0 | 0 | 0 | 0 | 0 | 0 | 0 | 0 | 0 | 0 | 0 | 0 | 0 | 0 | 0 | 0 | 0 | 0 | 0 | 0
[8 empty] | 1195 | February | Winter | Weekend | 0 | 0 | 0 | 0 | 0 | 0 | 0 | 0 | 0 | 0 | 0 | 0 | 0 | 0 | 0 | 0 | 0 | 0 | 0 | 0 | 0 | 0 | 0 | 0 | 0 | 0 | 0 | 0 | 0 | 0
[8 empty] | 1196 | February | Winter | Weekend | 0 | 0 | 0 | 0 | 0 | 0 | 0 | 0 | 0 | 0 | 0 | 0 | 0 | 0 | 0 | 0 | 0 | 0 | 0 | 0 | 0 | 0 | 0 | 0 | 0 | 0 | 0 | 0 | 0 | 0
[8 empty] | 1197 | February | Winter | Weekend | 0 | 0 | 0 | 0 | 0 | 0 | 0 | 0 | 0 | 0 | 0 | 0 | 0 | 0 | 0 | 0 | 0 | 0 | 0 | 0 | 0 | 0 | 0 | 0 | 0 | 0 | 0 | 0 | 0 | 0
[8 empty] | 1198 | February | Winter | Weekend | 0 | 0 | 0 | 0 | 0 | 0 | 0 | 0 | 0 | 0 | 0 | 0 | 0 | 0 | 0 | 0 | 0 | 0 | 0 | 0 | 0 | 0 | 0 | 0 | 0 | 0 | 0 | 0 | 0 | 0
[8 empty] | 1199 | February | Winter | Weekend | 0 | 0 | 0 | 0 | 0 | 0 | 0 | 0 | 0 | 0 | 0 | 0 | 0 | 0 | 0 | 0 | 0 | 0 | 0 | 0 | 0 | 0 | 0 | 0 | 0 | 0 | 0 | 0 | 0 | 0
[8 empty] | 1200 | February | Winter | Weekend | 0 | 0 | 0 | 0 | 0 | 0 | 0 | 0 | 0 | 0 | 0 | 0 | 0 | 0 | 0 | 0 | 0 | 0 | 0 | 0 | 0 | 0 | 0 | 0 | 0 | 0 | 0 | 0 | 0 | 0
[8 empty] | 1201 | February | Winter | Weekday | 0 | 0 | 0 | 0 | 0 | 0 | 0 | 0 | 0 | 0 | 0 | 0 | 0 | 0 | 0 | 0 | 0 | 0 | 0 | 0 | 0 | 0 | 0 | 0 | 0 | 4.8 | 4.8 | 0 | 0 | 0
[8 empty] | 1202 | February | Winter | Weekday | 0 | 0 | 0 | 0 | 0 | 0 | 0 | 0 | 0 | 0 | 0 | 0 | 0 | 0 | 0 | 0 | 0 | 0 | 0 | 0 | 0 | 0 | 0 | 0 | 0 | 4.8 | 4.8 | 0 | 0 | 0
[8 empty] | 1203 | February | Winter | Weekday | 0 | 0 | 0 | 0 | 0 | 0 | 0 | 0 | 0 | 0 | 0 | 0 | 0 | 0 | 0 | 0 | 0 | 0 | 0 | 0 | 0 | 0 | 0 | 0 | 0 | 4.8 | 4.8 | 0 | 0 | 0
[8 empty] | 1204 | February | Winter | Weekday | 0 | 0 | 0 | 0 | 0 | 0 | 0 | 0 | 0 | 0 | 0 | 0 | 0 | 0 | 0 | 0 | 0 | 0 | 0 | 0 | 0 | 0 | 0 | 0 | 0 | 4.8 | 4.8 | 0 | 0 | 0
[8 empty] | 1205 | February | Winter | Weekday | 0 | 0 | 0 | 0 | 0 | 0 | 0 | 0 | 0 | 0 | 0 | 0 | 0 | 0 | 0 | 0 | 0 | 0 | 0 | 0 | 0 | 0 | 0 | 0 | 0 | 4.8 | 4.8 | 0 | 0 | 0
[8 empty] | 1206 | February | Winter | Weekday | 0 | 0 | 0 | 0 | 0 | 0 | 0 | 0 | 0 | 0 | 0 | 0 | 0 | 0 | 0 | 0 | 0 | 0 | 0 | 0 | 0 | 0 | 0 | 0 | 0 | 4.8 | 4.8 | 0 | 0 | 0
[8 empty] | 1207 | February | Winter | Weekday | 0 | 0 | 0 | 0 | 0 | 0 | 0 | 0 | 0 | 0 | 0 | 0 | 0 | 0 | 0 | 0 | 0 | 0 | 0 | 0 | 0 | 0 | 0 | 0 | 0 | 1.2 | 1.2 | 0 | 0 | 0
[8 empty] | 1208 | February | Winter | Weekday | 0 | 0 | 0 | 0 | 0 | 0 | 0 | 0 | 0 | 0 | 0 | 0 | 0 | 0 | 0 | 0 | 0 | 0 | 0 | 0 | 0 | 0 | 0 | 0 | 0 | 0 | 0 | 0 | 0 | 0
[8 empty] | 1209 | February | Winter | Weekday | 0 | 0 | 0 | 0 | 0 | 0 | 0 | 0 | 0 | 0 | 0 | 0 | 0 | 0 | 0 | 0 | 0 | 0 | 0 | 0 | 0 | 0 | 0 | 0 | 0 | 0 | 0 | 0 | 0 | 0
[8 empty] | 1210 | February | Winter | Weekday | 0 | 0 | 0 | 0 | 0 | 0 | 0 | 0 | 0 | 0 | 0 | 0 | 0 | 0 | 0 | 0 | 0 | 0 | 0 | 0 | 0 | 0 | 0 | 0 | 0 | 0 | 0 | 0 | 0 | 0
[8 empty] | 1211 | February | Winter | Weekday | 0 | 0 | 0 | 0 | 0 | 0 | 0 | 0 | 0 | 0 | 0 | 0 | 0 | 0 | 0 | 0 | 0 | 0 | 0 | 0 | 0 | 0 | 0 | 0 | 0 | 0 | 0 | 0 | 0 | 0
[8 empty] | 1212 | February | Winter | Weekday | 0 | 0 | 0 | 0 | 0 | 0 | 0 | 0 | 0 | 0 | 0 | 0 | 0 | 0 | 0 | 0 | 0 | 0 | 0 | 0 | 0 | 0 | 0 | 0 | 0 | 0 | 0 | 0 | 0 | 0
[8 empty] | 1213 | February | Winter | Weekday | 0 | 0 | 0 | 0 | 0 | 0 | 0 | 0 | 0 | 0 | 0 | 0 | 0 | 0 | 0 | 0 | 0 | 0 | 0 | 0 | 0 | 0 | 0 | 0 | 0 | 0 | 0 | 0 | 0 | 0
[8 empty] | 1214 | February | Winter | Weekday | 0 | 0 | 0 | 0 | 0 | 0 | 0 | 0 | 0 | 0 | 0 | 0 | 0 | 0 | 0 | 0 | 0 | 0 | 0 | 0 | 0 | 0 | 0 | 0 | 0 | 0 | 0 | 0 | 0 | 0
[8 empty] | 1215 | February | Winter | Weekday | 0 | 0 | 0 | 0 | 0 | 0 | 0 | 0 | 0 | 0 | 0 | 0 | 0 | 0 | 0 | 0 | 0 | 0 | 0 | 0 | 0 | 0 | 0 | 0 | 0 | 0 | 0 | 0 | 0 | 0
[8 empty] | 1216 | February | Winter | Weekday | 0 | 0 | 0 | 0 | 0 | 0 | 0 | 0 | 0 | 0 | 0 | 0 | 0 | 0 | 0 | 0 | 0 | 0 | 0 | 0 | 0 | 0 | 0 | 0 | 0 | 0 | 0 | 0 | 0 | 0
[8 empty] | 1217 | February | Winter | Weekday | 0 | 0 | 0 | 0 | 0 | 0 | 0 | 0 | 0 | 0 | 0 | 0 | 0 | 0 | 0 | 0 | 0 | 0 | 0 | 0 | 0 | 0 | 0 | 0 | 0 | 0 | 0 | 0 | 0 | 0
[8 empty] | 1218 | February | Winter | Weekday | 0 | 0 | 0 | 0 | 0 | 0 | 0 | 0 | 0 | 0 | 0 | 0 | 0 | 0 | 0 | 0 | 0 | 0 | 0 | 0 | 0 | 0 | 0 | 0 | 0 | 0 | 0 | 0 | 0 | 0
[8 empty] | 1219 | February | Winter | Weekday | 0 | 0 | 0 | 0 | 0 | 0 | 0 | 0 | 0 | 0 | 0 | 0 | 0 | 0 | 0 | 0 | 0 | 0 | 0 | 0 | 0 | 0 | 0 | 0 | 0 | 0 | 0 | 0 | 0 | 0
[8 empty] | 1220 | February | Winter | Weekday | 0 | 0 | 0 | 0 | 0 | 0 | 0 | 0 | 0 | 0 | 0 | 0 | 0 | 0 | 0 | 0 | 0 | 0 | 0 | 0 | 0 | 0 | 0 | 0 | 0 | 0 | 0 | 0 | 0 | 0
[8 empty] | 1221 | February | Winter | Weekday | 0 | 0 | 0 | 0 | 0 | 0 | 0 | 0 | 0 | 0 | 0 | 0 | 0 | 0 | 0 | 0 | 0 | 0 | 0 | 0 | 0 | 0 | 0 | 0 | 0 | 0 | 0 | 0 | 0 | 0
[8 empty] | 1222 | February | Winter | Weekday | 0 | 0 | 0 | 0 | 0 | 0 | 0 | 0 | 0 | 0 | 0 | 0 | 0 | 0 | 0 | 0 | 0 | 0 | 0 | 0 | 0 | 0 | 0 | 0 | 0 | 0 | 0 | 0 | 0 | 0
[8 empty] | 1223 | February | Winter | Weekday | 0 | 0 | 0 | 0 | 0 | 0 | 0 | 0 | 0 | 0 | 0 | 0 | 0 | 0 | 0 | 0 | 0 | 0 | 0 | 0 | 0 | 0 | 0 | 0 | 0 | 0 | 0 | 0 | 0 | 0
[8 empty] | 1224 | February | Winter | Weekday | 0 | 0 | 0 | 0 | 0 | 0 | 0 | 0 | 0 | 0 | 0 | 0 | 0 | 0 | 0 | 0 | 0 | 0 | 0 | 0 | 0 | 0 | 0 | 0 | 0 | 0 | 0 | 0 | 0 | 0
[8 empty] | 1225 | February | Winter | Weekday | 0 | 0 | 0 | 0 | 0 | 0 | 0 | 0 | 0 | 0 | 0 | 0 | 0 | 0 | 0 | 0 | 0 | 0 | 0 | 0 | 0 | 0 | 0 | 0 | 0 | 4.8 | 4.8 | 0 | 0 | 0
[8 empty] | 1226 | February | Winter | Weekday | 0 | 0 | 0 | 0 | 0 | 0 | 0 | 0 | 0 | 0 | 0 | 0 | 0 | 0 | 0 | 0 | 0 | 0 | 0 | 0 | 0 | 0 | 0 | 0 | 0 | 4.8 | 4.8 | 0 | 0 | 0
[8 empty] | 1227 | February | Winter | Weekday | 0 | 0 | 0 | 0 | 0 | 0 | 0 | 0 | 0 | 0 | 0 | 0 | 0 | 0 | 0 | 0 | 0 | 0 | 0 | 0 | 0 | 0 | 0 | 0 | 0 | 4.8 | 4.8 | 0 | 0 | 0
[8 empty] | 1228 | February | Winter | Weekday | 0 | 0 | 0 | 0 | 0 | 0 | 0 | 0 | 0 | 0 | 0 | 0 | 0 | 0 | 0 | 0 | 0 | 0 | 0 | 0 | 0 | 0 | 0 | 0 | 0 | 4.8 | 4.8 | 0 | 0 | 0
[8 empty] | 1229 | February | Winter | Weekday | 0 | 0 | 0 | 0 | 0 | 0 | 0 | 0 | 0 | 0 | 0 | 0 | 0 | 0 | 0 | 0 | 0 | 0 | 0 | 0 | 0 | 0 | 0 | 0 | 0 | 4.8 | 4.8 | 0 | 0 | 0
[8 empty] | 1230 | February | Winter | Weekday | 0 | 0 | 0 | 0 | 0 | 0 | 0 | 0 | 0 | 0 | 0 | 0 | 0 | 0 | 0 | 0 | 0 | 0 | 0 | 0 | 0 | 0 | 0 | 0 | 0 | 4.8 | 4.8 | 0 | 0 | 0
[8 empty] | 1231 | February | Winter | Weekday | 0 | 0 | 0 | 0 | 0 | 0 | 0 | 0 | 0 | 0 | 0 | 0 | 0 | 0 | 0 | 0 | 0 | 0 | 0 | 0 | 0 | 0 | 0 | 0 | 0 | 1.2 | 1.2 | 0 | 0 | 0
[8 empty] | 1232 | February | Winter | Weekday | 0 | 0 | 0 | 0 | 0 | 0 | 0 | 0 | 0 | 0 | 0 | 0 | 0 | 0 | 0 | 0 | 0 | 0 | 0 | 0 | 0 | 0 | 0 | 0 | 0 | 0 | 0 | 0 | 0 | 0
[8 empty] | 1233 | February | Winter | Weekday | 0 | 0 | 0 | 0 | 0 | 0 | 0 | 0 | 0 | 0 | 0 | 0 | 0 | 0 | 0 | 0 | 0 | 0 | 0 | 0 | 0 | 0 | 0 | 0 | 0 | 0 | 0 | 0 | 0 | 0
[8 empty] | 1234 | February | Winter | Weekday | 0 | 0 | 0 | 0 | 0 | 0 | 0 | 0 | 0 | 0 | 0 | 0 | 0 | 0 | 0 | 0 | 0 | 0 | 0 | 0 | 0 | 0 | 0 | 0 | 0 | 0 | 0 | 0 | 0 | 0
[8 empty] | 1235 | February | Winter | Weekday | 0 | 0 | 0 | 0 | 0 | 0 | 0 | 0 | 0 | 0 | 0 | 0 | 0 | 0 | 0 | 0 | 0 | 0 | 0 | 0 | 0 | 0 | 0 | 0 | 0 | 0 | 0 | 0 | 0 | 0
[8 empty] | 1236 | February | Winter | Weekday | 0 | 0 | 0 | 0 | 0 | 0 | 0 | 0 | 0 | 0 | 0 | 0 | 0 | 0 | 0 | 0 | 0 | 0 | 0 | 0 | 0 | 0 | 0 | 0 | 0 | 0 | 0 | 0 | 0 | 0
[8 empty] | 1237 | February | Winter | Weekday | 0 | 0 | 0 | 0 | 0 | 0 | 0 | 0 | 0 | 0 | 0 | 0 | 0 | 0 | 0 | 0 | 0 | 0 | 0 | 0 | 0 | 0 | 0 | 0 | 0 | 0 | 0 | 0 | 0 | 0
[8 empty] | 1238 | February | Winter | Weekday | 0 | 0 | 0 | 0 | 0 | 0 | 0 | 0 | 0 | 0 | 0 | 0 | 0 | 0 | 0 | 0 | 0 | 0 | 0 | 0 | 0 | 0 | 0 | 0 | 0 | 0 | 0 | 0 | 0 | 0
[8 empty] | 1239 | February | Winter | Weekday | 0 | 0 | 0 | 0 | 0 | 0 | 0 | 0 | 0 | 0 | 0 | 0 | 0 | 0 | 0 | 0 | 0 | 0 | 0 | 0 | 0 | 0 | 0 | 0 | 0 | 0 | 0 | 0 | 0 | 0
[8 empty] | 1240 | February | Winter | Weekday | 0 | 0 | 0 | 0 | 0 | 0 | 0 | 0 | 0 | 0 | 0 | 0 | 0 | 0 | 0 | 0 | 0 | 0 | 0 | 0 | 0 | 0 | 0 | 0 | 0 | 0 | 0 | 0 | 0 | 0
[8 empty] | 1241 | February | Winter | Weekday | 0 | 0 | 0 | 0 | 0 | 0 | 0 | 0 | 0 | 0 | 0 | 0 | 0 | 0 | 0 | 0 | 0 | 0 | 0 | 0 | 0 | 0 | 0 | 0 | 0 | 0 | 0 | 0 | 0 | 0
[8 empty] | 1242 | February | Winter | Weekday | 0 | 0 | 0 | 0 | 0 | 0 | 0 | 0 | 0 | 0 | 0 | 0 | 0 | 0 | 0 | 0 | 0 | 0 | 0 | 0 | 0 | 0 | 0 | 0 | 0 | 0 | 0 | 0 | 0 | 0
[8 empty] | 1243 | February | Winter | Weekday | 0 | 0 | 0 | 0 | 0 | 0 | 0 | 0 | 0 | 0 | 0 | 0 | 0 | 0 | 0 | 0 | 0 | 0 | 0 | 0 | 0 | 0 | 0 | 0 | 0 | 0 | 0 | 0 | 0 | 0
[8 empty] | 1244 | February | Winter | Weekday | 0 | 0 | 0 | 0 | 0 | 0 | 0 | 0 | 0 | 0 | 0 | 0 | 0 | 0 | 0 | 0 | 0 | 0 | 0 | 0 | 0 | 0 | 0 | 0 | 0 | 0 | 0 | 0 | 0 | 0
[8 empty] | 1245 | February | Winter | Weekday | 0 | 0 | 0 | 0 | 0 | 0 | 0 | 0 | 0 | 0 | 0 | 0 | 0 | 0 | 0 | 0 | 0 | 0 | 0 | 0 | 0 | 0 | 0 | 0 | 0 | 0 | 0 | 0 | 0 | 0
[8 empty] | 1246 | February | Winter | Weekday | 0 | 0 | 0 | 0 | 0 | 0 | 0 | 0 | 0 | 0 | 0 | 0 | 0 | 0 | 0 | 0 | 0 | 0 | 0 | 0 | 0 | 0 | 0 | 0 | 0 | 0 | 0 | 0 | 0 | 0
[8 empty] | 1247 | February | Winter | Weekday | 0 | 0 | 0 | 0 | 0 | 0 | 0 | 0 | 0 | 0 | 0 | 0 | 0 | 0 | 0 | 0 | 0 | 0 | 0 | 0 | 0 | 0 | 0 | 0 | 0 | 0 | 0 | 0 | 0 | 0
[8 empty] | 1248 | February | Winter | Weekday | 0 | 0 | 0 | 0 | 0 | 0 | 0 | 0 | 0 | 0 | 0 | 0 | 0 | 0 | 0 | 0 | 0 | 0 | 0 | 0 | 0 | 0 | 0 | 0 | 0 | 0 | 0 | 0 | 0 | 0
[8 empty] | 1249 | February | Winter | Weekday | 0 | 0 | 0 | 0 | 0 | 0 | 0 | 0 | 0 | 0 | 0 | 0 | 0 | 0 | 0 | 0 | 0 | 0 | 0 | 0 | 0 | 0 | 0 | 0 | 0 | 4.8 | 4.8 | 0 | 0 | 0
[8 empty] | 1250 | February | Winter | Weekday | 0 | 0 | 0 | 0 | 0 | 0 | 0 | 0 | 0 | 0 | 0 | 0 | 0 | 0 | 0 | 0 | 0 | 0 | 0 | 0 | 0 | 0 | 0 | 0 | 0 | 4.8 | 4.8 | 0 | 0 | 0
[8 empty] | 1251 | February | Winter | Weekday | 0 | 0 | 0 | 0 | 0 | 0 | 0 | 0 | 0 | 0 | 0 | 0 | 0 | 0 | 0 | 0 | 0 | 0 | 0 | 0 | 0 | 0 | 0 | 0 | 0 | 4.8 | 4.8 | 0 | 0 | 0
[8 empty] | 1252 | February | Winter | Weekday | 0 | 0 | 0 | 0 | 0 | 0 | 0 | 0 | 0 | 0 | 0 | 0 | 0 | 0 | 0 | 0 | 0 | 0 | 0 | 0 | 0 | 0 | 0 | 0 | 0 | 4.8 | 4.8 | 0 | 0 | 0
[8 empty] | 1253 | February | Winter | Weekday | 0 | 0 | 0 | 0 | 0 | 0 | 0 | 0 | 0 | 0 | 0 | 0 | 0 | 0 | 0 | 0 | 0 | 0 | 0 | 0 | 0 | 0 | 0 | 0 | 0 | 4.8 | 4.8 | 0 | 0 | 0
[8 empty] | 1254 | February | Winter | Weekday | 0 | 0 | 0 | 0 | 0 | 0 | 0 | 0 | 0 | 0 | 0 | 0 | 0 | 0 | 0 | 0 | 0 | 0 | 0 | 0 | 0 | 0 | 0 | 0 | 0 | 4.8 | 4.8 | 0 | 0 | 0
[8 empty] | 1255 | February | Winter | Weekday | 0 | 0 | 0 | 0 | 0 | 0 | 0 | 0 | 0 | 0 | 0 | 0 | 0 | 0 | 0 | 0 | 0 | 0 | 0 | 0 | 0 | 0 | 0 | 0 | 0 | 1.2 | 1.2 | 0 | 0 | 0
[8 empty] | 1256 | February | Winter | Weekday | 0 | 0 | 0 | 0 | 0 | 0 | 0 | 0 | 0 | 0 | 0 | 0 | 0 | 0 | 0 | 0 | 0 | 0 | 0 | 0 | 0 | 0 | 0 | 0 | 0 | 0 | 0 | 0 | 0 | 0
[8 empty] | 1257 | February | Winter | Weekday | 0 | 0 | 0 | 0 | 0 | 0 | 0 | 0 | 0 | 0 | 0 | 0 | 0 | 0 | 0 | 0 | 0 | 0 | 0 | 0 | 0 | 0 | 0 | 0 | 0 | 0 | 0 | 0 | 0 | 0
[8 empty] | 1258 | February | Winter | Weekday | 0 | 0 | 0 | 0 | 0 | 0 | 0 | 0 | 0 | 0 | 0 | 0 | 0 | 0 | 0 | 0 | 0 | 0 | 0 | 0 | 0 | 0 | 0 | 0 | 0 | 0 | 0 | 0 | 0 | 0
[8 empty] | 1259 | February | Winter | Weekday | 0 | 0 | 0 | 0 | 0 | 0 | 0 | 0 | 0 | 0 | 0 | 0 | 0 | 0 | 0 | 0 | 0 | 0 | 0 | 0 | 0 | 0 | 0 | 0 | 0 | 0 | 0 | 0 | 0 | 0
[8 empty] | 1260 | February | Winter | Weekday | 0 | 0 | 0 | 0 | 0 | 0 | 0 | 0 | 0 | 0 | 0 | 0 | 0 | 0 | 0 | 0 | 0 | 0 | 0 | 0 | 0 | 0 | 0 | 0 | 0 | 0 | 0 | 0 | 0 | 0
[8 empty] | 1261 | February | Winter | Weekday | 0 | 0 | 0 | 0 | 0 | 0 | 0 | 0 | 0 | 0 | 0 | 0 | 0 | 0 | 0 | 0 | 0 | 0 | 0 | 0 | 0 | 0 | 0 | 0 | 0 | 0 | 0 | 0 | 0 | 0
[8 empty] | 1262 | February | Winter | Weekday | 0 | 0 | 0 | 0 | 0 | 0 | 0 | 0 | 0 | 0 | 0 | 0 | 0 | 0 | 0 | 0 | 0 | 0 | 0 | 0 | 0 | 0 | 0 | 0 | 0 | 0 | 0 | 0 | 0 | 0
[8 empty] | 1263 | February | Winter | Weekday | 0 | 0 | 0 | 0 | 0 | 0 | 0 | 0 | 0 | 0 | 0 | 0 | 0 | 0 | 0 | 0 | 0 | 0 | 0 | 0 | 0 | 0 | 0 | 0 | 0 | 0 | 0 | 0 | 0 | 0
[8 empty] | 1264 | February | Winter | Weekday | 0 | 0 | 0 | 0 | 0 | 0 | 0 | 0 | 0 | 0 | 0 | 0 | 0 | 0 | 0 | 0 | 0 | 0 | 0 | 0 | 0 | 0 | 0 | 0 | 0 | 0 | 0 | 0 | 0 | 0
[8 empty] | 1265 | February | Winter | Weekday | 0 | 0 | 0 | 0 | 0 | 0 | 0 | 0 | 0 | 0 | 0 | 0 | 0 | 0 | 0 | 0 | 0 | 0 | 0 | 0 | 0 | 0 | 0 | 0 | 0 | 0 | 0 | 0 | 0 | 0
[8 empty] | 1266 | February | Winter | Weekday | 0 | 0 | 0 | 0 | 0 | 0 | 0 | 0 | 0 | 0 | 0 | 0 | 0 | 0 | 0 | 0 | 0 | 0 | 0 | 0 | 0 | 0 | 0 | 0 | 0 | 0 | 0 | 0 | 0 | 0
[8 empty] | 1267 | February | Winter | Weekday | 0 | 0 | 0 | 0 | 0 | 0 | 0 | 0 | 0 | 0 | 0 | 0 | 0 | 0 | 0 | 0 | 0 | 0 | 0 | 0 | 0 | 0 | 0 | 0 | 0 | 0 | 0 | 0 | 0 | 0
[8 empty] | 1268 | February | Winter | Weekday | 0 | 0 | 0 | 0 | 0 | 0 | 0 | 0 | 0 | 0 | 0 | 0 | 0 | 0 | 0 | 0 | 0 | 0 | 0 | 0 | 0 | 0 | 0 | 0 | 0 | 0 | 0 | 0 | 0 | 0
[8 empty] | 1269 | February | Winter | Weekday | 0 | 0 | 0 | 0 | 0 | 0 | 0 | 0 | 0 | 0 | 0 | 0 | 0 | 0 | 0 | 0 | 0 | 0 | 0 | 0 | 0 | 0 | 0 | 0 | 0 | 0 | 0 | 0 | 0 | 0
[8 empty] | 1270 | February | Winter | Weekday | 0 | 0 | 0 | 0 | 0 | 0 | 0 | 0 | 0 | 0 | 0 | 0 | 0 | 0 | 0 | 0 | 0 | 0 | 0 | 0 | 0 | 0 | 0 | 0 | 0 | 0 | 0 | 0 | 0 | 0
[8 empty] | 1271 | February | Winter | Weekday | 0 | 0 | 0 | 0 | 0 | 0 | 0 | 0 | 0 | 0 | 0 | 0 | 0 | 0 | 0 | 0 | 0 | 0 | 0 | 0 | 0 | 0 | 0 | 0 | 0 | 0 | 0 | 0 | 0 | 0
[8 empty] | 1272 | February | Winter | Weekday | 0 | 0 | 0 | 0 | 0 | 0 | 0 | 0 | 0 | 0 | 0 | 0 | 0 | 0 | 0 | 0 | 0 | 0 | 0 | 0 | 0 | 0 | 0 | 0 | 0 | 0 | 0 | 0 | 0 | 0
[8 empty] | 1273 | February | Winter | Weekday | 0 | 0 | 0 | 0 | 0 | 0 | 0 | 0 | 0 | 0 | 0 | 0 | 0 | 0 | 0 | 0 | 0 | 0 | 0 | 0 | 0 | 0 | 0 | 0 | 0 | 4.8 | 4.8 | 0 | 0 | 0
[8 empty] | 1274 | February | Winter | Weekday | 0 | 0 | 0 | 0 | 0 | 0 | 0 | 0 | 0 | 0 | 0 | 0 | 0 | 0 | 0 | 0 | 0 | 0 | 0 | 0 | 0 | 0 | 0 | 0 | 0 | 4.8 | 4.8 | 0 | 0 | 0
[8 empty] | 1275 | February | Winter | Weekday | 0 | 0 | 0 | 0 | 0 | 0 | 0 | 0 | 0 | 0 | 0 | 0 | 0 | 0 | 0 | 0 | 0 | 0 | 0 | 0 | 0 | 0 | 0 | 0 | 0 | 4.8 | 4.8 | 0 | 0 | 0
[8 empty] | 1276 | February | Winter | Weekday | 0 | 0 | 0 | 0 | 0 | 0 | 0 | 0 | 0 | 0 | 0 | 0 | 0 | 0 | 0 | 0 | 0 | 0 | 0 | 0 | 0 | 0 | 0 | 0 | 0 | 4.8 | 4.8 | 0 | 0 | 0
[8 empty] | 1277 | February | Winter | Weekday | 0 | 0 | 0 | 0 | 0 | 0 | 0 | 0 | 0 | 0 | 0 | 0 | 0 | 0 | 0 | 0 | 0 | 0 | 0 | 0 | 0 | 0 | 0 | 0 | 0 | 4.8 | 4.8 | 0 | 0 | 0
[8 empty] | 1278 | February | Winter | Weekday | 0 | 0 | 0 | 0 | 0 | 0 | 0 | 0 | 0 | 0 | 0 | 0 | 0 | 0 | 0 | 0 | 0 | 0 | 0 | 0 | 0 | 0 | 0 | 0 | 0 | 4.8 | 4.8 | 0 | 0 | 0
[8 empty] | 1279 | February | Winter | Weekday | 0 | 0 | 0 | 0 | 0 | 0 | 0 | 0 | 0 | 0 | 0 | 0 | 0 | 0 | 0 | 0 | 0 | 0 | 0 | 0 | 0 | 0 | 0 | 0 | 0 | 1.2 | 1.2 | 0 | 0 | 0
[8 empty] | 1280 | February | Winter | Weekday | 0 | 0 | 0 | 0 | 0 | 0 | 0 | 0 | 0 | 0 | 0 | 0 | 0 | 0 | 0 | 0 | 0 | 0 | 0 | 0 | 0 | 0 | 0 | 0 | 0 | 0 | 0 | 0 | 0 | 0
[8 empty] | 1281 | February | Winter | Weekday | 0 | 0 | 0 | 0 | 0 | 0 | 0 | 0 | 0 | 0 | 0 | 0 | 0 | 0 | 0 | 0 | 0 | 0 | 0 | 0 | 0 | 0 | 0 | 0 | 0 | 0 | 0 | 0 | 0 | 0
[8 empty] | 1282 | February | Winter | Weekday | 0 | 0 | 0 | 0 | 0 | 0 | 0 | 0 | 0 | 0 | 0 | 0 | 0 | 0 | 0 | 0 | 0 | 0 | 0 | 0 | 0 | 0 | 0 | 0 | 0 | 0 | 0 | 0 | 0 | 0
[8 empty] | 1283 | February | Winter | Weekday | 0 | 0 | 0 | 0 | 0 | 0 | 0 | 0 | 0 | 0 | 0 | 0 | 0 | 0 | 0 | 0 | 0 | 0 | 0 | 0 | 0 | 0 | 0 | 0 | 0 | 0 | 0 | 0 | 0 | 0
[8 empty] | 1284 | February | Winter | Weekday | 0 | 0 | 0 | 0 | 0 | 0 | 0 | 0 | 0 | 0 | 0 | 0 | 0 | 0 | 0 | 0 | 0 | 0 | 0 | 0 | 0 | 0 | 0 | 0 | 0 | 0 | 0 | 0 | 0 | 0
[8 empty] | 1285 | February | Winter | Weekday | 0 | 0 | 0 | 0 | 0 | 0 | 0 | 0 | 0 | 0 | 0 | 0 | 0 | 0 | 0 | 0 | 0 | 0 | 0 | 0 | 0 | 0 | 0 | 0 | 0 | 0 | 0 | 0 | 0 | 0
[8 empty] | 1286 | February | Winter | Weekday | 0 | 0 | 0 | 0 | 0 | 0 | 0 | 0 | 0 | 0 | 0 | 0 | 0 | 0 | 0 | 0 | 0 | 0 | 0 | 0 | 0 | 0 | 0 | 0 | 0 | 0 | 0 | 0 | 0 | 0
[8 empty] | 1287 | February | Winter | Weekday | 0 | 0 | 0 | 0 | 0 | 0 | 0 | 0 | 0 | 0 | 0 | 0 | 0 | 0 | 0 | 0 | 0 | 0 | 0 | 0 | 0 | 0 | 0 | 0 | 0 | 0 | 0 | 0 | 0 | 0
[8 empty] | 1288 | February | Winter | Weekday | 0 | 0 | 0 | 0 | 0 | 0 | 0 | 0 | 0 | 0 | 0 | 0 | 0 | 0 | 0 | 0 | 0 | 0 | 0 | 0 | 0 | 0 | 0 | 0 | 0 | 0 | 0 | 0 | 0 | 0
[8 empty] | 1289 | February | Winter | Weekday | 0 | 0 | 0 | 0 | 0 | 0 | 0 | 0 | 0 | 0 | 0 | 0 | 0 | 0 | 0 | 0 | 0 | 0 | 0 | 0 | 0 | 0 | 0 | 0 | 0 | 0 | 0 | 0 | 0 | 0
[8 empty] | 1290 | February | Winter | Weekday | 0 | 0 | 0 | 0 | 0 | 0 | 0 | 0 | 0 | 0 | 0 | 0 | 0 | 0 | 0 | 0 | 0 | 0 | 0 | 0 | 0 | 0 | 0 | 0 | 0 | 0 | 0 | 0 | 0 | 0
[8 empty] | 1291 | February | Winter | Weekday | 0 | 0 | 0 | 0 | 0 | 0 | 0 | 0 | 0 | 0 | 0 | 0 | 0 | 0 | 0 | 0 | 0 | 0 | 0 | 0 | 0 | 0 | 0 | 0 | 0 | 0 | 0 | 0 | 0 | 0
[8 empty] | 1292 | February | Winter | Weekday | 0 | 0 | 0 | 0 | 0 | 0 | 0 | 0 | 0 | 0 | 0 | 0 | 0 | 0 | 0 | 0 | 0 | 0 | 0 | 0 | 0 | 0 | 0 | 0 | 0 | 0 | 0 | 0 | 0 | 0
[8 empty] | 1293 | February | Winter | Weekday | 0 | 0 | 0 | 0 | 0 | 0 | 0 | 0 | 0 | 0 | 0 | 0 | 0 | 0 | 0 | 0 | 0 | 0 | 0 | 0 | 0 | 0 | 0 | 0 | 0 | 0 | 0 | 0 | 0 | 0
[8 empty] | 1294 | February | Winter | Weekday | 0 | 0 | 0 | 0 | 0 | 0 | 0 | 0 | 0 | 0 | 0 | 0 | 0 | 0 | 0 | 0 | 0 | 0 | 0 | 0 | 0 | 0 | 0 | 0 | 0 | 0 | 0 | 0 | 0 | 0
[8 empty] | 1295 | February | Winter | Weekday | 0 | 0 | 0 | 0 | 0 | 0 | 0 | 0 | 0 | 0 | 0 | 0 | 0 | 0 | 0 | 0 | 0 | 0 | 0 | 0 | 0 | 0 | 0 | 0 | 0 | 0 | 0 | 0 | 0 | 0
[8 empty] | 1296 | February | Winter | Weekday | 0 | 0 | 0 | 0 | 0 | 0 | 0 | 0 | 0 | 0 | 0 | 0 | 0 | 0 | 0 | 0 | 0 | 0 | 0 | 0 | 0 | 0 | 0 | 0 | 0 | 0 | 0 | 0 | 0 | 0
[8 empty] | 1297 | February | Winter | Weekday | 0 | 0 | 0 | 0 | 0 | 0 | 0 | 0 | 0 | 0 | 0 | 0 | 0 | 0 | 0 | 0 | 0 | 0 | 0 | 0 | 0 | 0 | 0 | 0 | 0 | 4.8 | 4.8 | 0 | 0 | 0
[8 empty] | 1298 | February | Winter | Weekday | 0 | 0 | 0 | 0 | 0 | 0 | 0 | 0 | 0 | 0 | 0 | 0 | 0 | 0 | 0 | 0 | 0 | 0 | 0 | 0 | 0 | 0 | 0 | 0 | 0 | 4.8 | 4.8 | 0 | 0 | 0
[8 empty] | 1299 | February | Winter | Weekday | 0 | 0 | 0 | 0 | 0 | 0 | 0 | 0 | 0 | 0 | 0 | 0 | 0 | 0 | 0 | 0 | 0 | 0 | 0 | 0 | 0 | 0 | 0 | 0 | 0 | 4.8 | 4.8 | 0 | 0 | 0
[8 empty] | 1300 | February | Winter | Weekday | 0 | 0 | 0 | 0 | 0 | 0 | 0 | 0 | 0 | 0 | 0 | 0 | 0 | 0 | 0 | 0 | 0 | 0 | 0 | 0 | 0 | 0 | 0 | 0 | 0 | 4.8 | 4.8 | 0 | 0 | 0
[8 empty] | 1301 | February | Winter | Weekday | 0 | 0 | 0 | 0 | 0 | 0 | 0 | 0 | 0 | 0 | 0 | 0 | 0 | 0 | 0 | 0 | 0 | 0 | 0 | 0 | 0 | 0 | 0 | 0 | 0 | 4.8 | 4.8 | 0 | 0 | 0
[8 empty] | 1302 | February | Winter | Weekday | 0 | 0 | 0 | 0 | 0 | 0 | 0 | 0 | 0 | 0 | 0 | 0 | 0 | 0 | 0 | 0 | 0 | 0 | 0 | 0 | 0 | 0 | 0 | 0 | 0 | 4.8 | 4.8 | 0 | 0 | 0
[8 empty] | 1303 | February | Winter | Weekday | 0 | 0 | 0 | 0 | 0 | 0 | 0 | 0 | 0 | 0 | 0 | 0 | 0 | 0 | 0 | 0 | 0 | 0 | 0 | 0 | 0 | 0 | 0 | 0 | 0 | 1.2 | 1.2 | 0 | 0 | 0
[8 empty] | 1304 | February | Winter | Weekday | 0 | 0 | 0 | 0 | 0 | 0 | 0 | 0 | 0 | 0 | 0 | 0 | 0 | 0 | 0 | 0 | 0 | 0 | 0 | 0 | 0 | 0 | 0 | 0 | 0 | 0 | 0 | 0 | 0 | 0
[8 empty] | 1305 | February | Winter | Weekday | 0 | 0 | 0 | 0 | 0 | 0 | 0 | 0 | 0 | 0 | 0 | 0 | 0 | 0 | 0 | 0 | 0 | 0 | 0 | 0 | 0 | 0 | 0 | 0 | 0 | 0 | 0 | 0 | 0 | 0
[8 empty] | 1306 | February | Winter | Weekday | 0 | 0 | 0 | 0 | 0 | 0 | 0 | 0 | 0 | 0 | 0 | 0 | 0 | 0 | 0 | 0 | 0 | 0 | 0 | 0 | 0 | 0 | 0 | 0 | 0 | 0 | 0 | 0 | 0 | 0
[8 empty] | 1307 | February | Winter | Weekday | 0 | 0 | 0 | 0 | 0 | 0 | 0 | 0 | 0 | 0 | 0 | 0 | 0 | 0 | 0 | 0 | 0 | 0 | 0 | 0 | 0 | 0 | 0 | 0 | 0 | 0 | 0 | 0 | 0 | 0
[8 empty] | 1308 | February | Winter | Weekday | 0 | 0 | 0 | 0 | 0 | 0 | 0 | 0 | 0 | 0 | 0 | 0 | 0 | 0 | 0 | 0 | 0 | 0 | 0 | 0 | 0 | 0 | 0 | 0 | 0 | 0 | 0 | 0 | 0 | 0
[8 empty] | 1309 | February | Winter | Weekday | 0 | 0 | 0 | 0 | 0 | 0 | 0 | 0 | 0 | 0 | 0 | 0 | 0 | 0 | 0 | 0 | 0 | 0 | 0 | 0 | 0 | 0 | 0 | 0 | 0 | 0 | 0 | 0 | 0 | 0
[8 empty] | 1310 | February | Winter | Weekday | 0 | 0 | 0 | 0 | 0 | 0 | 0 | 0 | 0 | 0 | 0 | 0 | 0 | 0 | 0 | 0 | 0 | 0 | 0 | 0 | 0 | 0 | 0 | 0 | 0 | 0 | 0 | 0 | 0 | 0
[8 empty] | 1311 | February | Winter | Weekday | 0 | 0 | 0 | 0 | 0 | 0 | 0 | 0 | 0 | 0 | 0 | 0 | 0 | 0 | 0 | 0 | 0 | 0 | 0 | 0 | 0 | 0 | 0 | 0 | 0 | 0 | 0 | 0 | 0 | 0
[8 empty] | 1312 | February | Winter | Weekday | 0 | 0 | 0 | 0 | 0 | 0 | 0 | 0 | 0 | 0 | 0 | 0 | 0 | 0 | 0 | 0 | 0 | 0 | 0 | 0 | 0 | 0 | 0 | 0 | 0 | 0 | 0 | 0 | 0 | 0
[8 empty] | 1313 | February | Winter | Weekday | 0 | 0 | 0 | 0 | 0 | 0 | 0 | 0 | 0 | 0 | 0 | 0 | 0 | 0 | 0 | 0 | 0 | 0 | 0 | 0 | 0 | 0 | 0 | 0 | 0 | 0 | 0 | 0 | 0 | 0
[8 empty] | 1314 | February | Winter | Weekday | 0 | 0 | 0 | 0 | 0 | 0 | 0 | 0 | 0 | 0 | 0 | 0 | 0 | 0 | 0 | 0 | 0 | 0 | 0 | 0 | 0 | 0 | 0 | 0 | 0 | 0 | 0 | 0 | 0 | 0
[8 empty] | 1315 | February | Winter | Weekday | 0 | 0 | 0 | 0 | 0 | 0 | 0 | 0 | 0 | 0 | 0 | 0 | 0 | 0 | 0 | 0 | 0 | 0 | 0 | 0 | 0 | 0 | 0 | 0 | 0 | 0 | 0 | 0 | 0 | 0
[8 empty] | 1316 | February | Winter | Weekday | 0 | 0 | 0 | 0 | 0 | 0 | 0 | 0 | 0 | 0 | 0 | 0 | 0 | 0 | 0 | 0 | 0 | 0 | 0 | 0 | 0 | 0 | 0 | 0 | 0 | 0 | 0 | 0 | 0 | 0
[8 empty] | 1317 | February | Winter | Weekday | 0 | 0 | 0 | 0 | 0 | 0 | 0 | 0 | 0 | 0 | 0 | 0 | 0 | 0 | 0 | 0 | 0 | 0 | 0 | 0 | 0 | 0 | 0 | 0 | 0 | 0 | 0 | 0 | 0 | 0
[8 empty] | 1318 | February | Winter | Weekday | 0 | 0 | 0 | 0 | 0 | 0 | 0 | 0 | 0 | 0 | 0 | 0 | 0 | 0 | 0 | 0 | 0 | 0 | 0 | 0 | 0 | 0 | 0 | 0 | 0 | 0 | 0 | 0 | 0 | 0
[8 empty] | 1319 | February | Winter | Weekday | 0 | 0 | 0 | 0 | 0 | 0 | 0 | 0 | 0 | 0 | 0 | 0 | 0 | 0 | 0 | 0 | 0 | 0 | 0 | 0 | 0 | 0 | 0 | 0 | 0 | 0 | 0 | 0 | 0 | 0
[8 empty] | 1320 | February | Winter | Weekday | 0 | 0 | 0 | 0 | 0 | 0 | 0 | 0 | 0 | 0 | 0 | 0 | 0 | 0 | 0 | 0 | 0 | 0 | 0 | 0 | 0 | 0 | 0 | 0 | 0 | 0 | 0 | 0 | 0 | 0
[8 empty] | 1321 | February | Winter | Weekend | 0 | 0 | 0 | 0 | 0 | 0 | 0 | 0 | 0 | 0 | 0 | 0 | 0 | 0 | 0 | 0 | 0 | 0 | 0 | 0 | 0 | 0 | 0 | 0 | 0 | 4.8 | 4.8 | 0 | 0 | 0
[8 empty] | 1322 | February | Winter | Weekend | 0 | 0 | 0 | 0 | 0 | 0 | 0 | 0 | 0 | 0 | 0 | 0 | 0 | 0 | 0 | 0 | 0 | 0 | 0 | 0 | 0 | 0 | 0 | 0 | 0 | 4.8 | 4.8 | 0 | 0 | 0
[8 empty] | 1323 | February | Winter | Weekend | 0 | 0 | 0 | 0 | 0 | 0 | 0 | 0 | 0 | 0 | 0 | 0 | 0 | 0 | 0 | 0 | 0 | 0 | 0 | 0 | 0 | 0 | 0 | 0 | 0 | 4.8 | 4.8 | 0 | 0 | 0
[8 empty] | 1324 | February | Winter | Weekend | 0 | 0 | 0 | 0 | 0 | 0 | 0 | 0 | 0 | 0 | 0 | 0 | 0 | 0 | 0 | 0 | 0 | 0 | 0 | 0 | 0 | 0 | 0 | 0 | 0 | 4.8 | 4.8 | 0 | 0 | 0
[8 empty] | 1325 | February | Winter | Weekend | 0 | 0 | 0 | 0 | 0 | 0 | 0 | 0 | 0 | 0 | 0 | 0 | 0 | 0 | 0 | 0 | 0 | 0 | 0 | 0 | 0 | 0 | 0 | 0 | 0 | 4.8 | 4.8 | 0 | 0 | 0
[8 empty] | 1326 | February | Winter | Weekend | 0 | 0 | 0 | 0 | 0 | 0 | 0 | 0 | 0 | 0 | 0 | 0 | 0 | 0 | 0 | 0 | 0 | 0 | 0 | 0 | 0 | 0 | 0 | 0 | 0 | 4.8 | 4.8 | 0 | 0 | 0
[8 empty] | 1327 | February | Winter | Weekend | 0 | 0 | 0 | 0 | 0 | 0 | 0 | 0 | 0 | 0 | 0 | 0 | 0 | 0 | 0 | 0 | 0 | 0 | 0 | 0 | 0 | 0 | 0 | 0 | 0 | 1.2 | 1.2 | 0 | 0 | 0
[8 empty] | 1328 | February | Winter | Weekend | 0 | 0 | 0 | 0 | 0 | 0 | 0 | 0 | 0 | 0 | 0 | 0 | 0 | 0 | 0 | 0 | 0 | 0 | 0 | 0 | 0 | 0 | 0 | 0 | 0 | 0 | 0 | 0 | 0 | 0
[8 empty] | 1329 | February | Winter | Weekend | 0 | 0 | 0 | 0 | 0 | 0 | 0 | 0 | 0 | 0 | 0 | 0 | 0 | 0 | 0 | 0 | 0 | 0 | 0 | 0 | 0 | 0 | 0 | 0 | 0 | 0 | 0 | 0 | 0 | 0
[8 empty] | 1330 | February | Winter | Weekend | 0 | 0 | 0 | 0 | 0 | 0 | 0 | 0 | 0 | 0 | 0 | 0 | 0 | 0 | 0 | 0 | 0 | 0 | 0 | 0 | 0 | 0 | 0 | 0 | 0 | 0 | 0 | 0 | 0 | 0
[8 empty] | 1331 | February | Winter | Weekend | 0 | 0 | 0 | 0 | 0 | 0 | 0 | 0 | 0 | 0 | 0 | 0 | 0 | 0 | 0 | 0 | 0 | 0 | 0 | 0 | 0 | 0 | 0 | 0 | 0 | 0 | 0 | 0 | 0 | 0
[8 empty] | 1332 | February | Winter | Weekend | 0 | 0 | 0 | 0 | 0 | 0 | 0 | 0 | 0 | 0 | 0 | 0 | 0 | 0 | 0 | 0 | 0 | 0 | 0 | 0 | 0 | 0 | 0 | 0 | 0 | 0 | 0 | 0 | 0 | 0
[8 empty] | 1333 | February | Winter | Weekend | 0 | 0 | 0 | 0 | 0 | 0 | 0 | 0 | 0 | 0 | 0 | 0 | 0 | 0 | 0 | 0 | 0 | 0 | 0 | 0 | 0 | 0 | 0 | 0 | 0 | 0 | 0 | 0 | 0 | 0
[8 empty] | 1334 | February | Winter | Weekend | 0 | 0 | 0 | 0 | 0 | 0 | 0 | 0 | 0 | 0 | 0 | 0 | 0 | 0 | 0 | 0 | 0 | 0 | 0 | 0 | 0 | 0 | 0 | 0 | 0 | 0 | 0 | 0 | 0 | 0
[8 empty] | 1335 | February | Winter | Weekend | 0 | 0 | 0 | 0 | 0 | 0 | 0 | 0 | 0 | 0 | 0 | 0 | 0 | 0 | 0 | 0 | 0 | 0 | 0 | 0 | 0 | 0 | 0 | 0 | 0 | 0 | 0 | 0 | 0 | 0
[8 empty] | 1336 | February | Winter | Weekend | 0 | 0 | 0 | 0 | 0 | 0 | 0 | 0 | 0 | 0 | 0 | 0 | 0 | 0 | 0 | 0 | 0 | 0 | 0 | 0 | 0 | 0 | 0 | 0 | 0 | 0 | 0 | 0 | 0 | 0
[8 empty] | 1337 | February | Winter | Weekend | 0 | 0 | 0 | 0 | 0 | 0 | 0 | 0 | 0 | 0 | 0 | 0 | 0 | 0 | 0 | 0 | 0 | 0 | 0 | 0 | 0 | 0 | 0 | 0 | 0 | 0 | 0 | 0 | 0 | 0
[8 empty] | 1338 | February | Winter | Weekend | 0 | 0 | 0 | 0 | 0 | 0 | 0 | 0 | 0 | 0 | 0 | 0 | 0 | 0 | 0 | 0 | 0 | 0 | 0 | 0 | 0 | 0 | 0 | 0 | 0 | 0 | 0 | 0 | 0 | 0
[8 empty] | 1339 | February | Winter | Weekend | 0 | 0 | 0 | 0 | 0 | 0 | 0 | 0 | 0 | 0 | 0 | 0 | 0 | 0 | 0 | 0 | 0 | 0 | 0 | 0 | 0 | 0 | 0 | 0 | 0 | 0 | 0 | 0 | 0 | 0
[8 empty] | 1340 | February | Winter | Weekend | 0 | 0 | 0 | 0 | 0 | 0 | 0 | 0 | 0 | 0 | 0 | 0 | 0 | 0 | 0 | 0 | 0 | 0 | 0 | 0 | 0 | 0 | 0 | 0 | 0 | 0 | 0 | 0 | 0 | 0
[8 empty] | 1341 | February | Winter | Weekend | 0 | 0 | 0 | 0 | 0 | 0 | 0 | 0 | 0 | 0 | 0 | 0 | 0 | 0 | 0 | 0 | 0 | 0 | 0 | 0 | 0 | 0 | 0 | 0 | 0 | 0 | 0 | 0 | 0 | 0
[8 empty] | 1342 | February | Winter | Weekend | 0 | 0 | 0 | 0 | 0 | 0 | 0 | 0 | 0 | 0 | 0 | 0 | 0 | 0 | 0 | 0 | 0 | 0 | 0 | 0 | 0 | 0 | 0 | 0 | 0 | 0 | 0 | 0 | 0 | 0
[8 empty] | 1343 | February | Winter | Weekend | 0 | 0 | 0 | 0 | 0 | 0 | 0 | 0 | 0 | 0 | 0 | 0 | 0 | 0 | 0 | 0 | 0 | 0 | 0 | 0 | 0 | 0 | 0 | 0 | 0 | 0 | 0 | 0 | 0 | 0
[8 empty] | 1344 | February | Winter | Weekend | 0 | 0 | 0 | 0 | 0 | 0 | 0 | 0 | 0 | 0 | 0 | 0 | 0 | 0 | 0 | 0 | 0 | 0 | 0 | 0 | 0 | 0 | 0 | 0 | 0 | 0 | 0 | 0 | 0 | 0
[8 empty] | 1345 | February | Winter | Weekend | 0 | 0 | 0 | 0 | 0 | 0 | 0 | 0 | 0 | 0 | 0 | 0 | 0 | 0 | 0 | 0 | 0 | 0 | 0 | 0 | 0 | 0 | 0 | 0 | 0 | 4.8 | 4.8 | 0 | 0 | 0
[8 empty] | 1346 | February | Winter | Weekend | 0 | 0 | 0 | 0 | 0 | 0 | 0 | 0 | 0 | 0 | 0 | 0 | 0 | 0 | 0 | 0 | 0 | 0 | 0 | 0 | 0 | 0 | 0 | 0 | 0 | 4.8 | 4.8 | 0 | 0 | 0
[8 empty] | 1347 | February | Winter | Weekend | 0 | 0 | 0 | 0 | 0 | 0 | 0 | 0 | 0 | 0 | 0 | 0 | 0 | 0 | 0 | 0 | 0 | 0 | 0 | 0 | 0 | 0 | 0 | 0 | 0 | 4.8 | 4.8 | 0 | 0 | 0
[8 empty] | 1348 | February | Winter | Weekend | 0 | 0 | 0 | 0 | 0 | 0 | 0 | 0 | 0 | 0 | 0 | 0 | 0 | 0 | 0 | 0 | 0 | 0 | 0 | 0 | 0 | 0 | 0 | 0 | 0 | 4.8 | 4.8 | 0 | 0 | 0
[8 empty] | 1349 | February | Winter | Weekend | 0 | 0 | 0 | 0 | 0 | 0 | 0 | 0 | 0 | 0 | 0 | 0 | 0 | 0 | 0 | 0 | 0 | 0 | 0 | 0 | 0 | 0 | 0 | 0 | 0 | 4.8 | 4.8 | 0 | 0 | 0
[8 empty] | 1350 | February | Winter | Weekend | 0 | 0 | 0 | 0 | 0 | 0 | 0 | 0 | 0 | 0 | 0 | 0 | 0 | 0 | 0 | 0 | 0 | 0 | 0 | 0 | 0 | 0 | 0 | 0 | 0 | 4.8 | 4.8 | 0 | 0 | 0
[8 empty] | 1351 | February | Winter | Weekend | 0 | 0 | 0 | 0 | 0 | 0 | 0 | 0 | 0 | 0 | 0 | 0 | 0 | 0 | 0 | 0 | 0 | 0 | 0 | 0 | 0 | 0 | 0 | 0 | 0 | 1.2 | 1.2 | 0 | 0 | 0
[8 empty] | 1352 | February | Winter | Weekend | 0 | 0 | 0 | 0 | 0 | 0 | 0 | 0 | 0 | 0 | 0 | 0 | 0 | 0 | 0 | 0 | 0 | 0 | 0 | 0 | 0 | 0 | 0 | 0 | 0 | 0 | 0 | 0 | 0 | 0
[8 empty] | 1353 | February | Winter | Weekend | 0 | 0 | 0 | 0 | 0 | 0 | 0 | 0 | 0 | 0 | 0 | 0 | 0 | 0 | 0 | 0 | 0 | 0 | 0 | 0 | 0 | 0 | 0 | 0 | 0 | 0 | 0 | 0 | 0 | 0
[8 empty] | 1354 | February | Winter | Weekend | 0 | 0 | 0 | 0 | 0 | 0 | 0 | 0 | 0 | 0 | 0 | 0 | 0 | 0 | 0 | 0 | 0 | 0 | 0 | 0 | 0 | 0 | 0 | 0 | 0 | 0 | 0 | 0 | 0 | 0
[8 empty] | 1355 | February | Winter | Weekend | 0 | 0 | 0 | 0 | 0 | 0 | 0 | 0 | 0 | 0 | 0 | 0 | 0 | 0 | 0 | 0 | 0 | 0 | 0 | 0 | 0 | 0 | 0 | 0 | 0 | 0 | 0 | 0 | 0 | 0
[8 empty] | 1356 | February | Winter | Weekend | 0 | 0 | 0 | 0 | 0 | 0 | 0 | 0 | 0 | 0 | 0 | 0 | 0 | 0 | 0 | 0 | 0 | 0 | 0 | 0 | 0 | 0 | 0 | 0 | 0 | 0 | 0 | 0 | 0 | 0
[8 empty] | 1357 | February | Winter | Weekend | 0 | 0 | 0 | 0 | 0 | 0 | 0 | 0 | 0 | 0 | 0 | 0 | 0 | 0 | 0 | 0 | 0 | 0 | 0 | 0 | 0 | 0 | 0 | 0 | 0 | 0 | 0 | 0 | 0 | 0
[8 empty] | 1358 | February | Winter | Weekend | 0 | 0 | 0 | 0 | 0 | 0 | 0 | 0 | 0 | 0 | 0 | 0 | 0 | 0 | 0 | 0 | 0 | 0 | 0 | 0 | 0 | 0 | 0 | 0 | 0 | 0 | 0 | 0 | 0 | 0
[8 empty] | 1359 | February | Winter | Weekend | 0 | 0 | 0 | 0 | 0 | 0 | 0 | 0 | 0 | 0 | 0 | 0 | 0 | 0 | 0 | 0 | 0 | 0 | 0 | 0 | 0 | 0 | 0 | 0 | 0 | 0 | 0 | 0 | 0 | 0
[8 empty] | 1360 | February | Winter | Weekend | 0 | 0 | 0 | 0 | 0 | 0 | 0 | 0 | 0 | 0 | 0 | 0 | 0 | 0 | 0 | 0 | 0 | 0 | 0 | 0 | 0 | 0 | 0 | 0 | 0 | 0 | 0 | 0 | 0 | 0
[8 empty] | 1361 | February | Winter | Weekend | 0 | 0 | 0 | 0 | 0 | 0 | 0 | 0 | 0 | 0 | 0 | 0 | 0 | 0 | 0 | 0 | 0 | 0 | 0 | 0 | 0 | 0 | 0 | 0 | 0 | 0 | 0 | 0 | 0 | 0
[8 empty] | 1362 | February | Winter | Weekend | 0 | 0 | 0 | 0 | 0 | 0 | 0 | 0 | 0 | 0 | 0 | 0 | 0 | 0 | 0 | 0 | 0 | 0 | 0 | 0 | 0 | 0 | 0 | 0 | 0 | 0 | 0 | 0 | 0 | 0
[8 empty] | 1363 | February | Winter | Weekend | 0 | 0 | 0 | 0 | 0 | 0 | 0 | 0 | 0 | 0 | 0 | 0 | 0 | 0 | 0 | 0 | 0 | 0 | 0 | 0 | 0 | 0 | 0 | 0 | 0 | 0 | 0 | 0 | 0 | 0
[8 empty] | 1364 | February | Winter | Weekend | 0 | 0 | 0 | 0 | 0 | 0 | 0 | 0 | 0 | 0 | 0 | 0 | 0 | 0 | 0 | 0 | 0 | 0 | 0 | 0 | 0 | 0 | 0 | 0 | 0 | 0 | 0 | 0 | 0 | 0
[8 empty] | 1365 | February | Winter | Weekend | 0 | 0 | 0 | 0 | 0 | 0 | 0 | 0 | 0 | 0 | 0 | 0 | 0 | 0 | 0 | 0 | 0 | 0 | 0 | 0 | 0 | 0 | 0 | 0 | 0 | 0 | 0 | 0 | 0 | 0
[8 empty] | 1366 | February | Winter | Weekend | 0 | 0 | 0 | 0 | 0 | 0 | 0 | 0 | 0 | 0 | 0 | 0 | 0 | 0 | 0 | 0 | 0 | 0 | 0 | 0 | 0 | 0 | 0 | 0 | 0 | 0 | 0 | 0 | 0 | 0
[8 empty] | 1367 | February | Winter | Weekend | 0 | 0 | 0 | 0 | 0 | 0 | 0 | 0 | 0 | 0 | 0 | 0 | 0 | 0 | 0 | 0 | 0 | 0 | 0 | 0 | 0 | 0 | 0 | 0 | 0 | 0 | 0 | 0 | 0 | 0
[8 empty] | 1368 | February | Winter | Weekend | 0 | 0 | 0 | 0 | 0 | 0 | 0 | 0 | 0 | 0 | 0 | 0 | 0 | 0 | 0 | 0 | 0 | 0 | 0 | 0 | 0 | 0 | 0 | 0 | 0 | 0 | 0 | 0 | 0 | 0
[8 empty] | 1369 | February | Winter | Weekday | 0 | 0 | 0 | 0 | 0 | 0 | 0 | 0 | 0 | 0 | 0 | 0 | 0 | 0 | 0 | 0 | 0 | 0 | 0 | 0 | 0 | 0 | 0 | 0 | 0 | 4.8 | 4.8 | 0 | 0 | 0
[8 empty] | 1370 | February | Winter | Weekday | 0 | 0 | 0 | 0 | 0 | 0 | 0 | 0 | 0 | 0 | 0 | 0 | 0 | 0 | 0 | 0 | 0 | 0 | 0 | 0 | 0 | 0 | 0 | 0 | 0 | 4.8 | 4.8 | 0 | 0 | 0
[8 empty] | 1371 | February | Winter | Weekday | 0 | 0 | 0 | 0 | 0 | 0 | 0 | 0 | 0 | 0 | 0 | 0 | 0 | 0 | 0 | 0 | 0 | 0 | 0 | 0 | 0 | 0 | 0 | 0 | 0 | 4.8 | 4.8 | 0 | 0 | 0
[8 empty] | 1372 | February | Winter | Weekday | 0 | 0 | 0 | 0 | 0 | 0 | 0 | 0 | 0 | 0 | 0 | 0 | 0 | 0 | 0 | 0 | 0 | 0 | 0 | 0 | 0 | 0 | 0 | 0 | 0 | 4.8 | 4.8 | 0 | 0 | 0
[8 empty] | 1373 | February | Winter | Weekday | 0 | 0 | 0 | 0 | 0 | 0 | 0 | 0 | 0 | 0 | 0 | 0 | 0 | 0 | 0 | 0 | 0 | 0 | 0 | 0 | 0 | 0 | 0 | 0 | 0 | 4.8 | 4.8 | 0 | 0 | 0
[8 empty] | 1374 | February | Winter | Weekday | 0 | 0 | 0 | 0 | 0 | 0 | 0 | 0 | 0 | 0 | 0 | 0 | 0 | 0 | 0 | 0 | 0 | 0 | 0 | 0 | 0 | 0 | 0 | 0 | 0 | 4.8 | 4.8 | 0 | 0 | 0
[8 empty] | 1375 | February | Winter | Weekday | 0 | 0 | 0 | 0 | 0 | 0 | 0 | 0 | 0 | 0 | 0 | 0 | 0 | 0 | 0 | 0 | 0 | 0 | 0 | 0 | 0 | 0 | 0 | 0 | 0 | 1.2 | 1.2 | 0 | 0 | 0
[8 empty] | 1376 | February | Winter | Weekday | 0 | 0 | 0 | 0 | 0 | 0 | 0 | 0 | 0 | 0 | 0 | 0 | 0 | 0 | 0 | 0 | 0 | 0 | 0 | 0 | 0 | 0 | 0 | 0 | 0 | 0 | 0 | 0 | 0 | 0
[8 empty] | 1377 | February | Winter | Weekday | 0 | 0 | 0 | 0 | 0 | 0 | 0 | 0 | 0 | 0 | 0 | 0 | 0 | 0 | 0 | 0 | 0 | 0 | 0 | 0 | 0 | 0 | 0 | 0 | 0 | 0 | 0 | 0 | 0 | 0
[8 empty] | 1378 | February | Winter | Weekday | 0 | 0 | 0 | 0 | 0 | 0 | 0 | 0 | 0 | 0 | 0 | 0 | 0 | 0 | 0 | 0 | 0 | 0 | 0 | 0 | 0 | 0 | 0 | 0 | 0 | 0 | 0 | 0 | 0 | 0
[8 empty] | 1379 | February | Winter | Weekday | 0 | 0 | 0 | 0 | 0 | 0 | 0 | 0 | 0 | 0 | 0 | 0 | 0 | 0 | 0 | 0 | 0 | 0 | 0 | 0 | 0 | 0 | 0 | 0 | 0 | 0 | 0 | 0 | 0 | 0
[8 empty] | 1380 | February | Winter | Weekday | 0 | 0 | 0 | 0 | 0 | 0 | 0 | 0 | 0 | 0 | 0 | 0 | 0 | 0 | 0 | 0 | 0 | 0 | 0 | 0 | 0 | 0 | 0 | 0 | 0 | 0 | 0 | 0 | 0 | 0
[8 empty] | 1381 | February | Winter | Weekday | 0 | 0 | 0 | 0 | 0 | 0 | 0 | 0 | 0 | 0 | 0 | 0 | 0 | 0 | 0 | 0 | 0 | 0 | 0 | 0 | 0 | 0 | 0 | 0 | 0 | 0 | 0 | 0 | 0 | 0
[8 empty] | 1382 | February | Winter | Weekday | 0 | 0 | 0 | 0 | 0 | 0 | 0 | 0 | 0 | 0 | 0 | 0 | 0 | 0 | 0 | 0 | 0 | 0 | 0 | 0 | 0 | 0 | 0 | 0 | 0 | 0 | 0 | 0 | 0 | 0
[8 empty] | 1383 | February | Winter | Weekday | 0 | 0 | 0 | 0 | 0 | 0 | 0 | 0 | 0 | 0 | 0 | 0 | 0 | 0 | 0 | 0 | 0 | 0 | 0 | 0 | 0 | 0 | 0 | 0 | 0 | 0 | 0 | 0 | 0 | 0
[8 empty] | 1384 | February | Winter | Weekday | 0 | 0 | 0 | 0 | 0 | 0 | 0 | 0 | 0 | 0 | 0 | 0 | 0 | 0 | 0 | 0 | 0 | 0 | 0 | 0 | 0 | 0 | 0 | 0 | 0 | 0 | 0 | 0 | 0 | 0
[8 empty] | 1385 | February | Winter | Weekday | 0 | 0 | 0 | 0 | 0 | 0 | 0 | 0 | 0 | 0 | 0 | 0 | 0 | 0 | 0 | 0 | 0 | 0 | 0 | 0 | 0 | 0 | 0 | 0 | 0 | 0 | 0 | 0 | 0 | 0
[8 empty] | 1386 | February | Winter | Weekday | 0 | 0 | 0 | 0 | 0 | 0 | 0 | 0 | 0 | 0 | 0 | 0 | 0 | 0 | 0 | 0 | 0 | 0 | 0 | 0 | 0 | 0 | 0 | 0 | 0 | 0 | 0 | 0 | 0 | 0
[8 empty] | 1387 | February | Winter | Weekday | 0 | 0 | 0 | 0 | 0 | 0 | 0 | 0 | 0 | 0 | 0 | 0 | 0 | 0 | 0 | 0 | 0 | 0 | 0 | 0 | 0 | 0 | 0 | 0 | 0 | 0 | 0 | 0 | 0 | 0
[8 empty] | 1388 | February | Winter | Weekday | 0 | 0 | 0 | 0 | 0 | 0 | 0 | 0 | 0 | 0 | 0 | 0 | 0 | 0 | 0 | 0 | 0 | 0 | 0 | 0 | 0 | 0 | 0 | 0 | 0 | 0 | 0 | 0 | 0 | 0
[8 empty] | 1389 | February | Winter | Weekday | 0 | 0 | 0 | 0 | 0 | 0 | 0 | 0 | 0 | 0 | 0 | 0 | 0 | 0 | 0 | 0 | 0 | 0 | 0 | 0 | 0 | 0 | 0 | 0 | 0 | 0 | 0 | 0 | 0 | 0
[8 empty] | 1390 | February | Winter | Weekday | 0 | 0 | 0 | 0 | 0 | 0 | 0 | 0 | 0 | 0 | 0 | 0 | 0 | 0 | 0 | 0 | 0 | 0 | 0 | 0 | 0 | 0 | 0 | 0 | 0 | 0 | 0 | 0 | 0 | 0
[8 empty] | 1391 | February | Winter | Weekday | 0 | 0 | 0 | 0 | 0 | 0 | 0 | 0 | 0 | 0 | 0 | 0 | 0 | 0 | 0 | 0 | 0 | 0 | 0 | 0 | 0 | 0 | 0 | 0 | 0 | 0 | 0 | 0 | 0 | 0
[8 empty] | 1392 | February | Winter | Weekday | 0 | 0 | 0 | 0 | 0 | 0 | 0 | 0 | 0 | 0 | 0 | 0 | 0 | 0 | 0 | 0 | 0 | 0 | 0 | 0 | 0 | 0 | 0 | 0 | 0 | 0 | 0 | 0 | 0 | 0
[8 empty] | 1393 | February | Winter | Weekday | 0 | 0 | 0 | 0 | 0 | 0 | 0 | 0 | 0 | 0 | 0 | 0 | 0 | 0 | 0 | 0 | 0 | 0 | 0 | 0 | 0 | 0 | 0 | 0 | 0 | 4.8 | 4.8 | 0 | 0 | 0
[8 empty] | 1394 | February | Winter | Weekday | 0 | 0 | 0 | 0 | 0 | 0 | 0 | 0 | 0 | 0 | 0 | 0 | 0 | 0 | 0 | 0 | 0 | 0 | 0 | 0 | 0 | 0 | 0 | 0 | 0 | 4.8 | 4.8 | 0 | 0 | 0
[8 empty] | 1395 | February | Winter | Weekday | 0 | 0 | 0 | 0 | 0 | 0 | 0 | 0 | 0 | 0 | 0 | 0 | 0 | 0 | 0 | 0 | 0 | 0 | 0 | 0 | 0 | 0 | 0 | 0 | 0 | 4.8 | 4.8 | 0 | 0 | 0
[8 empty] | 1396 | February | Winter | Weekday | 0 | 0 | 0 | 0 | 0 | 0 | 0 | 0 | 0 | 0 | 0 | 0 | 0 | 0 | 0 | 0 | 0 | 0 | 0 | 0 | 0 | 0 | 0 | 0 | 0 | 4.8 | 4.8 | 0 | 0 | 0
[8 empty] | 1397 | February | Winter | Weekday | 0 | 0 | 0 | 0 | 0 | 0 | 0 | 0 | 0 | 0 | 0 | 0 | 0 | 0 | 0 | 0 | 0 | 0 | 0 | 0 | 0 | 0 | 0 | 0 | 0 | 4.8 | 4.8 | 0 | 0 | 0
[8 empty] | 1398 | February | Winter | Weekday | 0 | 0 | 0 | 0 | 0 | 0 | 0 | 0 | 0 | 0 | 0 | 0 | 0 | 0 | 0 | 0 | 0 | 0 | 0 | 0 | 0 | 0 | 0 | 0 | 0 | 4.8 | 4.8 | 0 | 0 | 0
[8 empty] | 1399 | February | Winter | Weekday | 0 | 0 | 0 | 0 | 0 | 0 | 0 | 0 | 0 | 0 | 0 | 0 | 0 | 0 | 0 | 0 | 0 | 0 | 0 | 0 | 0 | 0 | 0 | 0 | 0 | 1.2 | 1.2 | 0 | 0 | 0
[8 empty] | 1400 | February | Winter | Weekday | 0 | 0 | 0 | 0 | 0 | 0 | 0 | 0 | 0 | 0 | 0 | 0 | 0 | 0 | 0 | 0 | 0 | 0 | 0 | 0 | 0 | 0 | 0 | 0 | 0 | 0 | 0 | 0 | 0 | 0
[8 empty] | 1401 | February | Winter | Weekday | 0 | 0 | 0 | 0 | 0 | 0 | 0 | 0 | 0 | 0 | 0 | 0 | 0 | 0 | 0 | 0 | 0 | 0 | 0 | 0 | 0 | 0 | 0 | 0 | 0 | 0 | 0 | 0 | 0 | 0
[8 empty] | 1402 | February | Winter | Weekday | 0 | 0 | 0 | 0 | 0 | 0 | 0 | 0 | 0 | 0 | 0 | 0 | 0 | 0 | 0 | 0 | 0 | 0 | 0 | 0 | 0 | 0 | 0 | 0 | 0 | 0 | 0 | 0 | 0 | 0
[8 empty] | 1403 | February | Winter | Weekday | 0 | 0 | 0 | 0 | 0 | 0 | 0 | 0 | 0 | 0 | 0 | 0 | 0 | 0 | 0 | 0 | 0 | 0 | 0 | 0 | 0 | 0 | 0 | 0 | 0 | 0 | 0 | 0 | 0 | 0
[8 empty] | 1404 | February | Winter | Weekday | 0 | 0 | 0 | 0 | 0 | 0 | 0 | 0 | 0 | 0 | 0 | 0 | 0 | 0 | 0 | 0 | 0 | 0 | 0 | 0 | 0 | 0 | 0 | 0 | 0 | 0 | 0 | 0 | 0 | 0
[8 empty] | 1405 | February | Winter | Weekday | 0 | 0 | 0 | 0 | 0 | 0 | 0 | 0 | 0 | 0 | 0 | 0 | 0 | 0 | 0 | 0 | 0 | 0 | 0 | 0 | 0 | 0 | 0 | 0 | 0 | 0 | 0 | 0 | 0 | 0
[8 empty] | 1406 | February | Winter | Weekday | 0 | 0 | 0 | 0 | 0 | 0 | 0 | 0 | 0 | 0 | 0 | 0 | 0 | 0 | 0 | 0 | 0 | 0 | 0 | 0 | 0 | 0 | 0 | 0 | 0 | 0 | 0 | 0 | 0 | 0
[8 empty] | 1407 | February | Winter | Weekday | 0 | 0 | 0 | 0 | 0 | 0 | 0 | 0 | 0 | 0 | 0 | 0 | 0 | 0 | 0 | 0 | 0 | 0 | 0 | 0 | 0 | 0 | 0 | 0 | 0 | 0 | 0 | 0 | 0 | 0
[8 empty] | 1408 | February | Winter | Weekday | 0 | 0 | 0 | 0 | 0 | 0 | 0 | 0 | 0 | 0 | 0 | 0 | 0 | 0 | 0 | 0 | 0 | 0 | 0 | 0 | 0 | 0 | 0 | 0 | 0 | 0 | 0 | 0 | 0 | 0
[8 empty] | 1409 | February | Winter | Weekday | 0 | 0 | 0 | 0 | 0 | 0 | 0 | 0 | 0 | 0 | 0 | 0 | 0 | 0 | 0 | 0 | 0 | 0 | 0 | 0 | 0 | 0 | 0 | 0 | 0 | 0 | 0 | 0 | 0 | 0
[8 empty] | 1410 | February | Winter | Weekday | 0 | 0 | 0 | 0 | 0 | 0 | 0 | 0 | 0 | 0 | 0 | 0 | 0 | 0 | 0 | 0 | 0 | 0 | 0 | 0 | 0 | 0 | 0 | 0 | 0 | 0 | 0 | 0 | 0 | 0
[8 empty] | 1411 | February | Winter | Weekday | 0 | 0 | 0 | 0 | 0 | 0 | 0 | 0 | 0 | 0 | 0 | 0 | 0 | 0 | 0 | 0 | 0 | 0 | 0 | 0 | 0 | 0 | 0 | 0 | 0 | 0 | 0 | 0 | 0 | 0
[8 empty] | 1412 | February | Winter | Weekday | 0 | 0 | 0 | 0 | 0 | 0 | 0 | 0 | 0 | 0 | 0 | 0 | 0 | 0 | 0 | 0 | 0 | 0 | 0 | 0 | 0 | 0 | 0 | 0 | 0 | 0 | 0 | 0 | 0 | 0
[8 empty] | 1413 | February | Winter | Weekday | 0 | 0 | 0 | 0 | 0 | 0 | 0 | 0 | 0 | 0 | 0 | 0 | 0 | 0 | 0 | 0 | 0 | 0 | 0 | 0 | 0 | 0 | 0 | 0 | 0 | 0 | 0 | 0 | 0 | 0
[8 empty] | 1414 | February | Winter | Weekday | 0 | 0 | 0 | 0 | 0 | 0 | 0 | 0 | 0 | 0 | 0 | 0 | 0 | 0 | 0 | 0 | 0 | 0 | 0 | 0 | 0 | 0 | 0 | 0 | 0 | 0 | 0 | 0 | 0 | 0
[8 empty] | 1415 | February | Winter | Weekday | 0 | 0 | 0 | 0 | 0 | 0 | 0 | 0 | 0 | 0 | 0 | 0 | 0 | 0 | 0 | 0 | 0 | 0 | 0 | 0 | 0 | 0 | 0 | 0 | 0 | 0 | 0 | 0 | 0 | 0
[8 empty] | 1416 | February | Winter | Weekday | 0 | 0 | 0 | 0 | 0 | 0 | 0 | 0 | 0 | 0 | 0 | 0 | 0 | 0 | 0 | 0 | 0 | 0 | 0 | 0 | 0 | 0 | 0 | 0 | 0 | 0 | 0 | 0 | 0 | 0
[8 empty] | 1417 | March | Winter | Weekday | 0 | 0 | 0 | 0 | 0 | 0 | 0 | 0 | 0 | 0 | 0 | 0 | 0 | 0 | 0 | 0 | 0 | 0 | 0 | 0 | 0 | 0 | 0 | 0 | 0 | 4.8 | 4.8 | 0 | 0 | 0
[8 empty] | 1418 | March | Winter | Weekday | 0 | 0 | 0 | 0 | 0 | 0 | 0 | 0 | 0 | 0 | 0 | 0 | 0 | 0 | 0 | 0 | 0 | 0 | 0 | 0 | 0 | 0 | 0 | 0 | 0 | 4.8 | 4.8 | 0 | 0 | 0
[8 empty] | 1419 | March | Winter | Weekday | 0 | 0 | 0 | 0 | 0 | 0 | 0 | 0 | 0 | 0 | 0 | 0 | 0 | 0 | 0 | 0 | 0 | 0 | 0 | 0 | 0 | 0 | 0 | 0 | 0 | 4.8 | 4.8 | 0 | 0 | 0
[8 empty] | 1420 | March | Winter | Weekday | 0 | 0 | 0 | 0 | 0 | 0 | 0 | 0 | 0 | 0 | 0 | 0 | 0 | 0 | 0 | 0 | 0 | 0 | 0 | 0 | 0 | 0 | 0 | 0 | 0 | 4.8 | 4.8 | 0 | 0 | 0
[8 empty] | 1421 | March | Winter | Weekday | 0 | 0 | 0 | 0 | 0 | 0 | 0 | 0 | 0 | 0 | 0 | 0 | 0 | 0 | 0 | 0 | 0 | 0 | 0 | 0 | 0 | 0 | 0 | 0 | 0 | 4.8 | 4.8 | 0 | 0 | 0
[8 empty] | 1422 | March | Winter | Weekday | 0 | 0 | 0 | 0 | 0 | 0 | 0 | 0 | 0 | 0 | 0 | 0 | 0 | 0 | 0 | 0 | 0 | 0 | 0 | 0 | 0 | 0 | 0 | 0 | 0 | 4.8 | 4.8 | 0 | 0 | 0
[8 empty] | 1423 | March | Winter | Weekday | 0 | 0 | 0 | 0 | 0 | 0 | 0 | 0 | 0 | 0 | 0 | 0 | 0 | 0 | 0 | 0 | 0 | 0 | 0 | 0 | 0 | 0 | 0 | 0 | 0 | 1.2 | 1.2 | 0 | 0 | 0
[8 empty] | 1424 | March | Winter | Weekday | 0 | 0 | 0 | 0 | 0 | 0 | 0 | 0 | 0 | 0 | 0 | 0 | 0 | 0 | 0 | 0 | 0 | 0 | 0 | 0 | 0 | 0 | 0 | 0 | 0 | 0 | 0 | 0 | 0 | 0
[8 empty] | 1425 | March | Winter | Weekday | 0 | 0 | 0 | 0 | 0 | 0 | 0 | 0 | 0 | 0 | 0 | 0 | 0 | 0 | 0 | 0 | 0 | 0 | 0 | 0 | 0 | 0 | 0 | 0 | 0 | 0 | 0 | 0 | 0 | 0
[8 empty] | 1426 | March | Winter | Weekday | 0 | 0 | 0 | 0 | 0 | 0 | 0 | 0 | 0 | 0 | 0 | 0 | 0 | 0 | 0 | 0 | 0 | 0 | 0 | 0 | 0 | 0 | 0 | 0 | 0 | 0 | 0 | 0 | 0 | 0
[8 empty] | 1427 | March | Winter | Weekday | 0 | 0 | 0 | 0 | 0 | 0 | 0 | 0 | 0 | 0 | 0 | 0 | 0 | 0 | 0 | 0 | 0 | 0 | 0 | 0 | 0 | 0 | 0 | 0 | 0 | 0 | 0 | 0 | 0 | 0
[8 empty] | 1428 | March | Winter | Weekday | 0 | 0 | 0 | 0 | 0 | 0 | 0 | 0 | 0 | 0 | 0 | 0 | 0 | 0 | 0 | 0 | 0 | 0 | 0 | 0 | 0 | 0 | 0 | 0 | 0 | 0 | 0 | 0 | 0 | 0
[8 empty] | 1429 | March | Winter | Weekday | 0 | 0 | 0 | 0 | 0 | 0 | 0 | 0 | 0 | 0 | 0 | 0 | 0 | 0 | 0 | 0 | 0 | 0 | 0 | 0 | 0 | 0 | 0 | 0 | 0 | 0 | 0 | 0 | 0 | 0
[8 empty] | 1430 | March | Winter | Weekday | 0 | 0 | 0 | 0 | 0 | 0 | 0 | 0 | 0 | 0 | 0 | 0 | 0 | 0 | 0 | 0 | 0 | 0 | 0 | 0 | 0 | 0 | 0 | 0 | 0 | 0 | 0 | 0 | 0 | 0
[8 empty] | 1431 | March | Winter | Weekday | 0 | 0 | 0 | 0 | 0 | 0 | 0 | 0 | 0 | 0 | 0 | 0 | 0 | 0 | 0 | 0 | 0 | 0 | 0 | 0 | 0 | 0 | 0 | 0 | 0 | 0 | 0 | 0 | 0 | 0
[8 empty] | 1432 | March | Winter | Weekday | 0 | 0 | 0 | 0 | 0 | 0 | 0 | 0 | 0 | 0 | 0 | 0 | 0 | 0 | 0 | 0 | 0 | 0 | 0 | 0 | 0 | 0 | 0 | 0 | 0 | 0 | 0 | 0 | 0 | 0
[8 empty] | 1433 | March | Winter | Weekday | 0 | 0 | 0 | 0 | 0 | 0 | 0 | 0 | 0 | 0 | 0 | 0 | 0 | 0 | 0 | 0 | 0 | 0 | 0 | 0 | 0 | 0 | 0 | 0 | 0 | 0 | 0 | 0 | 0 | 0
[8 empty] | 1434 | March | Winter | Weekday | 0 | 0 | 0 | 0 | 0 | 0 | 0 | 0 | 0 | 0 | 0 | 0 | 0 | 0 | 0 | 0 | 0 | 0 | 0 | 0 | 0 | 0 | 0 | 0 | 0 | 0 | 0 | 0 | 0 | 0
[8 empty] | 1435 | March | Winter | Weekday | 0 | 0 | 0 | 0 | 0 | 0 | 0 | 0 | 0 | 0 | 0 | 0 | 0 | 0 | 0 | 0 | 0 | 0 | 0 | 0 | 0 | 0 | 0 | 0 | 0 | 0 | 0 | 0 | 0 | 0
[8 empty] | 1436 | March | Winter | Weekday | 0 | 0 | 0 | 0 | 0 | 0 | 0 | 0 | 0 | 0 | 0 | 0 | 0 | 0 | 0 | 0 | 0 | 0 | 0 | 0 | 0 | 0 | 0 | 0 | 0 | 0 | 0 | 0 | 0 | 0
[8 empty] | 1437 | March | Winter | Weekday | 0 | 0 | 0 | 0 | 0 | 0 | 0 | 0 | 0 | 0 | 0 | 0 | 0 | 0 | 0 | 0 | 0 | 0 | 0 | 0 | 0 | 0 | 0 | 0 | 0 | 0 | 0 | 0 | 0 | 0
[8 empty] | 1438 | March | Winter | Weekday | 0 | 0 | 0 | 0 | 0 | 0 | 0 | 0 | 0 | 0 | 0 | 0 | 0 | 0 | 0 | 0 | 0 | 0 | 0 | 0 | 0 | 0 | 0 | 0 | 0 | 0 | 0 | 0 | 0 | 0
[8 empty] | 1439 | March | Winter | Weekday | 0 | 0 | 0 | 0 | 0 | 0 | 0 | 0 | 0 | 0 | 0 | 0 | 0 | 0 | 0 | 0 | 0 | 0 | 0 | 0 | 0 | 0 | 0 | 0 | 0 | 0 | 0 | 0 | 0 | 0
[8 empty] | 1440 | March | Winter | Weekday | 0 | 0 | 0 | 0 | 0 | 0 | 0 | 0 | 0 | 0 | 0 | 0 | 0 | 0 | 0 | 0 | 0 | 0 | 0 | 0 | 0 | 0 | 0 | 0 | 0 | 0 | 0 | 0 | 0 | 0
[8 empty] | 1441 | March | Winter | Weekday | 0 | 0 | 0 | 0 | 0 | 0 | 0 | 0 | 0 | 0 | 0 | 0 | 0 | 0 | 0 | 0 | 0 | 0 | 0 | 0 | 0 | 0 | 0 | 0 | 0 | 4.8 | 4.8 | 0 | 0 | 0
[8 empty] | 1442 | March | Winter | Weekday | 0 | 0 | 0 | 0 | 0 | 0 | 0 | 0 | 0 | 0 | 0 | 0 | 0 | 0 | 0 | 0 | 0 | 0 | 0 | 0 | 0 | 0 | 0 | 0 | 0 | 4.8 | 4.8 | 0 | 0 | 0
[8 empty] | 1443 | March | Winter | Weekday | 0 | 0 | 0 | 0 | 0 | 0 | 0 | 0 | 0 | 0 | 0 | 0 | 0 | 0 | 0 | 0 | 0 | 0 | 0 | 0 | 0 | 0 | 0 | 0 | 0 | 4.8 | 4.8 | 0 | 0 | 0
[8 empty] | 1444 | March | Winter | Weekday | 0 | 0 | 0 | 0 | 0 | 0 | 0 | 0 | 0 | 0 | 0 | 0 | 0 | 0 | 0 | 0 | 0 | 0 | 0 | 0 | 0 | 0 | 0 | 0 | 0 | 4.8 | 4.8 | 0 | 0 | 0
[8 empty] | 1445 | March | Winter | Weekday | 0 | 0 | 0 | 0 | 0 | 0 | 0 | 0 | 0 | 0 | 0 | 0 | 0 | 0 | 0 | 0 | 0 | 0 | 0 | 0 | 0 | 0 | 0 | 0 | 0 | 4.8 | 4.8 | 0 | 0 | 0
[8 empty] | 1446 | March | Winter | Weekday | 0 | 0 | 0 | 0 | 0 | 0 | 0 | 0 | 0 | 0 | 0 | 0 | 0 | 0 | 0 | 0 | 0 | 0 | 0 | 0 | 0 | 0 | 0 | 0 | 0 | 4.8 | 4.8 | 0 | 0 | 0
[8 empty] | 1447 | March | Winter | Weekday | 0 | 0 | 0 | 0 | 0 | 0 | 0 | 0 | 0 | 0 | 0 | 0 | 0 | 0 | 0 | 0 | 0 | 0 | 0 | 0 | 0 | 0 | 0 | 0 | 0 | 1.2 | 1.2 | 0 | 0 | 0
[8 empty] | 1448 | March | Winter | Weekday | 0 | 0 | 0 | 0 | 0 | 0 | 0 | 0 | 0 | 0 | 0 | 0 | 0 | 0 | 0 | 0 | 0 | 0 | 0 | 0 | 0 | 0 | 0 | 0 | 0 | 0 | 0 | 0 | 0 | 0
[8 empty] | 1449 | March | Winter | Weekday | 0 | 0 | 0 | 0 | 0 | 0 | 0 | 0 | 0 | 0 | 0 | 0 | 0 | 0 | 0 | 0 | 0 | 0 | 0 | 0 | 0 | 0 | 0 | 0 | 0 | 0 | 0 | 0 | 0 | 0
[8 empty] | 1450 | March | Winter | Weekday | 0 | 0 | 0 | 0 | 0 | 0 | 0 | 0 | 0 | 0 | 0 | 0 | 0 | 0 | 0 | 0 | 0 | 0 | 0 | 0 | 0 | 0 | 0 | 0 | 0 | 0 | 0 | 0 | 0 | 0
[8 empty] | 1451 | March | Winter | Weekday | 0 | 0 | 0 | 0 | 0 | 0 | 0 | 0 | 0 | 0 | 0 | 0 | 0 | 0 | 0 | 0 | 0 | 0 | 0 | 0 | 0 | 0 | 0 | 0 | 0 | 0 | 0 | 0 | 0 | 0
[8 empty] | 1452 | March | Winter | Weekday | 0 | 0 | 0 | 0 | 0 | 0 | 0 | 0 | 0 | 0 | 0 | 0 | 0 | 0 | 0 | 0 | 0 | 0 | 0 | 0 | 0 | 0 | 0 | 0 | 0 | 0 | 0 | 0 | 0 | 0
[8 empty] | 1453 | March | Winter | Weekday | 0 | 0 | 0 | 0 | 0 | 0 | 0 | 0 | 0 | 0 | 0 | 0 | 0 | 0 | 0 | 0 | 0 | 0 | 0 | 0 | 0 | 0 | 0 | 0 | 0 | 0 | 0 | 0 | 0 | 0
[8 empty] | 1454 | March | Winter | Weekday | 0 | 0 | 0 | 0 | 0 | 0 | 0 | 0 | 0 | 0 | 0 | 0 | 0 | 0 | 0 | 0 | 0 | 0 | 0 | 0 | 0 | 0 | 0 | 0 | 0 | 0 | 0 | 0 | 0 | 0
[8 empty] | 1455 | March | Winter | Weekday | 0 | 0 | 0 | 0 | 0 | 0 | 0 | 0 | 0 | 0 | 0 | 0 | 0 | 0 | 0 | 0 | 0 | 0 | 0 | 0 | 0 | 0 | 0 | 0 | 0 | 0 | 0 | 0 | 0 | 0
[8 empty] | 1456 | March | Winter | Weekday | 0 | 0 | 0 | 0 | 0 | 0 | 0 | 0 | 0 | 0 | 0 | 0 | 0 | 0 | 0 | 0 | 0 | 0 | 0 | 0 | 0 | 0 | 0 | 0 | 0 | 0 | 0 | 0 | 0 | 0
[8 empty] | 1457 | March | Winter | Weekday | 0 | 0 | 0 | 0 | 0 | 0 | 0 | 0 | 0 | 0 | 0 | 0 | 0 | 0 | 0 | 0 | 0 | 0 | 0 | 0 | 0 | 0 | 0 | 0 | 0 | 0 | 0 | 0 | 0 | 0
[8 empty] | 1458 | March | Winter | Weekday | 0 | 0 | 0 | 0 | 0 | 0 | 0 | 0 | 0 | 0 | 0 | 0 | 0 | 0 | 0 | 0 | 0 | 0 | 0 | 0 | 0 | 0 | 0 | 0 | 0 | 0 | 0 | 0 | 0 | 0
[8 empty] | 1459 | March | Winter | Weekday | 0 | 0 | 0 | 0 | 0 | 0 | 0 | 0 | 0 | 0 | 0 | 0 | 0 | 0 | 0 | 0 | 0 | 0 | 0 | 0 | 0 | 0 | 0 | 0 | 0 | 0 | 0 | 0 | 0 | 0
[8 empty] | 1460 | March | Winter | Weekday | 0 | 0 | 0 | 0 | 0 | 0 | 0 | 0 | 0 | 0 | 0 | 0 | 0 | 0 | 0 | 0 | 0 | 0 | 0 | 0 | 0 | 0 | 0 | 0 | 0 | 0 | 0 | 0 | 0 | 0
[8 empty] | 1461 | March | Winter | Weekday | 0 | 0 | 0 | 0 | 0 | 0 | 0 | 0 | 0 | 0 | 0 | 0 | 0 | 0 | 0 | 0 | 0 | 0 | 0 | 0 | 0 | 0 | 0 | 0 | 0 | 0 | 0 | 0 | 0 | 0
[8 empty] | 1462 | March | Winter | Weekday | 0 | 0 | 0 | 0 | 0 | 0 | 0 | 0 | 0 | 0 | 0 | 0 | 0 | 0 | 0 | 0 | 0 | 0 | 0 | 0 | 0 | 0 | 0 | 0 | 0 | 0 | 0 | 0 | 0 | 0
[8 empty] | 1463 | March | Winter | Weekday | 0 | 0 | 0 | 0 | 0 | 0 | 0 | 0 | 0 | 0 | 0 | 0 | 0 | 0 | 0 | 0 | 0 | 0 | 0 | 0 | 0 | 0 | 0 | 0 | 0 | 0 | 0 | 0 | 0 | 0
[8 empty] | 1464 | March | Winter | Weekday | 0 | 0 | 0 | 0 | 0 | 0 | 0 | 0 | 0 | 0 | 0 | 0 | 0 | 0 | 0 | 0 | 0 | 0 | 0 | 0 | 0 | 0 | 0 | 0 | 0 | 0 | 0 | 0 | 0 | 0
[8 empty] | 1465 | March | Winter | Weekday | 0 | 0 | 0 | 0 | 0 | 0 | 0 | 0 | 0 | 0 | 0 | 0 | 0 | 0 | 0 | 0 | 0 | 0 | 0 | 0 | 0 | 0 | 0 | 0 | 0 | 4.8 | 4.8 | 0 | 0 | 0
[8 empty] | 1466 | March | Winter | Weekday | 0 | 0 | 0 | 0 | 0 | 0 | 0 | 0 | 0 | 0 | 0 | 0 | 0 | 0 | 0 | 0 | 0 | 0 | 0 | 0 | 0 | 0 | 0 | 0 | 0 | 4.8 | 4.8 | 0 | 0 | 0
[8 empty] | 1467 | March | Winter | Weekday | 0 | 0 | 0 | 0 | 0 | 0 | 0 | 0 | 0 | 0 | 0 | 0 | 0 | 0 | 0 | 0 | 0 | 0 | 0 | 0 | 0 | 0 | 0 | 0 | 0 | 4.8 | 4.8 | 0 | 0 | 0
[8 empty] | 1468 | March | Winter | Weekday | 0 | 0 | 0 | 0 | 0 | 0 | 0 | 0 | 0 | 0 | 0 | 0 | 0 | 0 | 0 | 0 | 0 | 0 | 0 | 0 | 0 | 0 | 0 | 0 | 0 | 4.8 | 4.8 | 0 | 0 | 0
[8 empty] | 1469 | March | Winter | Weekday | 0 | 0 | 0 | 0 | 0 | 0 | 0 | 0 | 0 | 0 | 0 | 0 | 0 | 0 | 0 | 0 | 0 | 0 | 0 | 0 | 0 | 0 | 0 | 0 | 0 | 4.8 | 4.8 | 0 | 0 | 0
[8 empty] | 1470 | March | Winter | Weekday | 0 | 0 | 0 | 0 | 0 | 0 | 0 | 0 | 0 | 0 | 0 | 0 | 0 | 0 | 0 | 0 | 0 | 0 | 0 | 0 | 0 | 0 | 0 | 0 | 0 | 4.8 | 4.8 | 0 | 0 | 0
[8 empty] | 1471 | March | Winter | Weekday | 0 | 0 | 0 | 0 | 0 | 0 | 0 | 0 | 0 | 0 | 0 | 0 | 0 | 0 | 0 | 0 | 0 | 0 | 0 | 0 | 0 | 0 | 0 | 0 | 0 | 1.2 | 1.2 | 0 | 0 | 0
[8 empty] | 1472 | March | Winter | Weekday | 0 | 0 | 0 | 0 | 0 | 0 | 0 | 0 | 0 | 0 | 0 | 0 | 0 | 0 | 0 | 0 | 0 | 0 | 0 | 0 | 0 | 0 | 0 | 0 | 0 | 0 | 0 | 0 | 0 | 0
[8 empty] | 1473 | March | Winter | Weekday | 0 | 0 | 0 | 0 | 0 | 0 | 0 | 0 | 0 | 0 | 0 | 0 | 0 | 0 | 0 | 0 | 0 | 0 | 0 | 0 | 0 | 0 | 0 | 0 | 0 | 0 | 0 | 0 | 0 | 0
[8 empty] | 1474 | March | Winter | Weekday | 0 | 0 | 0 | 0 | 0 | 0 | 0 | 0 | 0 | 0 | 0 | 0 | 0 | 0 | 0 | 0 | 0 | 0 | 0 | 0 | 0 | 0 | 0 | 0 | 0 | 0 | 0 | 0 | 0 | 0
[8 empty] | 1475 | March | Winter | Weekday | 0 | 0 | 0 | 0 | 0 | 0 | 0 | 0 | 0 | 0 | 0 | 0 | 0 | 0 | 0 | 0 | 0 | 0 | 0 | 0 | 0 | 0 | 0 | 0 | 0 | 0 | 0 | 0 | 0 | 0
[8 empty] | 1476 | March | Winter | Weekday | 0 | 0 | 0 | 0 | 0 | 0 | 0 | 0 | 0 | 0 | 0 | 0 | 0 | 0 | 0 | 0 | 0 | 0 | 0 | 0 | 0 | 0 | 0 | 0 | 0 | 0 | 0 | 0 | 0 | 0
[8 empty] | 1477 | March | Winter | Weekday | 0 | 0 | 0 | 0 | 0 | 0 | 0 | 0 | 0 | 0 | 0 | 0 | 0 | 0 | 0 | 0 | 0 | 0 | 0 | 0 | 0 | 0 | 0 | 0 | 0 | 0 | 0 | 0 | 0 | 0
[8 empty] | 1478 | March | Winter | Weekday | 0 | 0 | 0 | 0 | 0 | 0 | 0 | 0 | 0 | 0 | 0 | 0 | 0 | 0 | 0 | 0 | 0 | 0 | 0 | 0 | 0 | 0 | 0 | 0 | 0 | 0 | 0 | 0 | 0 | 0
[8 empty] | 1479 | March | Winter | Weekday | 0 | 0 | 0 | 0 | 0 | 0 | 0 | 0 | 0 | 0 | 0 | 0 | 0 | 0 | 0 | 0 | 0 | 0 | 0 | 0 | 0 | 0 | 0 | 0 | 0 | 0 | 0 | 0 | 0 | 0
[8 empty] | 1480 | March | Winter | Weekday | 0 | 0 | 0 | 0 | 0 | 0 | 0 | 0 | 0 | 0 | 0 | 0 | 0 | 0 | 0 | 0 | 0 | 0 | 0 | 0 | 0 | 0 | 0 | 0 | 0 | 0 | 0 | 0 | 0 | 0
[8 empty] | 1481 | March | Winter | Weekday | 0 | 0 | 0 | 0 | 0 | 0 | 0 | 0 | 0 | 0 | 0 | 0 | 0 | 0 | 0 | 0 | 0 | 0 | 0 | 0 | 0 | 0 | 0 | 0 | 0 | 0 | 0 | 0 | 0 | 0
[8 empty] | 1482 | March | Winter | Weekday | 0 | 0 | 0 | 0 | 0 | 0 | 0 | 0 | 0 | 0 | 0 | 0 | 0 | 0 | 0 | 0 | 0 | 0 | 0 | 0 | 0 | 0 | 0 | 0 | 0 | 0 | 0 | 0 | 0 | 0
[8 empty] | 1483 | March | Winter | Weekday | 0 | 0 | 0 | 0 | 0 | 0 | 0 | 0 | 0 | 0 | 0 | 0 | 0 | 0 | 0 | 0 | 0 | 0 | 0 | 0 | 0 | 0 | 0 | 0 | 0 | 0 | 0 | 0 | 0 | 0
[8 empty] | 1484 | March | Winter | Weekday | 0 | 0 | 0 | 0 | 0 | 0 | 0 | 0 | 0 | 0 | 0 | 0 | 0 | 0 | 0 | 0 | 0 | 0 | 0 | 0 | 0 | 0 | 0 | 0 | 0 | 0 | 0 | 0 | 0 | 0
[8 empty] | 1485 | March | Winter | Weekday | 0 | 0 | 0 | 0 | 0 | 0 | 0 | 0 | 0 | 0 | 0 | 0 | 0 | 0 | 0 | 0 | 0 | 0 | 0 | 0 | 0 | 0 | 0 | 0 | 0 | 0 | 0 | 0 | 0 | 0
[8 empty] | 1486 | March | Winter | Weekday | 0 | 0 | 0 | 0 | 0 | 0 | 0 | 0 | 0 | 0 | 0 | 0 | 0 | 0 | 0 | 0 | 0 | 0 | 0 | 0 | 0 | 0 | 0 | 0 | 0 | 0 | 0 | 0 | 0 | 0
[8 empty] | 1487 | March | Winter | Weekday | 0 | 0 | 0 | 0 | 0 | 0 | 0 | 0 | 0 | 0 | 0 | 0 | 0 | 0 | 0 | 0 | 0 | 0 | 0 | 0 | 0 | 0 | 0 | 0 | 0 | 0 | 0 | 0 | 0 | 0
[8 empty] | 1488 | March | Winter | Weekday | 0 | 0 | 0 | 0 | 0 | 0 | 0 | 0 | 0 | 0 | 0 | 0 | 0 | 0 | 0 | 0 | 0 | 0 | 0 | 0 | 0 | 0 | 0 | 0 | 0 | 0 | 0 | 0 | 0 | 0
[8 empty] | 1489 | March | Winter | Weekend | 0 | 0 | 0 | 0 | 0 | 0 | 0 | 0 | 0 | 0 | 0 | 0 | 0 | 0 | 0 | 0 | 0 | 0 | 0 | 0 | 0 | 0 | 0 | 0 | 0 | 4.8 | 4.8 | 0 | 0 | 0
[8 empty] | 1490 | March | Winter | Weekend | 0 | 0 | 0 | 0 | 0 | 0 | 0 | 0 | 0 | 0 | 0 | 0 | 0 | 0 | 0 | 0 | 0 | 0 | 0 | 0 | 0 | 0 | 0 | 0 | 0 | 4.8 | 4.8 | 0 | 0 | 0
[8 empty] | 1491 | March | Winter | Weekend | 0 | 0 | 0 | 0 | 0 | 0 | 0 | 0 | 0 | 0 | 0 | 0 | 0 | 0 | 0 | 0 | 0 | 0 | 0 | 0 | 0 | 0 | 0 | 0 | 0 | 4.8 | 4.8 | 0 | 0 | 0
[8 empty] | 1492 | March | Winter | Weekend | 0 | 0 | 0 | 0 | 0 | 0 | 0 | 0 | 0 | 0 | 0 | 0 | 0 | 0 | 0 | 0 | 0 | 0 | 0 | 0 | 0 | 0 | 0 | 0 | 0 | 4.8 | 4.8 | 0 | 0 | 0
[8 empty] | 1493 | March | Winter | Weekend | 0 | 0 | 0 | 0 | 0 | 0 | 0 | 0 | 0 | 0 | 0 | 0 | 0 | 0 | 0 | 0 | 0 | 0 | 0 | 0 | 0 | 0 | 0 | 0 | 0 | 4.8 | 4.8 | 0 | 0 | 0
[8 empty] | 1494 | March | Winter | Weekend | 0 | 0 | 0 | 0 | 0 | 0 | 0 | 0 | 0 | 0 | 0 | 0 | 0 | 0 | 0 | 0 | 0 | 0 | 0 | 0 | 0 | 0 | 0 | 0 | 0 | 4.8 | 4.8 | 0 | 0 | 0
[8 empty] | 1495 | March | Winter | Weekend | 0 | 0 | 0 | 0 | 0 | 0 | 0 | 0 | 0 | 0 | 0 | 0 | 0 | 0 | 0 | 0 | 0 | 0 | 0 | 0 | 0 | 0 | 0 | 0 | 0 | 1.2 | 1.2 | 0 | 0 | 0
[8 empty] | 1496 | March | Winter | Weekend | 0 | 0 | 0 | 0 | 0 | 0 | 0 | 0 | 0 | 0 | 0 | 0 | 0 | 0 | 0 | 0 | 0 | 0 | 0 | 0 | 0 | 0 | 0 | 0 | 0 | 0 | 0 | 0 | 0 | 0
[8 empty] | 1497 | March | Winter | Weekend | 0 | 0 | 0 | 0 | 0 | 0 | 0 | 0 | 0 | 0 | 0 | 0 | 0 | 0 | 0 | 0 | 0 | 0 | 0 | 0 | 0 | 0 | 0 | 0 | 0 | 0 | 0 | 0 | 0 | 0
[8 empty] | 1498 | March | Winter | Weekend | 0 | 0 | 0 | 0 | 0 | 0 | 0 | 0 | 0 | 0 | 0 | 0 | 0 | 0 | 0 | 0 | 0 | 0 | 0 | 0 | 0 | 0 | 0 | 0 | 0 | 0 | 0 | 0 | 0 | 0
[8 empty] | 1499 | March | Winter | Weekend | 0 | 0 | 0 | 0 | 0 | 0 | 0 | 0 | 0 | 0 | 0 | 0 | 0 | 0 | 0 | 0 | 0 | 0 | 0 | 0 | 0 | 0 | 0 | 0 | 0 | 0 | 0 | 0 | 0 | 0
[8 empty] | 1500 | March | Winter | Weekend | 0 | 0 | 0 | 0 | 0 | 0 | 0 | 0 | 0 | 0 | 0 | 0 | 0 | 0 | 0 | 0 | 0 | 0 | 0 | 0 | 0 | 0 | 0 | 0 | 0 | 0 | 0 | 0 | 0 | 0
[8 empty] | 1501 | March | Winter | Weekend | 0 | 0 | 0 | 0 | 0 | 0 | 0 | 0 | 0 | 0 | 0 | 0 | 0 | 0 | 0 | 0 | 0 | 0 | 0 | 0 | 0 | 0 | 0 | 0 | 0 | 0 | 0 | 0 | 0 | 0
[8 empty] | 1502 | March | Winter | Weekend | 0 | 0 | 0 | 0 | 0 | 0 | 0 | 0 | 0 | 0 | 0 | 0 | 0 | 0 | 0 | 0 | 0 | 0 | 0 | 0 | 0 | 0 | 0 | 0 | 0 | 0 | 0 | 0 | 0 | 0
[8 empty] | 1503 | March | Winter | Weekend | 0 | 0 | 0 | 0 | 0 | 0 | 0 | 0 | 0 | 0 | 0 | 0 | 0 | 0 | 0 | 0 | 0 | 0 | 0 | 0 | 0 | 0 | 0 | 0 | 0 | 0 | 0 | 0 | 0 | 0
[8 empty] | 1504 | March | Winter | Weekend | 0 | 0 | 0 | 0 | 0 | 0 | 0 | 0 | 0 | 0 | 0 | 0 | 0 | 0 | 0 | 0 | 0 | 0 | 0 | 0 | 0 | 0 | 0 | 0 | 0 | 0 | 0 | 0 | 0 | 0
[8 empty] | 1505 | March | Winter | Weekend | 0 | 0 | 0 | 0 | 0 | 0 | 0 | 0 | 0 | 0 | 0 | 0 | 0 | 0 | 0 | 0 | 0 | 0 | 0 | 0 | 0 | 0 | 0 | 0 | 0 | 0 | 0 | 0 | 0 | 0
[8 empty] | 1506 | March | Winter | Weekend | 0 | 0 | 0 | 0 | 0 | 0 | 0 | 0 | 0 | 0 | 0 | 0 | 0 | 0 | 0 | 0 | 0 | 0 | 0 | 0 | 0 | 0 | 0 | 0 | 0 | 0 | 0 | 0 | 0 | 0
[8 empty] | 1507 | March | Winter | Weekend | 0 | 0 | 0 | 0 | 0 | 0 | 0 | 0 | 0 | 0 | 0 | 0 | 0 | 0 | 0 | 0 | 0 | 0 | 0 | 0 | 0 | 0 | 0 | 0 | 0 | 0 | 0 | 0 | 0 | 0
[8 empty] | 1508 | March | Winter | Weekend | 0 | 0 | 0 | 0 | 0 | 0 | 0 | 0 | 0 | 0 | 0 | 0 | 0 | 0 | 0 | 0 | 0 | 0 | 0 | 0 | 0 | 0 | 0 | 0 | 0 | 0 | 0 | 0 | 0 | 0
[8 empty] | 1509 | March | Winter | Weekend | 0 | 0 | 0 | 0 | 0 | 0 | 0 | 0 | 0 | 0 | 0 | 0 | 0 | 0 | 0 | 0 | 0 | 0 | 0 | 0 | 0 | 0 | 0 | 0 | 0 | 0 | 0 | 0 | 0 | 0
[8 empty] | 1510 | March | Winter | Weekend | 0 | 0 | 0 | 0 | 0 | 0 | 0 | 0 | 0 | 0 | 0 | 0 | 0 | 0 | 0 | 0 | 0 | 0 | 0 | 0 | 0 | 0 | 0 | 0 | 0 | 0 | 0 | 0 | 0 | 0
[8 empty] | 1511 | March | Winter | Weekend | 0 | 0 | 0 | 0 | 0 | 0 | 0 | 0 | 0 | 0 | 0 | 0 | 0 | 0 | 0 | 0 | 0 | 0 | 0 | 0 | 0 | 0 | 0 | 0 | 0 | 0 | 0 | 0 | 0 | 0
[8 empty] | 1512 | March | Winter | Weekend | 0 | 0 | 0 | 0 | 0 | 0 | 0 | 0 | 0 | 0 | 0 | 0 | 0 | 0 | 0 | 0 | 0 | 0 | 0 | 0 | 0 | 0 | 0 | 0 | 0 | 0 | 0 | 0 | 0 | 0
[8 empty] | 1513 | March | Winter | Weekend | 0 | 0 | 0 | 0 | 0 | 0 | 0 | 0 | 0 | 0 | 0 | 0 | 0 | 0 | 0 | 0 | 0 | 0 | 0 | 0 | 0 | 0 | 0 | 0 | 0 | 4.8 | 4.8 | 0 | 0 | 0
[8 empty] | 1514 | March | Winter | Weekend | 0 | 0 | 0 | 0 | 0 | 0 | 0 | 0 | 0 | 0 | 0 | 0 | 0 | 0 | 0 | 0 | 0 | 0 | 0 | 0 | 0 | 0 | 0 | 0 | 0 | 4.8 | 4.8 | 0 | 0 | 0
[8 empty] | 1515 | March | Winter | Weekend | 0 | 0 | 0 | 0 | 0 | 0 | 0 | 0 | 0 | 0 | 0 | 0 | 0 | 0 | 0 | 0 | 0 | 0 | 0 | 0 | 0 | 0 | 0 | 0 | 0 | 4.8 | 4.8 | 0 | 0 | 0
[8 empty] | 1516 | March | Winter | Weekend | 0 | 0 | 0 | 0 | 0 | 0 | 0 | 0 | 0 | 0 | 0 | 0 | 0 | 0 | 0 | 0 | 0 | 0 | 0 | 0 | 0 | 0 | 0 | 0 | 0 | 4.8 | 4.8 | 0 | 0 | 0
[8 empty] | 1517 | March | Winter | Weekend | 0 | 0 | 0 | 0 | 0 | 0 | 0 | 0 | 0 | 0 | 0 | 0 | 0 | 0 | 0 | 0 | 0 | 0 | 0 | 0 | 0 | 0 | 0 | 0 | 0 | 4.8 | 4.8 | 0 | 0 | 0
[8 empty] | 1518 | March | Winter | Weekend | 0 | 0 | 0 | 0 | 0 | 0 | 0 | 0 | 0 | 0 | 0 | 0 | 0 | 0 | 0 | 0 | 0 | 0 | 0 | 0 | 0 | 0 | 0 | 0 | 0 | 4.8 | 4.8 | 0 | 0 | 0
[8 empty] | 1519 | March | Winter | Weekend | 0 | 0 | 0 | 0 | 0 | 0 | 0 | 0 | 0 | 0 | 0 | 0 | 0 | 0 | 0 | 0 | 0 | 0 | 0 | 0 | 0 | 0 | 0 | 0 | 0 | 1.2 | 1.2 | 0 | 0 | 0
[8 empty] | 1520 | March | Winter | Weekend | 0 | 0 | 0 | 0 | 0 | 0 | 0 | 0 | 0 | 0 | 0 | 0 | 0 | 0 | 0 | 0 | 0 | 0 | 0 | 0 | 0 | 0 | 0 | 0 | 0 | 0 | 0 | 0 | 0 | 0
[8 empty] | 1521 | March | Winter | Weekend | 0 | 0 | 0 | 0 | 0 | 0 | 0 | 0 | 0 | 0 | 0 | 0 | 0 | 0 | 0 | 0 | 0 | 0 | 0 | 0 | 0 | 0 | 0 | 0 | 0 | 0 | 0 | 0 | 0 | 0
[8 empty] | 1522 | March | Winter | Weekend | 0 | 0 | 0 | 0 | 0 | 0 | 0 | 0 | 0 | 0 | 0 | 0 | 0 | 0 | 0 | 0 | 0 | 0 | 0 | 0 | 0 | 0 | 0 | 0 | 0 | 0 | 0 | 0 | 0 | 0
[8 empty] | 1523 | March | Winter | Weekend | 0 | 0 | 0 | 0 | 0 | 0 | 0 | 0 | 0 | 0 | 0 | 0 | 0 | 0 | 0 | 0 | 0 | 0 | 0 | 0 | 0 | 0 | 0 | 0 | 0 | 0 | 0 | 0 | 0 | 0
[8 empty] | 1524 | March | Winter | Weekend | 0 | 0 | 0 | 0 | 0 | 0 | 0 | 0 | 0 | 0 | 0 | 0 | 0 | 0 | 0 | 0 | 0 | 0 | 0 | 0 | 0 | 0 | 0 | 0 | 0 | 0 | 0 | 0 | 0 | 0
[8 empty] | 1525 | March | Winter | Weekend | 0 | 0 | 0 | 0 | 0 | 0 | 0 | 0 | 0 | 0 | 0 | 0 | 0 | 0 | 0 | 0 | 0 | 0 | 0 | 0 | 0 | 0 | 0 | 0 | 0 | 0 | 0 | 0 | 0 | 0
[8 empty] | 1526 | March | Winter | Weekend | 0 | 0 | 0 | 0 | 0 | 0 | 0 | 0 | 0 | 0 | 0 | 0 | 0 | 0 | 0 | 0 | 0 | 0 | 0 | 0 | 0 | 0 | 0 | 0 | 0 | 0 | 0 | 0 | 0 | 0
[8 empty] | 1527 | March | Winter | Weekend | 0 | 0 | 0 | 0 | 0 | 0 | 0 | 0 | 0 | 0 | 0 | 0 | 0 | 0 | 0 | 0 | 0 | 0 | 0 | 0 | 0 | 0 | 0 | 0 | 0 | 0 | 0 | 0 | 0 | 0
[8 empty] | 1528 | March | Winter | Weekend | 0 | 0 | 0 | 0 | 0 | 0 | 0 | 0 | 0 | 0 | 0 | 0 | 0 | 0 | 0 | 0 | 0 | 0 | 0 | 0 | 0 | 0 | 0 | 0 | 0 | 0 | 0 | 0 | 0 | 0
[8 empty] | 1529 | March | Winter | Weekend | 0 | 0 | 0 | 0 | 0 | 0 | 0 | 0 | 0 | 0 | 0 | 0 | 0 | 0 | 0 | 0 | 0 | 0 | 0 | 0 | 0 | 0 | 0 | 0 | 0 | 0 | 0 | 0 | 0 | 0
[8 empty] | 1530 | March | Winter | Weekend | 0 | 0 | 0 | 0 | 0 | 0 | 0 | 0 | 0 | 0 | 0 | 0 | 0 | 0 | 0 | 0 | 0 | 0 | 0 | 0 | 0 | 0 | 0 | 0 | 0 | 0 | 0 | 0 | 0 | 0
[8 empty] | 1531 | March | Winter | Weekend | 0 | 0 | 0 | 0 | 0 | 0 | 0 | 0 | 0 | 0 | 0 | 0 | 0 | 0 | 0 | 0 | 0 | 0 | 0 | 0 | 0 | 0 | 0 | 0 | 0 | 0 | 0 | 0 | 0 | 0
[8 empty] | 1532 | March | Winter | Weekend | 0 | 0 | 0 | 0 | 0 | 0 | 0 | 0 | 0 | 0 | 0 | 0 | 0 | 0 | 0 | 0 | 0 | 0 | 0 | 0 | 0 | 0 | 0 | 0 | 0 | 0 | 0 | 0 | 0 | 0
[8 empty] | 1533 | March | Winter | Weekend | 0 | 0 | 0 | 0 | 0 | 0 | 0 | 0 | 0 | 0 | 0 | 0 | 0 | 0 | 0 | 0 | 0 | 0 | 0 | 0 | 0 | 0 | 0 | 0 | 0 | 0 | 0 | 0 | 0 | 0
[8 empty] | 1534 | March | Winter | Weekend | 0 | 0 | 0 | 0 | 0 | 0 | 0 | 0 | 0 | 0 | 0 | 0 | 0 | 0 | 0 | 0 | 0 | 0 | 0 | 0 | 0 | 0 | 0 | 0 | 0 | 0 | 0 | 0 | 0 | 0
[8 empty] | 1535 | March | Winter | Weekend | 0 | 0 | 0 | 0 | 0 | 0 | 0 | 0 | 0 | 0 | 0 | 0 | 0 | 0 | 0 | 0 | 0 | 0 | 0 | 0 | 0 | 0 | 0 | 0 | 0 | 0 | 0 | 0 | 0 | 0
[8 empty] | 1536 | March | Winter | Weekend | 0 | 0 | 0 | 0 | 0 | 0 | 0 | 0 | 0 | 0 | 0 | 0 | 0 | 0 | 0 | 0 | 0 | 0 | 0 | 0 | 0 | 0 | 0 | 0 | 0 | 0 | 0 | 0 | 0 | 0
[8 empty] | 1537 | March | Winter | Weekday | 0 | 0 | 0 | 0 | 0 | 0 | 0 | 0 | 0 | 0 | 0 | 0 | 0 | 0 | 0 | 0 | 0 | 0 | 0 | 0 | 0 | 0 | 0 | 0 | 0 | 4.8 | 4.8 | 0 | 0 | 0
[8 empty] | 1538 | March | Winter | Weekday | 0 | 0 | 0 | 0 | 0 | 0 | 0 | 0 | 0 | 0 | 0 | 0 | 0 | 0 | 0 | 0 | 0 | 0 | 0 | 0 | 0 | 0 | 0 | 0 | 0 | 4.8 | 4.8 | 0 | 0 | 0
[8 empty] | 1539 | March | Winter | Weekday | 0 | 0 | 0 | 0 | 0 | 0 | 0 | 0 | 0 | 0 | 0 | 0 | 0 | 0 | 0 | 0 | 0 | 0 | 0 | 0 | 0 | 0 | 0 | 0 | 0 | 4.8 | 4.8 | 0 | 0 | 0
[8 empty] | 1540 | March | Winter | Weekday | 0 | 0 | 0 | 0 | 0 | 0 | 0 | 0 | 0 | 0 | 0 | 0 | 0 | 0 | 0 | 0 | 0 | 0 | 0 | 0 | 0 | 0 | 0 | 0 | 0 | 4.8 | 4.8 | 0 | 0 | 0
[8 empty] | 1541 | March | Winter | Weekday | 0 | 0 | 0 | 0 | 0 | 0 | 0 | 0 | 0 | 0 | 0 | 0 | 0 | 0 | 0 | 0 | 0 | 0 | 0 | 0 | 0 | 0 | 0 | 0 | 0 | 4.8 | 4.8 | 0 | 0 | 0
[8 empty] | 1542 | March | Winter | Weekday | 0 | 0 | 0 | 0 | 0 | 0 | 0 | 0 | 0 | 0 | 0 | 0 | 0 | 0 | 0 | 0 | 0 | 0 | 0 | 0 | 0 | 0 | 0 | 0 | 0 | 4.8 | 4.8 | 0 | 0 | 0
[8 empty] | 1543 | March | Winter | Weekday | 0 | 0 | 0 | 0 | 0 | 0 | 0 | 0 | 0 | 0 | 0 | 0 | 0 | 0 | 0 | 0 | 0 | 0 | 0 | 0 | 0 | 0 | 0 | 0 | 0 | 1.2 | 1.2 | 0 | 0 | 0
[8 empty] | 1544 | March | Winter | Weekday | 0 | 0 | 0 | 0 | 0 | 0 | 0 | 0 | 0 | 0 | 0 | 0 | 0 | 0 | 0 | 0 | 0 | 0 | 0 | 0 | 0 | 0 | 0 | 0 | 0 | 0 | 0 | 0 | 0 | 0
[8 empty] | 1545 | March | Winter | Weekday | 0 | 0 | 0 | 0 | 0 | 0 | 0 | 0 | 0 | 0 | 0 | 0 | 0 | 0 | 0 | 0 | 0 | 0 | 0 | 0 | 0 | 0 | 0 | 0 | 0 | 0 | 0 | 0 | 0 | 0
[8 empty] | 1546 | March | Winter | Weekday | 0 | 0 | 0 | 0 | 0 | 0 | 0 | 0 | 0 | 0 | 0 | 0 | 0 | 0 | 0 | 0 | 0 | 0 | 0 | 0 | 0 | 0 | 0 | 0 | 0 | 0 | 0 | 0 | 0 | 0
[8 empty] | 1547 | March | Winter | Weekday | 0 | 0 | 0 | 0 | 0 | 0 | 0 | 0 | 0 | 0 | 0 | 0 | 0 | 0 | 0 | 0 | 0 | 0 | 0 | 0 | 0 | 0 | 0 | 0 | 0 | 0 | 0 | 0 | 0 | 0
[8 empty] | 1548 | March | Winter | Weekday | 0 | 0 | 0 | 0 | 0 | 0 | 0 | 0 | 0 | 0 | 0 | 0 | 0 | 0 | 0 | 0 | 0 | 0 | 0 | 0 | 0 | 0 | 0 | 0 | 0 | 0 | 0 | 0 | 0 | 0
[8 empty] | 1549 | March | Winter | Weekday | 0 | 0 | 0 | 0 | 0 | 0 | 0 | 0 | 0 | 0 | 0 | 0 | 0 | 0 | 0 | 0 | 0 | 0 | 0 | 0 | 0 | 0 | 0 | 0 | 0 | 0 | 0 | 0 | 0 | 0
[8 empty] | 1550 | March | Winter | Weekday | 0 | 0 | 0 | 0 | 0 | 0 | 0 | 0 | 0 | 0 | 0 | 0 | 0 | 0 | 0 | 0 | 0 | 0 | 0 | 0 | 0 | 0 | 0 | 0 | 0 | 0 | 0 | 0 | 0 | 0
[8 empty] | 1551 | March | Winter | Weekday | 0 | 0 | 0 | 0 | 0 | 0 | 0 | 0 | 0 | 0 | 0 | 0 | 0 | 0 | 0 | 0 | 0 | 0 | 0 | 0 | 0 | 0 | 0 | 0 | 0 | 0 | 0 | 0 | 0 | 0
[8 empty] | 1552 | March | Winter | Weekday | 0 | 0 | 0 | 0 | 0 | 0 | 0 | 0 | 0 | 0 | 0 | 0 | 0 | 0 | 0 | 0 | 0 | 0 | 0 | 0 | 0 | 0 | 0 | 0 | 0 | 0 | 0 | 0 | 0 | 0
[8 empty] | 1553 | March | Winter | Weekday | 0 | 0 | 0 | 0 | 0 | 0 | 0 | 0 | 0 | 0 | 0 | 0 | 0 | 0 | 0 | 0 | 0 | 0 | 0 | 0 | 0 | 0 | 0 | 0 | 0 | 0 | 0 | 0 | 0 | 0
[8 empty] | 1554 | March | Winter | Weekday | 0 | 0 | 0 | 0 | 0 | 0 | 0 | 0 | 0 | 0 | 0 | 0 | 0 | 0 | 0 | 0 | 0 | 0 | 0 | 0 | 0 | 0 | 0 | 0 | 0 | 0 | 0 | 0 | 0 | 0
[8 empty] | 1555 | March | Winter | Weekday | 0 | 0 | 0 | 0 | 0 | 0 | 0 | 0 | 0 | 0 | 0 | 0 | 0 | 0 | 0 | 0 | 0 | 0 | 0 | 0 | 0 | 0 | 0 | 0 | 0 | 0 | 0 | 0 | 0 | 0
[8 empty] | 1556 | March | Winter | Weekday | 0 | 0 | 0 | 0 | 0 | 0 | 0 | 0 | 0 | 0 | 0 | 0 | 0 | 0 | 0 | 0 | 0 | 0 | 0 | 0 | 0 | 0 | 0 | 0 | 0 | 0 | 0 | 0 | 0 | 0
[8 empty] | 1557 | March | Winter | Weekday | 0 | 0 | 0 | 0 | 0 | 0 | 0 | 0 | 0 | 0 | 0 | 0 | 0 | 0 | 0 | 0 | 0 | 0 | 0 | 0 | 0 | 0 | 0 | 0 | 0 | 0 | 0 | 0 | 0 | 0
[8 empty] | 1558 | March | Winter | Weekday | 0 | 0 | 0 | 0 | 0 | 0 | 0 | 0 | 0 | 0 | 0 | 0 | 0 | 0 | 0 | 0 | 0 | 0 | 0 | 0 | 0 | 0 | 0 | 0 | 0 | 0 | 0 | 0 | 0 | 0
[8 empty] | 1559 | March | Winter | Weekday | 0 | 0 | 0 | 0 | 0 | 0 | 0 | 0 | 0 | 0 | 0 | 0 | 0 | 0 | 0 | 0 | 0 | 0 | 0 | 0 | 0 | 0 | 0 | 0 | 0 | 0 | 0 | 0 | 0 | 0
[8 empty] | 1560 | March | Winter | Weekday | 0 | 0 | 0 | 0 | 0 | 0 | 0 | 0 | 0 | 0 | 0 | 0 | 0 | 0 | 0 | 0 | 0 | 0 | 0 | 0 | 0 | 0 | 0 | 0 | 0 | 0 | 0 | 0 | 0 | 0
[8 empty] | 1561 | March | Winter | Weekday | 0 | 0 | 0 | 0 | 0 | 0 | 0 | 0 | 0 | 0 | 0 | 0 | 0 | 0 | 0 | 0 | 0 | 0 | 0 | 0 | 0 | 0 | 0 | 0 | 0 | 4.8 | 4.8 | 0 | 0 | 0
[8 empty] | 1562 | March | Winter | Weekday | 0 | 0 | 0 | 0 | 0 | 0 | 0 | 0 | 0 | 0 | 0 | 0 | 0 | 0 | 0 | 0 | 0 | 0 | 0 | 0 | 0 | 0 | 0 | 0 | 0 | 4.8 | 4.8 | 0 | 0 | 0
[8 empty] | 1563 | March | Winter | Weekday | 0 | 0 | 0 | 0 | 0 | 0 | 0 | 0 | 0 | 0 | 0 | 0 | 0 | 0 | 0 | 0 | 0 | 0 | 0 | 0 | 0 | 0 | 0 | 0 | 0 | 4.8 | 4.8 | 0 | 0 | 0
[8 empty] | 1564 | March | Winter | Weekday | 0 | 0 | 0 | 0 | 0 | 0 | 0 | 0 | 0 | 0 | 0 | 0 | 0 | 0 | 0 | 0 | 0 | 0 | 0 | 0 | 0 | 0 | 0 | 0 | 0 | 4.8 | 4.8 | 0 | 0 | 0
[8 empty] | 1565 | March | Winter | Weekday | 0 | 0 | 0 | 0 | 0 | 0 | 0 | 0 | 0 | 0 | 0 | 0 | 0 | 0 | 0 | 0 | 0 | 0 | 0 | 0 | 0 | 0 | 0 | 0 | 0 | 4.8 | 4.8 | 0 | 0 | 0
[8 empty] | 1566 | March | Winter | Weekday | 0 | 0 | 0 | 0 | 0 | 0 | 0 | 0 | 0 | 0 | 0 | 0 | 0 | 0 | 0 | 0 | 0 | 0 | 0 | 0 | 0 | 0 | 0 | 0 | 0 | 4.8 | 4.8 | 0 | 0 | 0
[8 empty] | 1567 | March | Winter | Weekday | 0 | 0 | 0 | 0 | 0 | 0 | 0 | 0 | 0 | 0 | 0 | 0 | 0 | 0 | 0 | 0 | 0 | 0 | 0 | 0 | 0 | 0 | 0 | 0 | 0 | 1.2 | 1.2 | 0 | 0 | 0
[8 empty] | 1568 | March | Winter | Weekday | 0 | 0 | 0 | 0 | 0 | 0 | 0 | 0 | 0 | 0 | 0 | 0 | 0 | 0 | 0 | 0 | 0 | 0 | 0 | 0 | 0 | 0 | 0 | 0 | 0 | 0 | 0 | 0 | 0 | 0
[8 empty] | 1569 | March | Winter | Weekday | 0 | 0 | 0 | 0 | 0 | 0 | 0 | 0 | 0 | 0 | 0 | 0 | 0 | 0 | 0 | 0 | 0 | 0 | 0 | 0 | 0 | 0 | 0 | 0 | 0 | 0 | 0 | 0 | 0 | 0
[8 empty] | 1570 | March | Winter | Weekday | 0 | 0 | 0 | 0 | 0 | 0 | 0 | 0 | 0 | 0 | 0 | 0 | 0 | 0 | 0 | 0 | 0 | 0 | 0 | 0 | 0 | 0 | 0 | 0 | 0 | 0 | 0 | 0 | 0 | 0
[8 empty] | 1571 | March | Winter | Weekday | 0 | 0 | 0 | 0 | 0 | 0 | 0 | 0 | 0 | 0 | 0 | 0 | 0 | 0 | 0 | 0 | 0 | 0 | 0 | 0 | 0 | 0 | 0 | 0 | 0 | 0 | 0 | 0 | 0 | 0
[8 empty] | 1572 | March | Winter | Weekday | 0 | 0 | 0 | 0 | 0 | 0 | 0 | 0 | 0 | 0 | 0 | 0 | 0 | 0 | 0 | 0 | 0 | 0 | 0 | 0 | 0 | 0 | 0 | 0 | 0 | 0 | 0 | 0 | 0 | 0
[8 empty] | 1573 | March | Winter | Weekday | 0 | 0 | 0 | 0 | 0 | 0 | 0 | 0 | 0 | 0 | 0 | 0 | 0 | 0 | 0 | 0 | 0 | 0 | 0 | 0 | 0 | 0 | 0 | 0 | 0 | 0 | 0 | 0 | 0 | 0
[8 empty] | 1574 | March | Winter | Weekday | 0 | 0 | 0 | 0 | 0 | 0 | 0 | 0 | 0 | 0 | 0 | 0 | 0 | 0 | 0 | 0 | 0 | 0 | 0 | 0 | 0 | 0 | 0 | 0 | 0 | 0 | 0 | 0 | 0 | 0
[8 empty] | 1575 | March | Winter | Weekday | 0 | 0 | 0 | 0 | 0 | 0 | 0 | 0 | 0 | 0 | 0 | 0 | 0 | 0 | 0 | 0 | 0 | 0 | 0 | 0 | 0 | 0 | 0 | 0 | 0 | 0 | 0 | 0 | 0 | 0
[8 empty] | 1576 | March | Winter | Weekday | 0 | 0 | 0 | 0 | 0 | 0 | 0 | 0 | 0 | 0 | 0 | 0 | 0 | 0 | 0 | 0 | 0 | 0 | 0 | 0 | 0 | 0 | 0 | 0 | 0 | 0 | 0 | 0 | 0 | 0
[8 empty] | 1577 | March | Winter | Weekday | 0 | 0 | 0 | 0 | 0 | 0 | 0 | 0 | 0 | 0 | 0 | 0 | 0 | 0 | 0 | 0 | 0 | 0 | 0 | 0 | 0 | 0 | 0 | 0 | 0 | 0 | 0 | 0 | 0 | 0
[8 empty] | 1578 | March | Winter | Weekday | 0 | 0 | 0 | 0 | 0 | 0 | 0 | 0 | 0 | 0 | 0 | 0 | 0 | 0 | 0 | 0 | 0 | 0 | 0 | 0 | 0 | 0 | 0 | 0 | 0 | 0 | 0 | 0 | 0 | 0
[8 empty] | 1579 | March | Winter | Weekday | 0 | 0 | 0 | 0 | 0 | 0 | 0 | 0 | 0 | 0 | 0 | 0 | 0 | 0 | 0 | 0 | 0 | 0 | 0 | 0 | 0 | 0 | 0 | 0 | 0 | 0 | 0 | 0 | 0 | 0
[8 empty] | 1580 | March | Winter | Weekday | 0 | 0 | 0 | 0 | 0 | 0 | 0 | 0 | 0 | 0 | 0 | 0 | 0 | 0 | 0 | 0 | 0 | 0 | 0 | 0 | 0 | 0 | 0 | 0 | 0 | 0 | 0 | 0 | 0 | 0
[8 empty] | 1581 | March | Winter | Weekday | 0 | 0 | 0 | 0 | 0 | 0 | 0 | 0 | 0 | 0 | 0 | 0 | 0 | 0 | 0 | 0 | 0 | 0 | 0 | 0 | 0 | 0 | 0 | 0 | 0 | 0 | 0 | 0 | 0 | 0
[8 empty] | 1582 | March | Winter | Weekday | 0 | 0 | 0 | 0 | 0 | 0 | 0 | 0 | 0 | 0 | 0 | 0 | 0 | 0 | 0 | 0 | 0 | 0 | 0 | 0 | 0 | 0 | 0 | 0 | 0 | 0 | 0 | 0 | 0 | 0
[8 empty] | 1583 | March | Winter | Weekday | 0 | 0 | 0 | 0 | 0 | 0 | 0 | 0 | 0 | 0 | 0 | 0 | 0 | 0 | 0 | 0 | 0 | 0 | 0 | 0 | 0 | 0 | 0 | 0 | 0 | 0 | 0 | 0 | 0 | 0
[8 empty] | 1584 | March | Winter | Weekday | 0 | 0 | 0 | 0 | 0 | 0 | 0 | 0 | 0 | 0 | 0 | 0 | 0 | 0 | 0 | 0 | 0 | 0 | 0 | 0 | 0 | 0 | 0 | 0 | 0 | 0 | 0 | 0 | 0 | 0
[8 empty] | 1585 | March | Winter | Weekday | 0 | 0 | 0 | 0 | 0 | 0 | 0 | 0 | 0 | 0 | 0 | 0 | 0 | 0 | 0 | 0 | 0 | 0 | 0 | 0 | 0 | 0 | 0 | 0 | 0 | 4.8 | 4.8 | 0 | 0 | 0
[8 empty] | 1586 | March | Winter | Weekday | 0 | 0 | 0 | 0 | 0 | 0 | 0 | 0 | 0 | 0 | 0 | 0 | 0 | 0 | 0 | 0 | 0 | 0 | 0 | 0 | 0 | 0 | 0 | 0 | 0 | 4.8 | 4.8 | 0 | 0 | 0
[8 empty] | 1587 | March | Winter | Weekday | 0 | 0 | 0 | 0 | 0 | 0 | 0 | 0 | 0 | 0 | 0 | 0 | 0 | 0 | 0 | 0 | 0 | 0 | 0 | 0 | 0 | 0 | 0 | 0 | 0 | 4.8 | 4.8 | 0 | 0 | 0
[8 empty] | 1588 | March | Winter | Weekday | 0 | 0 | 0 | 0 | 0 | 0 | 0 | 0 | 0 | 0 | 0 | 0 | 0 | 0 | 0 | 0 | 0 | 0 | 0 | 0 | 0 | 0 | 0 | 0 | 0 | 4.8 | 4.8 | 0 | 0 | 0
[8 empty] | 1589 | March | Winter | Weekday | 0 | 0 | 0 | 0 | 0 | 0 | 0 | 0 | 0 | 0 | 0 | 0 | 0 | 0 | 0 | 0 | 0 | 0 | 0 | 0 | 0 | 0 | 0 | 0 | 0 | 4.8 | 4.8 | 0 | 0 | 0
[8 empty] | 1590 | March | Winter | Weekday | 0 | 0 | 0 | 0 | 0 | 0 | 0 | 0 | 0 | 0 | 0 | 0 | 0 | 0 | 0 | 0 | 0 | 0 | 0 | 0 | 0 | 0 | 0 | 0 | 0 | 4.8 | 4.8 | 0 | 0 | 0
[8 empty] | 1591 | March | Winter | Weekday | 0 | 0 | 0 | 0 | 0 | 0 | 0 | 0 | 0 | 0 | 0 | 0 | 0 | 0 | 0 | 0 | 0 | 0 | 0 | 0 | 0 | 0 | 0 | 0 | 0 | 1.2 | 1.2 | 0 | 0 | 0
[8 empty] | 1592 | March | Winter | Weekday | 0 | 0 | 0 | 0 | 0 | 0 | 0 | 0 | 0 | 0 | 0 | 0 | 0 | 0 | 0 | 0 | 0 | 0 | 0 | 0 | 0 | 0 | 0 | 0 | 0 | 0 | 0 | 0 | 0 | 0
[8 empty] | 1593 | March | Winter | Weekday | 0 | 0 | 0 | 0 | 0 | 0 | 0 | 0 | 0 | 0 | 0 | 0 | 0 | 0 | 0 | 0 | 0 | 0 | 0 | 0 | 0 | 0 | 0 | 0 | 0 | 0 | 0 | 0 | 0 | 0
[8 empty] | 1594 | March | Winter | Weekday | 0 | 0 | 0 | 0 | 0 | 0 | 0 | 0 | 0 | 0 | 0 | 0 | 0 | 0 | 0 | 0 | 0 | 0 | 0 | 0 | 0 | 0 | 0 | 0 | 0 | 0 | 0 | 0 | 0 | 0
[8 empty] | 1595 | March | Winter | Weekday | 0 | 0 | 0 | 0 | 0 | 0 | 0 | 0 | 0 | 0 | 0 | 0 | 0 | 0 | 0 | 0 | 0 | 0 | 0 | 0 | 0 | 0 | 0 | 0 | 0 | 0 | 0 | 0 | 0 | 0
[8 empty] | 1596 | March | Winter | Weekday | 0 | 0 | 0 | 0 | 0 | 0 | 0 | 0 | 0 | 0 | 0 | 0 | 0 | 0 | 0 | 0 | 0 | 0 | 0 | 0 | 0 | 0 | 0 | 0 | 0 | 0 | 0 | 0 | 0 | 0
[8 empty] | 1597 | March | Winter | Weekday | 0 | 0 | 0 | 0 | 0 | 0 | 0 | 0 | 0 | 0 | 0 | 0 | 0 | 0 | 0 | 0 | 0 | 0 | 0 | 0 | 0 | 0 | 0 | 0 | 0 | 0 | 0 | 0 | 0 | 0
[8 empty] | 1598 | March | Winter | Weekday | 0 | 0 | 0 | 0 | 0 | 0 | 0 | 0 | 0 | 0 | 0 | 0 | 0 | 0 | 0 | 0 | 0 | 0 | 0 | 0 | 0 | 0 | 0 | 0 | 0 | 0 | 0 | 0 | 0 | 0
[8 empty] | 1599 | March | Winter | Weekday | 0 | 0 | 0 | 0 | 0 | 0 | 0 | 0 | 0 | 0 | 0 | 0 | 0 | 0 | 0 | 0 | 0 | 0 | 0 | 0 | 0 | 0 | 0 | 0 | 0 | 0 | 0 | 0 | 0 | 0
[8 empty] | 1600 | March | Winter | Weekday | 0 | 0 | 0 | 0 | 0 | 0 | 0 | 0 | 0 | 0 | 0 | 0 | 0 | 0 | 0 | 0 | 0 | 0 | 0 | 0 | 0 | 0 | 0 | 0 | 0 | 0 | 0 | 0 | 0 | 0
[8 empty] | 1601 | March | Winter | Weekday | 0 | 0 | 0 | 0 | 0 | 0 | 0 | 0 | 0 | 0 | 0 | 0 | 0 | 0 | 0 | 0 | 0 | 0 | 0 | 0 | 0 | 0 | 0 | 0 | 0 | 0 | 0 | 0 | 0 | 0
[8 empty] | 1602 | March | Winter | Weekday | 0 | 0 | 0 | 0 | 0 | 0 | 0 | 0 | 0 | 0 | 0 | 0 | 0 | 0 | 0 | 0 | 0 | 0 | 0 | 0 | 0 | 0 | 0 | 0 | 0 | 0 | 0 | 0 | 0 | 0
[8 empty] | 1603 | March | Winter | Weekday | 0 | 0 | 0 | 0 | 0 | 0 | 0 | 0 | 0 | 0 | 0 | 0 | 0 | 0 | 0 | 0 | 0 | 0 | 0 | 0 | 0 | 0 | 0 | 0 | 0 | 0 | 0 | 0 | 0 | 0
[8 empty] | 1604 | March | Winter | Weekday | 0 | 0 | 0 | 0 | 0 | 0 | 0 | 0 | 0 | 0 | 0 | 0 | 0 | 0 | 0 | 0 | 0 | 0 | 0 | 0 | 0 | 0 | 0 | 0 | 0 | 0 | 0 | 0 | 0 | 0
[8 empty] | 1605 | March | Winter | Weekday | 0 | 0 | 0 | 0 | 0 | 0 | 0 | 0 | 0 | 0 | 0 | 0 | 0 | 0 | 0 | 0 | 0 | 0 | 0 | 0 | 0 | 0 | 0 | 0 | 0 | 0 | 0 | 0 | 0 | 0
[8 empty] | 1606 | March | Winter | Weekday | 0 | 0 | 0 | 0 | 0 | 0 | 0 | 0 | 0 | 0 | 0 | 0 | 0 | 0 | 0 | 0 | 0 | 0 | 0 | 0 | 0 | 0 | 0 | 0 | 0 | 0 | 0 | 0 | 0 | 0
[8 empty] | 1607 | March | Winter | Weekday | 0 | 0 | 0 | 0 | 0 | 0 | 0 | 0 | 0 | 0 | 0 | 0 | 0 | 0 | 0 | 0 | 0 | 0 | 0 | 0 | 0 | 0 | 0 | 0 | 0 | 0 | 0 | 0 | 0 | 0
[8 empty] | 1608 | March | Winter | Weekday | 0 | 0 | 0 | 0 | 0 | 0 | 0 | 0 | 0 | 0 | 0 | 0 | 0 | 0 | 0 | 0 | 0 | 0 | 0 | 0 | 0 | 0 | 0 | 0 | 0 | 0 | 0 | 0 | 0 | 0
[8 empty] | 1609 | March | Winter | Weekday | 0 | 0 | 0 | 0 | 0 | 0 | 0 | 0 | 0 | 0 | 0 | 0 | 0 | 0 | 0 | 0 | 0 | 0 | 0 | 0 | 0 | 0 | 0 | 0 | 0 | 4.8 | 4.8 | 0 | 0 | 0
[8 empty] | 1610 | March | Winter | Weekday | 0 | 0 | 0 | 0 | 0 | 0 | 0 | 0 | 0 | 0 | 0 | 0 | 0 | 0 | 0 | 0 | 0 | 0 | 0 | 0 | 0 | 0 | 0 | 0 | 0 | 4.8 | 4.8 | 0 | 0 | 0
[8 empty] | 1611 | March | Winter | Weekday | 0 | 0 | 0 | 0 | 0 | 0 | 0 | 0 | 0 | 0 | 0 | 0 | 0 | 0 | 0 | 0 | 0 | 0 | 0 | 0 | 0 | 0 | 0 | 0 | 0 | 4.8 | 4.8 | 0 | 0 | 0
[8 empty] | 1612 | March | Winter | Weekday | 0 | 0 | 0 | 0 | 0 | 0 | 0 | 0 | 0 | 0 | 0 | 0 | 0 | 0 | 0 | 0 | 0 | 0 | 0 | 0 | 0 | 0 | 0 | 0 | 0 | 4.8 | 4.8 | 0 | 0 | 0
[8 empty] | 1613 | March | Winter | Weekday | 0 | 0 | 0 | 0 | 0 | 0 | 0 | 0 | 0 | 0 | 0 | 0 | 0 | 0 | 0 | 0 | 0 | 0 | 0 | 0 | 0 | 0 | 0 | 0 | 0 | 4.8 | 4.8 | 0 | 0 | 0
[8 empty] | 1614 | March | Winter | Weekday | 0 | 0 | 0 | 0 | 0 | 0 | 0 | 0 | 0 | 0 | 0 | 0 | 0 | 0 | 0 | 0 | 0 | 0 | 0 | 0 | 0 | 0 | 0 | 0 | 0 | 4.8 | 4.8 | 0 | 0 | 0
[8 empty] | 1615 | March | Winter | Weekday | 0 | 0 | 0 | 0 | 0 | 0 | 0 | 0 | 0 | 0 | 0 | 0 | 0 | 0 | 0 | 0 | 0 | 0 | 0 | 0 | 0 | 0 | 0 | 0 | 0 | 1.2 | 1.2 | 0 | 0 | 0
[8 empty] | 1616 | March | Winter | Weekday | 0 | 0 | 0 | 0 | 0 | 0 | 0 | 0 | 0 | 0 | 0 | 0 | 0 | 0 | 0 | 0 | 0 | 0 | 0 | 0 | 0 | 0 | 0 | 0 | 0 | 0 | 0 | 0 | 0 | 0
[8 empty] | 1617 | March | Winter | Weekday | 0 | 0 | 0 | 0 | 0 | 0 | 0 | 0 | 0 | 0 | 0 | 0 | 0 | 0 | 0 | 0 | 0 | 0 | 0 | 0 | 0 | 0 | 0 | 0 | 0 | 0 | 0 | 0 | 0 | 0
[8 empty] | 1618 | March | Winter | Weekday | 0 | 0 | 0 | 0 | 0 | 0 | 0 | 0 | 0 | 0 | 0 | 0 | 0 | 0 | 0 | 0 | 0 | 0 | 0 | 0 | 0 | 0 | 0 | 0 | 0 | 0 | 0 | 0 | 0 | 0
[8 empty] | 1619 | March | Winter | Weekday | 0 | 0 | 0 | 0 | 0 | 0 | 0 | 0 | 0 | 0 | 0 | 0 | 0 | 0 | 0 | 0 | 0 | 0 | 0 | 0 | 0 | 0 | 0 | 0 | 0 | 0 | 0 | 0 | 0 | 0
[8 empty] | 1620 | March | Winter | Weekday | 0 | 0 | 0 | 0 | 0 | 0 | 0 | 0 | 0 | 0 | 0 | 0 | 0 | 0 | 0 | 0 | 0 | 0 | 0 | 0 | 0 | 0 | 0 | 0 | 0 | 0 | 0 | 0 | 0 | 0
[8 empty] | 1621 | March | Winter | Weekday | 0 | 0 | 0 | 0 | 0 | 0 | 0 | 0 | 0 | 0 | 0 | 0 | 0 | 0 | 0 | 0 | 0 | 0 | 0 | 0 | 0 | 0 | 0 | 0 | 0 | 0 | 0 | 0 | 0 | 0
[8 empty] | 1622 | March | Winter | Weekday | 0 | 0 | 0 | 0 | 0 | 0 | 0 | 0 | 0 | 0 | 0 | 0 | 0 | 0 | 0 | 0 | 0 | 0 | 0 | 0 | 0 | 0 | 0 | 0 | 0 | 0 | 0 | 0 | 0 | 0
[8 empty] | 1623 | March | Winter | Weekday | 0 | 0 | 0 | 0 | 0 | 0 | 0 | 0 | 0 | 0 | 0 | 0 | 0 | 0 | 0 | 0 | 0 | 0 | 0 | 0 | 0 | 0 | 0 | 0 | 0 | 0 | 0 | 0 | 0 | 0
[8 empty] | 1624 | March | Winter | Weekday | 0 | 0 | 0 | 0 | 0 | 0 | 0 | 0 | 0 | 0 | 0 | 0 | 0 | 0 | 0 | 0 | 0 | 0 | 0 | 0 | 0 | 0 | 0 | 0 | 0 | 0 | 0 | 0 | 0 | 0
[8 empty] | 1625 | March | Winter | Weekday | 0 | 0 | 0 | 0 | 0 | 0 | 0 | 0 | 0 | 0 | 0 | 0 | 0 | 0 | 0 | 0 | 0 | 0 | 0 | 0 | 0 | 0 | 0 | 0 | 0 | 0 | 0 | 0 | 0 | 0
[8 empty] | 1626 | March | Winter | Weekday | 0 | 0 | 0 | 0 | 0 | 0 | 0 | 0 | 0 | 0 | 0 | 0 | 0 | 0 | 0 | 0 | 0 | 0 | 0 | 0 | 0 | 0 | 0 | 0 | 0 | 0 | 0 | 0 | 0 | 0
[8 empty] | 1627 | March | Winter | Weekday | 0 | 0 | 0 | 0 | 0 | 0 | 0 | 0 | 0 | 0 | 0 | 0 | 0 | 0 | 0 | 0 | 0 | 0 | 0 | 0 | 0 | 0 | 0 | 0 | 0 | 0 | 0 | 0 | 0 | 0
[8 empty] | 1628 | March | Winter | Weekday | 0 | 0 | 0 | 0 | 0 | 0 | 0 | 0 | 0 | 0 | 0 | 0 | 0 | 0 | 0 | 0 | 0 | 0 | 0 | 0 | 0 | 0 | 0 | 0 | 0 | 0 | 0 | 0 | 0 | 0
[8 empty] | 1629 | March | Winter | Weekday | 0 | 0 | 0 | 0 | 0 | 0 | 0 | 0 | 0 | 0 | 0 | 0 | 0 | 0 | 0 | 0 | 0 | 0 | 0 | 0 | 0 | 0 | 0 | 0 | 0 | 0 | 0 | 0 | 0 | 0
[8 empty] | 1630 | March | Winter | Weekday | 0 | 0 | 0 | 0 | 0 | 0 | 0 | 0 | 0 | 0 | 0 | 0 | 0 | 0 | 0 | 0 | 0 | 0 | 0 | 0 | 0 | 0 | 0 | 0 | 0 | 0 | 0 | 0 | 0 | 0
[8 empty] | 1631 | March | Winter | Weekday | 0 | 0 | 0 | 0 | 0 | 0 | 0 | 0 | 0 | 0 | 0 | 0 | 0 | 0 | 0 | 0 | 0 | 0 | 0 | 0 | 0 | 0 | 0 | 0 | 0 | 0 | 0 | 0 | 0 | 0
[8 empty] | 1632 | March | Winter | Weekday | 0 | 0 | 0 | 0 | 0 | 0 | 0 | 0 | 0 | 0 | 0 | 0 | 0 | 0 | 0 | 0 | 0 | 0 | 0 | 0 | 0 | 0 | 0 | 0 | 0 | 0 | 0 | 0 | 0 | 0
[8 empty] | 1633 | March | Winter | Weekday | 0 | 0 | 0 | 0 | 0 | 0 | 0 | 0 | 0 | 0 | 0 | 0 | 0 | 0 | 0 | 0 | 0 | 0 | 0 | 0 | 0 | 0 | 0 | 0 | 0 | 4.8 | 4.8 | 0 | 0 | 0
[8 empty] | 1634 | March | Winter | Weekday | 0 | 0 | 0 | 0 | 0 | 0 | 0 | 0 | 0 | 0 | 0 | 0 | 0 | 0 | 0 | 0 | 0 | 0 | 0 | 0 | 0 | 0 | 0 | 0 | 0 | 4.8 | 4.8 | 0 | 0 | 0
[8 empty] | 1635 | March | Winter | Weekday | 0 | 0 | 0 | 0 | 0 | 0 | 0 | 0 | 0 | 0 | 0 | 0 | 0 | 0 | 0 | 0 | 0 | 0 | 0 | 0 | 0 | 0 | 0 | 0 | 0 | 4.8 | 4.8 | 0 | 0 | 0
[8 empty] | 1636 | March | Winter | Weekday | 0 | 0 | 0 | 0 | 0 | 0 | 0 | 0 | 0 | 0 | 0 | 0 | 0 | 0 | 0 | 0 | 0 | 0 | 0 | 0 | 0 | 0 | 0 | 0 | 0 | 4.8 | 4.8 | 0 | 0 | 0
[8 empty] | 1637 | March | Winter | Weekday | 0 | 0 | 0 | 0 | 0 | 0 | 0 | 0 | 0 | 0 | 0 | 0 | 0 | 0 | 0 | 0 | 0 | 0 | 0 | 0 | 0 | 0 | 0 | 0 | 0 | 4.8 | 4.8 | 0 | 0 | 0
[8 empty] | 1638 | March | Winter | Weekday | 0 | 0 | 0 | 0 | 0 | 0 | 0 | 0 | 0 | 0 | 0 | 0 | 0 | 0 | 0 | 0 | 0 | 0 | 0 | 0 | 0 | 0 | 0 | 0 | 0 | 4.8 | 4.8 | 0 | 0 | 0
[8 empty] | 1639 | March | Winter | Weekday | 0 | 0 | 0 | 0 | 0 | 0 | 0 | 0 | 0 | 0 | 0 | 0 | 0 | 0 | 0 | 0 | 0 | 0 | 0 | 0 | 0 | 0 | 0 | 0 | 0 | 1.2 | 1.2 | 0 | 0 | 0
[8 empty] | 1640 | March | Winter | Weekday | 0 | 0 | 0 | 0 | 0 | 0 | 0 | 0 | 0 | 0 | 0 | 0 | 0 | 0 | 0 | 0 | 0 | 0 | 0 | 0 | 0 | 0 | 0 | 0 | 0 | 0 | 0 | 0 | 0 | 0
[8 empty] | 1641 | March | Winter | Weekday | 0 | 0 | 0 | 0 | 0 | 0 | 0 | 0 | 0 | 0 | 0 | 0 | 0 | 0 | 0 | 0 | 0 | 0 | 0 | 0 | 0 | 0 | 0 | 0 | 0 | 0 | 0 | 0 | 0 | 0
[8 empty] | 1642 | March | Winter | Weekday | 0 | 0 | 0 | 0 | 0 | 0 | 0 | 0 | 0 | 0 | 0 | 0 | 0 | 0 | 0 | 0 | 0 | 0 | 0 | 0 | 0 | 0 | 0 | 0 | 0 | 0 | 0 | 0 | 0 | 0
[8 empty] | 1643 | March | Winter | Weekday | 0 | 0 | 0 | 0 | 0 | 0 | 0 | 0 | 0 | 0 | 0 | 0 | 0 | 0 | 0 | 0 | 0 | 0 | 0 | 0 | 0 | 0 | 0 | 0 | 0 | 0 | 0 | 0 | 0 | 0
[8 empty] | 1644 | March | Winter | Weekday | 0 | 0 | 0 | 0 | 0 | 0 | 0 | 0 | 0 | 0 | 0 | 0 | 0 | 0 | 0 | 0 | 0 | 0 | 0 | 0 | 0 | 0 | 0 | 0 | 0 | 0 | 0 | 0 | 0 | 0
[8 empty] | 1645 | March | Winter | Weekday | 0 | 0 | 0 | 0 | 0 | 0 | 0 | 0 | 0 | 0 | 0 | 0 | 0 | 0 | 0 | 0 | 0 | 0 | 0 | 0 | 0 | 0 | 0 | 0 | 0 | 0 | 0 | 0 | 0 | 0
[8 empty] | 1646 | March | Winter | Weekday | 0 | 0 | 0 | 0 | 0 | 0 | 0 | 0 | 0 | 0 | 0 | 0 | 0 | 0 | 0 | 0 | 0 | 0 | 0 | 0 | 0 | 0 | 0 | 0 | 0 | 0 | 0 | 0 | 0 | 0
[8 empty] | 1647 | March | Winter | Weekday | 0 | 0 | 0 | 0 | 0 | 0 | 0 | 0 | 0 | 0 | 0 | 0 | 0 | 0 | 0 | 0 | 0 | 0 | 0 | 0 | 0 | 0 | 0 | 0 | 0 | 0 | 0 | 0 | 0 | 0
[8 empty] | 1648 | March | Winter | Weekday | 0 | 0 | 0 | 0 | 0 | 0 | 0 | 0 | 0 | 0 | 0 | 0 | 0 | 0 | 0 | 0 | 0 | 0 | 0 | 0 | 0 | 0 | 0 | 0 | 0 | 0 | 0 | 0 | 0 | 0
[8 empty] | 1649 | March | Winter | Weekday | 0 | 0 | 0 | 0 | 0 | 0 | 0 | 0 | 0 | 0 | 0 | 0 | 0 | 0 | 0 | 0 | 0 | 0 | 0 | 0 | 0 | 0 | 0 | 0 | 0 | 0 | 0 | 0 | 0 | 0
[8 empty] | 1650 | March | Winter | Weekday | 0 | 0 | 0 | 0 | 0 | 0 | 0 | 0 | 0 | 0 | 0 | 0 | 0 | 0 | 0 | 0 | 0 | 0 | 0 | 0 | 0 | 0 | 0 | 0 | 0 | 0 | 0 | 0 | 0 | 0
[8 empty] | 1651 | March | Winter | Weekday | 0 | 0 | 0 | 0 | 0 | 0 | 0 | 0 | 0 | 0 | 0 | 0 | 0 | 0 | 0 | 0 | 0 | 0 | 0 | 0 | 0 | 0 | 0 | 0 | 0 | 0 | 0 | 0 | 0 | 0
[8 empty] | 1652 | March | Winter | Weekday | 0 | 0 | 0 | 0 | 0 | 0 | 0 | 0 | 0 | 0 | 0 | 0 | 0 | 0 | 0 | 0 | 0 | 0 | 0 | 0 | 0 | 0 | 0 | 0 | 0 | 0 | 0 | 0 | 0 | 0
[8 empty] | 1653 | March | Winter | Weekday | 0 | 0 | 0 | 0 | 0 | 0 | 0 | 0 | 0 | 0 | 0 | 0 | 0 | 0 | 0 | 0 | 0 | 0 | 0 | 0 | 0 | 0 | 0 | 0 | 0 | 0 | 0 | 0 | 0 | 0
[8 empty] | 1654 | March | Winter | Weekday | 0 | 0 | 0 | 0 | 0 | 0 | 0 | 0 | 0 | 0 | 0 | 0 | 0 | 0 | 0 | 0 | 0 | 0 | 0 | 0 | 0 | 0 | 0 | 0 | 0 | 0 | 0 | 0 | 0 | 0
[8 empty] | 1655 | March | Winter | Weekday | 0 | 0 | 0 | 0 | 0 | 0 | 0 | 0 | 0 | 0 | 0 | 0 | 0 | 0 | 0 | 0 | 0 | 0 | 0 | 0 | 0 | 0 | 0 | 0 | 0 | 0 | 0 | 0 | 0 | 0
[8 empty] | 1656 | March | Winter | Weekday | 0 | 0 | 0 | 0 | 0 | 0 | 0 | 0 | 0 | 0 | 0 | 0 | 0 | 0 | 0 | 0 | 0 | 0 | 0 | 0 | 0 | 0 | 0 | 0 | 0 | 0 | 0 | 0 | 0 | 0
[8 empty] | 1657 | March | Winter | Weekend | 0 | 0 | 0 | 0 | 0 | 0 | 0 | 0 | 0 | 0 | 0 | 0 | 0 | 0 | 0 | 0 | 0 | 0 | 0 | 0 | 0 | 0 | 0 | 0 | 0 | 4.8 | 4.8 | 0 | 0 | 0
[8 empty] | 1658 | March | Winter | Weekend | 0 | 0 | 0 | 0 | 0 | 0 | 0 | 0 | 0 | 0 | 0 | 0 | 0 | 0 | 0 | 0 | 0 | 0 | 0 | 0 | 0 | 0 | 0 | 0 | 0 | 4.8 | 4.8 | 0 | 0 | 0
[8 empty] | 1659 | March | Winter | Weekend | 0 | 0 | 0 | 0 | 0 | 0 | 0 | 0 | 0 | 0 | 0 | 0 | 0 | 0 | 0 | 0 | 0 | 0 | 0 | 0 | 0 | 0 | 0 | 0 | 0 | 4.8 | 4.8 | 0 | 0 | 0
[8 empty] | 1660 | March | Winter | Weekend | 0 | 0 | 0 | 0 | 0 | 0 | 0 | 0 | 0 | 0 | 0 | 0 | 0 | 0 | 0 | 0 | 0 | 0 | 0 | 0 | 0 | 0 | 0 | 0 | 0 | 4.8 | 4.8 | 0 | 0 | 0
[8 empty] | 1661 | March | Winter | Weekend | 0 | 0 | 0 | 0 | 0 | 0 | 0 | 0 | 0 | 0 | 0 | 0 | 0 | 0 | 0 | 0 | 0 | 0 | 0 | 0 | 0 | 0 | 0 | 0 | 0 | 4.8 | 4.8 | 0 | 0 | 0
[8 empty] | 1662 | March | Winter | Weekend | 0 | 0 | 0 | 0 | 0 | 0 | 0 | 0 | 0 | 0 | 0 | 0 | 0 | 0 | 0 | 0 | 0 | 0 | 0 | 0 | 0 | 0 | 0 | 0 | 0 | 4.8 | 4.8 | 0 | 0 | 0
[8 empty] | 1663 | March | Winter | Weekend | 0 | 0 | 0 | 0 | 0 | 0 | 0 | 0 | 0 | 0 | 0 | 0 | 0 | 0 | 0 | 0 | 0 | 0 | 0 | 0 | 0 | 0 | 0 | 0 | 0 | 1.2 | 1.2 | 0 | 0 | 0
[8 empty] | 1664 | March | Winter | Weekend | 0 | 0 | 0 | 0 | 0 | 0 | 0 | 0 | 0 | 0 | 0 | 0 | 0 | 0 | 0 | 0 | 0 | 0 | 0 | 0 | 0 | 0 | 0 | 0 | 0 | 0 | 0 | 0 | 0 | 0
[8 empty] | 1665 | March | Winter | Weekend | 0 | 0 | 0 | 0 | 0 | 0 | 0 | 0 | 0 | 0 | 0 | 0 | 0 | 0 | 0 | 0 | 0 | 0 | 0 | 0 | 0 | 0 | 0 | 0 | 0 | 0 | 0 | 0 | 0 | 0
[8 empty] | 1666 | March | Winter | Weekend | 0 | 0 | 0 | 0 | 0 | 0 | 0 | 0 | 0 | 0 | 0 | 0 | 0 | 0 | 0 | 0 | 0 | 0 | 0 | 0 | 0 | 0 | 0 | 0 | 0 | 0 | 0 | 0 | 0 | 0
[8 empty] | 1667 | March | Winter | Weekend | 0 | 0 | 0 | 0 | 0 | 0 | 0 | 0 | 0 | 0 | 0 | 0 | 0 | 0 | 0 | 0 | 0 | 0 | 0 | 0 | 0 | 0 | 0 | 0 | 0 | 0 | 0 | 0 | 0 | 0
[8 empty] | 1668 | March | Winter | Weekend | 0 | 0 | 0 | 0 | 0 | 0 | 0 | 0 | 0 | 0 | 0 | 0 | 0 | 0 | 0 | 0 | 0 | 0 | 0 | 0 | 0 | 0 | 0 | 0 | 0 | 0 | 0 | 0 | 0 | 0
[8 empty] | 1669 | March | Winter | Weekend | 0 | 0 | 0 | 0 | 0 | 0 | 0 | 0 | 0 | 0 | 0 | 0 | 0 | 0 | 0 | 0 | 0 | 0 | 0 | 0 | 0 | 0 | 0 | 0 | 0 | 0 | 0 | 0 | 0 | 0
[8 empty] | 1670 | March | Winter | Weekend | 0 | 0 | 0 | 0 | 0 | 0 | 0 | 0 | 0 | 0 | 0 | 0 | 0 | 0 | 0 | 0 | 0 | 0 | 0 | 0 | 0 | 0 | 0 | 0 | 0 | 0 | 0 | 0 | 0 | 0
[8 empty] | 1671 | March | Winter | Weekend | 0 | 0 | 0 | 0 | 0 | 0 | 0 | 0 | 0 | 0 | 0 | 0 | 0 | 0 | 0 | 0 | 0 | 0 | 0 | 0 | 0 | 0 | 0 | 0 | 0 | 0 | 0 | 0 | 0 | 0
[8 empty] | 1672 | March | Winter | Weekend | 0 | 0 | 0 | 0 | 0 | 0 | 0 | 0 | 0 | 0 | 0 | 0 | 0 | 0 | 0 | 0 | 0 | 0 | 0 | 0 | 0 | 0 | 0 | 0 | 0 | 0 | 0 | 0 | 0 | 0
[8 empty] | 1673 | March | Winter | Weekend | 0 | 0 | 0 | 0 | 0 | 0 | 0 | 0 | 0 | 0 | 0 | 0 | 0 | 0 | 0 | 0 | 0 | 0 | 0 | 0 | 0 | 0 | 0 | 0 | 0 | 0 | 0 | 0 | 0 | 0
[8 empty] | 1674 | March | Winter | Weekend | 0 | 0 | 0 | 0 | 0 | 0 | 0 | 0 | 0 | 0 | 0 | 0 | 0 | 0 | 0 | 0 | 0 | 0 | 0 | 0 | 0 | 0 | 0 | 0 | 0 | 0 | 0 | 0 | 0 | 0
[8 empty] | 1675 | March | Winter | Weekend | 0 | 0 | 0 | 0 | 0 | 0 | 0 | 0 | 0 | 0 | 0 | 0 | 0 | 0 | 0 | 0 | 0 | 0 | 0 | 0 | 0 | 0 | 0 | 0 | 0 | 0 | 0 | 0 | 0 | 0
[8 empty] | 1676 | March | Winter | Weekend | 0 | 0 | 0 | 0 | 0 | 0 | 0 | 0 | 0 | 0 | 0 | 0 | 0 | 0 | 0 | 0 | 0 | 0 | 0 | 0 | 0 | 0 | 0 | 0 | 0 | 0 | 0 | 0 | 0 | 0
[8 empty] | 1677 | March | Winter | Weekend | 0 | 0 | 0 | 0 | 0 | 0 | 0 | 0 | 0 | 0 | 0 | 0 | 0 | 0 | 0 | 0 | 0 | 0 | 0 | 0 | 0 | 0 | 0 | 0 | 0 | 0 | 0 | 0 | 0 | 0
[8 empty] | 1678 | March | Winter | Weekend | 0 | 0 | 0 | 0 | 0 | 0 | 0 | 0 | 0 | 0 | 0 | 0 | 0 | 0 | 0 | 0 | 0 | 0 | 0 | 0 | 0 | 0 | 0 | 0 | 0 | 0 | 0 | 0 | 0 | 0
[8 empty] | 1679 | March | Winter | Weekend | 0 | 0 | 0 | 0 | 0 | 0 | 0 | 0 | 0 | 0 | 0 | 0 | 0 | 0 | 0 | 0 | 0 | 0 | 0 | 0 | 0 | 0 | 0 | 0 | 0 | 0 | 0 | 0 | 0 | 0
[8 empty] | 1680 | March | Winter | Weekend | 0 | 0 | 0 | 0 | 0 | 0 | 0 | 0 | 0 | 0 | 0 | 0 | 0 | 0 | 0 | 0 | 0 | 0 | 0 | 0 | 0 | 0 | 0 | 0 | 0 | 0 | 0 | 0 | 0 | 0
[8 empty] | 1681 | March | Winter | Weekend | 0 | 0 | 0 | 0 | 0 | 0 | 0 | 0 | 0 | 0 | 0 | 0 | 0 | 0 | 0 | 0 | 0 | 0 | 0 | 0 | 0 | 0 | 0 | 0 | 0 | 4.8 | 4.8 | 0 | 0 | 0
[8 empty] | 1682 | March | Winter | Weekend | 0 | 0 | 0 | 0 | 0 | 0 | 0 | 0 | 0 | 0 | 0 | 0 | 0 | 0 | 0 | 0 | 0 | 0 | 0 | 0 | 0 | 0 | 0 | 0 | 0 | 4.8 | 4.8 | 0 | 0 | 0
[8 empty] | 1683 | March | Winter | Weekend | 0 | 0 | 0 | 0 | 0 | 0 | 0 | 0 | 0 | 0 | 0 | 0 | 0 | 0 | 0 | 0 | 0 | 0 | 0 | 0 | 0 | 0 | 0 | 0 | 0 | 4.8 | 4.8 | 0 | 0 | 0
[8 empty] | 1684 | March | Winter | Weekend | 0 | 0 | 0 | 0 | 0 | 0 | 0 | 0 | 0 | 0 | 0 | 0 | 0 | 0 | 0 | 0 | 0 | 0 | 0 | 0 | 0 | 0 | 0 | 0 | 0 | 4.8 | 4.8 | 0 | 0 | 0
[8 empty] | 1685 | March | Winter | Weekend | 0 | 0 | 0 | 0 | 0 | 0 | 0 | 0 | 0 | 0 | 0 | 0 | 0 | 0 | 0 | 0 | 0 | 0 | 0 | 0 | 0 | 0 | 0 | 0 | 0 | 4.8 | 4.8 | 0 | 0 | 0
[8 empty] | 1686 | March | Winter | Weekend | 0 | 0 | 0 | 0 | 0 | 0 | 0 | 0 | 0 | 0 | 0 | 0 | 0 | 0 | 0 | 0 | 0 | 0 | 0 | 0 | 0 | 0 | 0 | 0 | 0 | 4.8 | 4.8 | 0 | 0 | 0
[8 empty] | 1687 | March | Winter | Weekend | 0 | 0 | 0 | 0 | 0 | 0 | 0 | 0 | 0 | 0 | 0 | 0 | 0 | 0 | 0 | 0 | 0 | 0 | 0 | 0 | 0 | 0 | 0 | 0 | 0 | 1.2 | 1.2 | 0 | 0 | 0
[8 empty] | 1688 | March | Winter | Weekend | 0 | 0 | 0 | 0 | 0 | 0 | 0 | 0 | 0 | 0 | 0 | 0 | 0 | 0 | 0 | 0 | 0 | 0 | 0 | 0 | 0 | 0 | 0 | 0 | 0 | 0 | 0 | 0 | 0 | 0
[8 empty] | 1689 | March | Winter | Weekend | 0 | 0 | 0 | 0 | 0 | 0 | 0 | 0 | 0 | 0 | 0 | 0 | 0 | 0 | 0 | 0 | 0 | 0 | 0 | 0 | 0 | 0 | 0 | 0 | 0 | 0 | 0 | 0 | 0 | 0
[8 empty] | 1690 | March | Winter | Weekend | 0 | 0 | 0 | 0 | 0 | 0 | 0 | 0 | 0 | 0 | 0 | 0 | 0 | 0 | 0 | 0 | 0 | 0 | 0 | 0 | 0 | 0 | 0 | 0 | 0 | 0 | 0 | 0 | 0 | 0
[8 empty] | 1691 | March | Winter | Weekend | 0 | 0 | 0 | 0 | 0 | 0 | 0 | 0 | 0 | 0 | 0 | 0 | 0 | 0 | 0 | 0 | 0 | 0 | 0 | 0 | 0 | 0 | 0 | 0 | 0 | 0 | 0 | 0 | 0 | 0
[8 empty] | 1692 | March | Winter | Weekend | 0 | 0 | 0 | 0 | 0 | 0 | 0 | 0 | 0 | 0 | 0 | 0 | 0 | 0 | 0 | 0 | 0 | 0 | 0 | 0 | 0 | 0 | 0 | 0 | 0 | 0 | 0 | 0 | 0 | 0
[8 empty] | 1693 | March | Winter | Weekend | 0 | 0 | 0 | 0 | 0 | 0 | 0 | 0 | 0 | 0 | 0 | 0 | 0 | 0 | 0 | 0 | 0 | 0 | 0 | 0 | 0 | 0 | 0 | 0 | 0 | 0 | 0 | 0 | 0 | 0
[8 empty] | 1694 | March | Winter | Weekend | 0 | 0 | 0 | 0 | 0 | 0 | 0 | 0 | 0 | 0 | 0 | 0 | 0 | 0 | 0 | 0 | 0 | 0 | 0 | 0 | 0 | 0 | 0 | 0 | 0 | 0 | 0 | 0 | 0 | 0
[8 empty] | 1695 | March | Winter | Weekend | 0 | 0 | 0 | 0 | 0 | 0 | 0 | 0 | 0 | 0 | 0 | 0 | 0 | 0 | 0 | 0 | 0 | 0 | 0 | 0 | 0 | 0 | 0 | 0 | 0 | 0 | 0 | 0 | 0 | 0
[8 empty] | 1696 | March | Winter | Weekend | 0 | 0 | 0 | 0 | 0 | 0 | 0 | 0 | 0 | 0 | 0 | 0 | 0 | 0 | 0 | 0 | 0 | 0 | 0 | 0 | 0 | 0 | 0 | 0 | 0 | 0 | 0 | 0 | 0 | 0
[8 empty] | 1697 | March | Winter | Weekend | 0 | 0 | 0 | 0 | 0 | 0 | 0 | 0 | 0 | 0 | 0 | 0 | 0 | 0 | 0 | 0 | 0 | 0 | 0 | 0 | 0 | 0 | 0 | 0 | 0 | 0 | 0 | 0 | 0 | 0
[8 empty] | 1698 | March | Winter | Weekend | 0 | 0 | 0 | 0 | 0 | 0 | 0 | 0 | 0 | 0 | 0 | 0 | 0 | 0 | 0 | 0 | 0 | 0 | 0 | 0 | 0 | 0 | 0 | 0 | 0 | 0 | 0 | 0 | 0 | 0
[8 empty] | 1699 | March | Winter | Weekend | 0 | 0 | 0 | 0 | 0 | 0 | 0 | 0 | 0 | 0 | 0 | 0 | 0 | 0 | 0 | 0 | 0 | 0 | 0 | 0 | 0 | 0 | 0 | 0 | 0 | 0 | 0 | 0 | 0 | 0
[8 empty] | 1700 | March | Winter | Weekend | 0 | 0 | 0 | 0 | 0 | 0 | 0 | 0 | 0 | 0 | 0 | 0 | 0 | 0 | 0 | 0 | 0 | 0 | 0 | 0 | 0 | 0 | 0 | 0 | 0 | 0 | 0 | 0 | 0 | 0
[8 empty] | 1701 | March | Winter | Weekend | 0 | 0 | 0 | 0 | 0 | 0 | 0 | 0 | 0 | 0 | 0 | 0 | 0 | 0 | 0 | 0 | 0 | 0 | 0 | 0 | 0 | 0 | 0 | 0 | 0 | 0 | 0 | 0 | 0 | 0
[8 empty] | 1702 | March | Winter | Weekend | 0 | 0 | 0 | 0 | 0 | 0 | 0 | 0 | 0 | 0 | 0 | 0 | 0 | 0 | 0 | 0 | 0 | 0 | 0 | 0 | 0 | 0 | 0 | 0 | 0 | 0 | 0 | 0 | 0 | 0
[8 empty] | 1703 | March | Winter | Weekend | 0 | 0 | 0 | 0 | 0 | 0 | 0 | 0 | 0 | 0 | 0 | 0 | 0 | 0 | 0 | 0 | 0 | 0 | 0 | 0 | 0 | 0 | 0 | 0 | 0 | 0 | 0 | 0 | 0 | 0
[8 empty] | 1704 | March | Winter | Weekend | 0 | 0 | 0 | 0 | 0 | 0 | 0 | 0 | 0 | 0 | 0 | 0 | 0 | 0 | 0 | 0 | 0 | 0 | 0 | 0 | 0 | 0 | 0 | 0 | 0 | 0 | 0 | 0 | 0 | 0
[8 empty] | 1705 | March | Winter | Weekday | 0 | 0 | 0 | 0 | 0 | 0 | 0 | 0 | 0 | 0 | 0 | 0 | 0 | 0 | 0 | 0 | 0 | 0 | 0 | 0 | 0 | 0 | 0 | 0 | 0 | 4.8 | 4.8 | 0 | 0 | 0
[8 empty] | 1706 | March | Winter | Weekday | 0 | 0 | 0 | 0 | 0 | 0 | 0 | 0 | 0 | 0 | 0 | 0 | 0 | 0 | 0 | 0 | 0 | 0 | 0 | 0 | 0 | 0 | 0 | 0 | 0 | 4.8 | 4.8 | 0 | 0 | 0
[8 empty] | 1707 | March | Winter | Weekday | 0 | 0 | 0 | 0 | 0 | 0 | 0 | 0 | 0 | 0 | 0 | 0 | 0 | 0 | 0 | 0 | 0 | 0 | 0 | 0 | 0 | 0 | 0 | 0 | 0 | 4.8 | 4.8 | 0 | 0 | 0
[8 empty] | 1708 | March | Winter | Weekday | 0 | 0 | 0 | 0 | 0 | 0 | 0 | 0 | 0 | 0 | 0 | 0 | 0 | 0 | 0 | 0 | 0 | 0 | 0 | 0 | 0 | 0 | 0 | 0 | 0 | 4.8 | 4.8 | 0 | 0 | 0
[8 empty] | 1709 | March | Winter | Weekday | 0 | 0 | 0 | 0 | 0 | 0 | 0 | 0 | 0 | 0 | 0 | 0 | 0 | 0 | 0 | 0 | 0 | 0 | 0 | 0 | 0 | 0 | 0 | 0 | 0 | 4.8 | 4.8 | 0 | 0 | 0
[8 empty] | 1710 | March | Winter | Weekday | 0 | 0 | 0 | 0 | 0 | 0 | 0 | 0 | 0 | 0 | 0 | 0 | 0 | 0 | 0 | 0 | 0 | 0 | 0 | 0 | 0 | 0 | 0 | 0 | 0 | 4.8 | 4.8 | 0 | 0 | 0
[8 empty] | 1711 | March | Winter | Weekday | 0 | 0 | 0 | 0 | 0 | 0 | 0 | 0 | 0 | 0 | 0 | 0 | 0 | 0 | 0 | 0 | 0 | 0 | 0 | 0 | 0 | 0 | 0 | 0 | 0 | 1.2 | 1.2 | 0 | 0 | 0
[8 empty] | 1712 | March | Winter | Weekday | 0 | 0 | 0 | 0 | 0 | 0 | 0 | 0 | 0 | 0 | 0 | 0 | 0 | 0 | 0 | 0 | 0 | 0 | 0 | 0 | 0 | 0 | 0 | 0 | 0 | 0 | 0 | 0 | 0 | 0
[8 empty] | 1713 | March | Winter | Weekday | 0 | 0 | 0 | 0 | 0 | 0 | 0 | 0 | 0 | 0 | 0 | 0 | 0 | 0 | 0 | 0 | 0 | 0 | 0 | 0 | 0 | 0 | 0 | 0 | 0 | 0 | 0 | 0 | 0 | 0
[8 empty] | 1714 | March | Winter | Weekday | 0 | 0 | 0 | 0 | 0 | 0 | 0 | 0 | 0 | 0 | 0 | 0 | 0 | 0 | 0 | 0 | 0 | 0 | 0 | 0 | 0 | 0 | 0 | 0 | 0 | 0 | 0 | 0 | 0 | 0
[8 empty] | 1715 | March | Winter | Weekday | 0 | 0 | 0 | 0 | 0 | 0 | 0 | 0 | 0 | 0 | 0 | 0 | 0 | 0 | 0 | 0 | 0 | 0 | 0 | 0 | 0 | 0 | 0 | 0 | 0 | 0 | 0 | 0 | 0 | 0
[8 empty] | 1716 | March | Winter | Weekday | 0 | 0 | 0 | 0 | 0 | 0 | 0 | 0 | 0 | 0 | 0 | 0 | 0 | 0 | 0 | 0 | 0 | 0 | 0 | 0 | 0 | 0 | 0 | 0 | 0 | 0 | 0 | 0 | 0 | 0
[8 empty] | 1717 | March | Winter | Weekday | 0 | 0 | 0 | 0 | 0 | 0 | 0 | 0 | 0 | 0 | 0 | 0 | 0 | 0 | 0 | 0 | 0 | 0 | 0 | 0 | 0 | 0 | 0 | 0 | 0 | 0 | 0 | 0 | 0 | 0
[8 empty] | 1718 | March | Winter | Weekday | 0 | 0 | 0 | 0 | 0 | 0 | 0 | 0 | 0 | 0 | 0 | 0 | 0 | 0 | 0 | 0 | 0 | 0 | 0 | 0 | 0 | 0 | 0 | 0 | 0 | 0 | 0 | 0 | 0 | 0
[8 empty] | 1719 | March | Winter | Weekday | 0 | 0 | 0 | 0 | 0 | 0 | 0 | 0 | 0 | 0 | 0 | 0 | 0 | 0 | 0 | 0 | 0 | 0 | 0 | 0 | 0 | 0 | 0 | 0 | 0 | 0 | 0 | 0 | 0 | 0
[8 empty] | 1720 | March | Winter | Weekday | 0 | 0 | 0 | 0 | 0 | 0 | 0 | 0 | 0 | 0 | 0 | 0 | 0 | 0 | 0 | 0 | 0 | 0 | 0 | 0 | 0 | 0 | 0 | 0 | 0 | 0 | 0 | 0 | 0 | 0
[8 empty] | 1721 | March | Winter | Weekday | 0 | 0 | 0 | 0 | 0 | 0 | 0 | 0 | 0 | 0 | 0 | 0 | 0 | 0 | 0 | 0 | 0 | 0 | 0 | 0 | 0 | 0 | 0 | 0 | 0 | 0 | 0 | 0 | 0 | 0
[8 empty] | 1722 | March | Winter | Weekday | 0 | 0 | 0 | 0 | 0 | 0 | 0 | 0 | 0 | 0 | 0 | 0 | 0 | 0 | 0 | 0 | 0 | 0 | 0 | 0 | 0 | 0 | 0 | 0 | 0 | 0 | 0 | 0 | 0 | 0
[8 empty] | 1723 | March | Winter | Weekday | 0 | 0 | 0 | 0 | 0 | 0 | 0 | 0 | 0 | 0 | 0 | 0 | 0 | 0 | 0 | 0 | 0 | 0 | 0 | 0 | 0 | 0 | 0 | 0 | 0 | 0 | 0 | 0 | 0 | 0
[8 empty] | 1724 | March | Winter | Weekday | 0 | 0 | 0 | 0 | 0 | 0 | 0 | 0 | 0 | 0 | 0 | 0 | 0 | 0 | 0 | 0 | 0 | 0 | 0 | 0 | 0 | 0 | 0 | 0 | 0 | 0 | 0 | 0 | 0 | 0
[8 empty] | 1725 | March | Winter | Weekday | 0 | 0 | 0 | 0 | 0 | 0 | 0 | 0 | 0 | 0 | 0 | 0 | 0 | 0 | 0 | 0 | 0 | 0 | 0 | 0 | 0 | 0 | 0 | 0 | 0 | 0 | 0 | 0 | 0 | 0
[8 empty] | 1726 | March | Winter | Weekday | 0 | 0 | 0 | 0 | 0 | 0 | 0 | 0 | 0 | 0 | 0 | 0 | 0 | 0 | 0 | 0 | 0 | 0 | 0 | 0 | 0 | 0 | 0 | 0 | 0 | 0 | 0 | 0 | 0 | 0
[8 empty] | 1727 | March | Winter | Weekday | 0 | 0 | 0 | 0 | 0 | 0 | 0 | 0 | 0 | 0 | 0 | 0 | 0 | 0 | 0 | 0 | 0 | 0 | 0 | 0 | 0 | 0 | 0 | 0 | 0 | 0 | 0 | 0 | 0 | 0
[8 empty] | 1728 | March | Winter | Weekday | 0 | 0 | 0 | 0 | 0 | 0 | 0 | 0 | 0 | 0 | 0 | 0 | 0 | 0 | 0 | 0 | 0 | 0 | 0 | 0 | 0 | 0 | 0 | 0 | 0 | 0 | 0 | 0 | 0 | 0
[8 empty] | 1729 | March | Winter | Weekday | 0 | 0 | 0 | 0 | 0 | 0 | 0 | 0 | 0 | 0 | 0 | 0 | 0 | 0 | 0 | 0 | 0 | 0 | 0 | 0 | 0 | 0 | 0 | 0 | 0 | 4.8 | 4.8 | 0 | 0 | 0
[8 empty] | 1730 | March | Winter | Weekday | 0 | 0 | 0 | 0 | 0 | 0 | 0 | 0 | 0 | 0 | 0 | 0 | 0 | 0 | 0 | 0 | 0 | 0 | 0 | 0 | 0 | 0 | 0 | 0 | 0 | 4.8 | 4.8 | 0 | 0 | 0
[8 empty] | 1731 | March | Winter | Weekday | 0 | 0 | 0 | 0 | 0 | 0 | 0 | 0 | 0 | 0 | 0 | 0 | 0 | 0 | 0 | 0 | 0 | 0 | 0 | 0 | 0 | 0 | 0 | 0 | 0 | 4.8 | 4.8 | 0 | 0 | 0
[8 empty] | 1732 | March | Winter | Weekday | 0 | 0 | 0 | 0 | 0 | 0 | 0 | 0 | 0 | 0 | 0 | 0 | 0 | 0 | 0 | 0 | 0 | 0 | 0 | 0 | 0 | 0 | 0 | 0 | 0 | 4.8 | 4.8 | 0 | 0 | 0
[8 empty] | 1733 | March | Winter | Weekday | 0 | 0 | 0 | 0 | 0 | 0 | 0 | 0 | 0 | 0 | 0 | 0 | 0 | 0 | 0 | 0 | 0 | 0 | 0 | 0 | 0 | 0 | 0 | 0 | 0 | 4.8 | 4.8 | 0 | 0 | 0
[8 empty] | 1734 | March | Winter | Weekday | 0 | 0 | 0 | 0 | 0 | 0 | 0 | 0 | 0 | 0 | 0 | 0 | 0 | 0 | 0 | 0 | 0 | 0 | 0 | 0 | 0 | 0 | 0 | 0 | 0 | 4.8 | 4.8 | 0 | 0 | 0
[8 empty] | 1735 | March | Winter | Weekday | 0 | 0 | 0 | 0 | 0 | 0 | 0 | 0 | 0 | 0 | 0 | 0 | 0 | 0 | 0 | 0 | 0 | 0 | 0 | 0 | 0 | 0 | 0 | 0 | 0 | 1.2 | 1.2 | 0 | 0 | 0
[8 empty] | 1736 | March | Winter | Weekday | 0 | 0 | 0 | 0 | 0 | 0 | 0 | 0 | 0 | 0 | 0 | 0 | 0 | 0 | 0 | 0 | 0 | 0 | 0 | 0 | 0 | 0 | 0 | 0 | 0 | 0 | 0 | 0 | 0 | 0
[8 empty] | 1737 | March | Winter | Weekday | 0 | 0 | 0 | 0 | 0 | 0 | 0 | 0 | 0 | 0 | 0 | 0 | 0 | 0 | 0 | 0 | 0 | 0 | 0 | 0 | 0 | 0 | 0 | 0 | 0 | 0 | 0 | 0 | 0 | 0
[8 empty] | 1738 | March | Winter | Weekday | 0 | 0 | 0 | 0 | 0 | 0 | 0 | 0 | 0 | 0 | 0 | 0 | 0 | 0 | 0 | 0 | 0 | 0 | 0 | 0 | 0 | 0 | 0 | 0 | 0 | 0 | 0 | 0 | 0 | 0
[8 empty] | 1739 | March | Winter | Weekday | 0 | 0 | 0 | 0 | 0 | 0 | 0 | 0 | 0 | 0 | 0 | 0 | 0 | 0 | 0 | 0 | 0 | 0 | 0 | 0 | 0 | 0 | 0 | 0 | 0 | 0 | 0 | 0 | 0 | 0
[8 empty] | 1740 | March | Winter | Weekday | 0 | 0 | 0 | 0 | 0 | 0 | 0 | 0 | 0 | 0 | 0 | 0 | 0 | 0 | 0 | 0 | 0 | 0 | 0 | 0 | 0 | 0 | 0 | 0 | 0 | 0 | 0 | 0 | 0 | 0
[8 empty] | 1741 | March | Winter | Weekday | 0 | 0 | 0 | 0 | 0 | 0 | 0 | 0 | 0 | 0 | 0 | 0 | 0 | 0 | 0 | 0 | 0 | 0 | 0 | 0 | 0 | 0 | 0 | 0 | 0 | 0 | 0 | 0 | 0 | 0
[8 empty] | 1742 | March | Winter | Weekday | 0 | 0 | 0 | 0 | 0 | 0 | 0 | 0 | 0 | 0 | 0 | 0 | 0 | 0 | 0 | 0 | 0 | 0 | 0 | 0 | 0 | 0 | 0 | 0 | 0 | 0 | 0 | 0 | 0 | 0
[8 empty] | 1743 | March | Winter | Weekday | 0 | 0 | 0 | 0 | 0 | 0 | 0 | 0 | 0 | 0 | 0 | 0 | 0 | 0 | 0 | 0 | 0 | 0 | 0 | 0 | 0 | 0 | 0 | 0 | 0 | 0 | 0 | 0 | 0 | 0
[8 empty] | 1744 | March | Winter | Weekday | 0 | 0 | 0 | 0 | 0 | 0 | 0 | 0 | 0 | 0 | 0 | 0 | 0 | 0 | 0 | 0 | 0 | 0 | 0 | 0 | 0 | 0 | 0 | 0 | 0 | 0 | 0 | 0 | 0 | 0
[8 empty] | 1745 | March | Winter | Weekday | 0 | 0 | 0 | 0 | 0 | 0 | 0 | 0 | 0 | 0 | 0 | 0 | 0 | 0 | 0 | 0 | 0 | 0 | 0 | 0 | 0 | 0 | 0 | 0 | 0 | 0 | 0 | 0 | 0 | 0
[8 empty] | 1746 | March | Winter | Weekday | 0 | 0 | 0 | 0 | 0 | 0 | 0 | 0 | 0 | 0 | 0 | 0 | 0 | 0 | 0 | 0 | 0 | 0 | 0 | 0 | 0 | 0 | 0 | 0 | 0 | 0 | 0 | 0 | 0 | 0
[8 empty] | 1747 | March | Winter | Weekday | 0 | 0 | 0 | 0 | 0 | 0 | 0 | 0 | 0 | 0 | 0 | 0 | 0 | 0 | 0 | 0 | 0 | 0 | 0 | 0 | 0 | 0 | 0 | 0 | 0 | 0 | 0 | 0 | 0 | 0
[8 empty] | 1748 | March | Winter | Weekday | 0 | 0 | 0 | 0 | 0 | 0 | 0 | 0 | 0 | 0 | 0 | 0 | 0 | 0 | 0 | 0 | 0 | 0 | 0 | 0 | 0 | 0 | 0 | 0 | 0 | 0 | 0 | 0 | 0 | 0
[8 empty] | 1749 | March | Winter | Weekday | 0 | 0 | 0 | 0 | 0 | 0 | 0 | 0 | 0 | 0 | 0 | 0 | 0 | 0 | 0 | 0 | 0 | 0 | 0 | 0 | 0 | 0 | 0 | 0 | 0 | 0 | 0 | 0 | 0 | 0
[8 empty] | 1750 | March | Winter | Weekday | 0 | 0 | 0 | 0 | 0 | 0 | 0 | 0 | 0 | 0 | 0 | 0 | 0 | 0 | 0 | 0 | 0 | 0 | 0 | 0 | 0 | 0 | 0 | 0 | 0 | 0 | 0 | 0 | 0 | 0
[8 empty] | 1751 | March | Winter | Weekday | 0 | 0 | 0 | 0 | 0 | 0 | 0 | 0 | 0 | 0 | 0 | 0 | 0 | 0 | 0 | 0 | 0 | 0 | 0 | 0 | 0 | 0 | 0 | 0 | 0 | 0 | 0 | 0 | 0 | 0
[8 empty] | 1752 | March | Winter | Weekday | 0 | 0 | 0 | 0 | 0 | 0 | 0 | 0 | 0 | 0 | 0 | 0 | 0 | 0 | 0 | 0 | 0 | 0 | 0 | 0 | 0 | 0 | 0 | 0 | 0 | 0 | 0 | 0 | 0 | 0
[8 empty] | 1753 | March | Winter | Weekday | 0 | 0 | 0 | 0 | 0 | 0 | 0 | 0 | 0 | 0 | 0 | 0 | 0 | 0 | 0 | 0 | 0 | 0 | 0 | 0 | 0 | 0 | 0 | 0 | 0 | 4.8 | 4.8 | 0 | 0 | 0
[8 empty] | 1754 | March | Winter | Weekday | 0 | 0 | 0 | 0 | 0 | 0 | 0 | 0 | 0 | 0 | 0 | 0 | 0 | 0 | 0 | 0 | 0 | 0 | 0 | 0 | 0 | 0 | 0 | 0 | 0 | 4.8 | 4.8 | 0 | 0 | 0
[8 empty] | 1755 | March | Winter | Weekday | 0 | 0 | 0 | 0 | 0 | 0 | 0 | 0 | 0 | 0 | 0 | 0 | 0 | 0 | 0 | 0 | 0 | 0 | 0 | 0 | 0 | 0 | 0 | 0 | 0 | 4.8 | 4.8 | 0 | 0 | 0
[8 empty] | 1756 | March | Winter | Weekday | 0 | 0 | 0 | 0 | 0 | 0 | 0 | 0 | 0 | 0 | 0 | 0 | 0 | 0 | 0 | 0 | 0 | 0 | 0 | 0 | 0 | 0 | 0 | 0 | 0 | 4.8 | 4.8 | 0 | 0 | 0
[8 empty] | 1757 | March | Winter | Weekday | 0 | 0 | 0 | 0 | 0 | 0 | 0 | 0 | 0 | 0 | 0 | 0 | 0 | 0 | 0 | 0 | 0 | 0 | 0 | 0 | 0 | 0 | 0 | 0 | 0 | 4.8 | 4.8 | 0 | 0 | 0
[8 empty] | 1758 | March | Winter | Weekday | 0 | 0 | 0 | 0 | 0 | 0 | 0 | 0 | 0 | 0 | 0 | 0 | 0 | 0 | 0 | 0 | 0 | 0 | 0 | 0 | 0 | 0 | 0 | 0 | 0 | 4.8 | 4.8 | 0 | 0 | 0
[8 empty] | 1759 | March | Winter | Weekday | 0 | 0 | 0 | 0 | 0 | 0 | 0 | 0 | 0 | 0 | 0 | 0 | 0 | 0 | 0 | 0 | 0 | 0 | 0 | 0 | 0 | 0 | 0 | 0 | 0 | 1.2 | 1.2 | 0 | 0 | 0
[8 empty] | 1760 | March | Winter | Weekday | 0 | 0 | 0 | 0 | 0 | 0 | 0 | 0 | 0 | 0 | 0 | 0 | 0 | 0 | 0 | 0 | 0 | 0 | 0 | 0 | 0 | 0 | 0 | 0 | 0 | 0 | 0 | 0 | 0 | 0
[8 empty] | 1761 | March | Winter | Weekday | 0 | 0 | 0 | 0 | 0 | 0 | 0 | 0 | 0 | 0 | 0 | 0 | 0 | 0 | 0 | 0 | 0 | 0 | 0 | 0 | 0 | 0 | 0 | 0 | 0 | 0 | 0 | 0 | 0 | 0
[8 empty] | 1762 | March | Winter | Weekday | 0 | 0 | 0 | 0 | 0 | 0 | 0 | 0 | 0 | 0 | 0 | 0 | 0 | 0 | 0 | 0 | 0 | 0 | 0 | 0 | 0 | 0 | 0 | 0 | 0 | 0 | 0 | 0 | 0 | 0
[8 empty] | 1763 | March | Winter | Weekday | 0 | 0 | 0 | 0 | 0 | 0 | 0 | 0 | 0 | 0 | 0 | 0 | 0 | 0 | 0 | 0 | 0 | 0 | 0 | 0 | 0 | 0 | 0 | 0 | 0 | 0 | 0 | 0 | 0 | 0
[8 empty] | 1764 | March | Winter | Weekday | 0 | 0 | 0 | 0 | 0 | 0 | 0 | 0 | 0 | 0 | 0 | 0 | 0 | 0 | 0 | 0 | 0 | 0 | 0 | 0 | 0 | 0 | 0 | 0 | 0 | 0 | 0 | 0 | 0 | 0
[8 empty] | 1765 | March | Winter | Weekday | 0 | 0 | 0 | 0 | 0 | 0 | 0 | 0 | 0 | 0 | 0 | 0 | 0 | 0 | 0 | 0 | 0 | 0 | 0 | 0 | 0 | 0 | 0 | 0 | 0 | 0 | 0 | 0 | 0 | 0
[8 empty] | 1766 | March | Winter | Weekday | 0 | 0 | 0 | 0 | 0 | 0 | 0 | 0 | 0 | 0 | 0 | 0 | 0 | 0 | 0 | 0 | 0 | 0 | 0 | 0 | 0 | 0 | 0 | 0 | 0 | 0 | 0 | 0 | 0 | 0
[8 empty] | 1767 | March | Winter | Weekday | 0 | 0 | 0 | 0 | 0 | 0 | 0 | 0 | 0 | 0 | 0 | 0 | 0 | 0 | 0 | 0 | 0 | 0 | 0 | 0 | 0 | 0 | 0 | 0 | 0 | 0 | 0 | 0 | 0 | 0
[8 empty] | 1768 | March | Winter | Weekday | 0 | 0 | 0 | 0 | 0 | 0 | 0 | 0 | 0 | 0 | 0 | 0 | 0 | 0 | 0 | 0 | 0 | 0 | 0 | 0 | 0 | 0 | 0 | 0 | 0 | 0 | 0 | 0 | 0 | 0
[8 empty] | 1769 | March | Winter | Weekday | 0 | 0 | 0 | 0 | 0 | 0 | 0 | 0 | 0 | 0 | 0 | 0 | 0 | 0 | 0 | 0 | 0 | 0 | 0 | 0 | 0 | 0 | 0 | 0 | 0 | 0 | 0 | 0 | 0 | 0
[8 empty] | 1770 | March | Winter | Weekday | 0 | 0 | 0 | 0 | 0 | 0 | 0 | 0 | 0 | 0 | 0 | 0 | 0 | 0 | 0 | 0 | 0 | 0 | 0 | 0 | 0 | 0 | 0 | 0 | 0 | 0 | 0 | 0 | 0 | 0
[8 empty] | 1771 | March | Winter | Weekday | 0 | 0 | 0 | 0 | 0 | 0 | 0 | 0 | 0 | 0 | 0 | 0 | 0 | 0 | 0 | 0 | 0 | 0 | 0 | 0 | 0 | 0 | 0 | 0 | 0 | 0 | 0 | 0 | 0 | 0
[8 empty] | 1772 | March | Winter | Weekday | 0 | 0 | 0 | 0 | 0 | 0 | 0 | 0 | 0 | 0 | 0 | 0 | 0 | 0 | 0 | 0 | 0 | 0 | 0 | 0 | 0 | 0 | 0 | 0 | 0 | 0 | 0 | 0 | 0 | 0
[8 empty] | 1773 | March | Winter | Weekday | 0 | 0 | 0 | 0 | 0 | 0 | 0 | 0 | 0 | 0 | 0 | 0 | 0 | 0 | 0 | 0 | 0 | 0 | 0 | 0 | 0 | 0 | 0 | 0 | 0 | 0 | 0 | 0 | 0 | 0
[8 empty] | 1774 | March | Winter | Weekday | 0 | 0 | 0 | 0 | 0 | 0 | 0 | 0 | 0 | 0 | 0 | 0 | 0 | 0 | 0 | 0 | 0 | 0 | 0 | 0 | 0 | 0 | 0 | 0 | 0 | 0 | 0 | 0 | 0 | 0
[8 empty] | 1775 | March | Winter | Weekday | 0 | 0 | 0 | 0 | 0 | 0 | 0 | 0 | 0 | 0 | 0 | 0 | 0 | 0 | 0 | 0 | 0 | 0 | 0 | 0 | 0 | 0 | 0 | 0 | 0 | 0 | 0 | 0 | 0 | 0
[8 empty] | 1776 | March | Winter | Weekday | 0 | 0 | 0 | 0 | 0 | 0 | 0 | 0 | 0 | 0 | 0 | 0 | 0 | 0 | 0 | 0 | 0 | 0 | 0 | 0 | 0 | 0 | 0 | 0 | 0 | 0 | 0 | 0 | 0 | 0
[8 empty] | 1777 | March | Winter | Weekday | 0 | 0 | 0 | 0 | 0 | 0 | 0 | 0 | 0 | 0 | 0 | 0 | 0 | 0 | 0 | 0 | 0 | 0 | 0 | 0 | 0 | 0 | 0 | 0 | 0 | 4.8 | 4.8 | 0 | 0 | 0
[8 empty] | 1778 | March | Winter | Weekday | 0 | 0 | 0 | 0 | 0 | 0 | 0 | 0 | 0 | 0 | 0 | 0 | 0 | 0 | 0 | 0 | 0 | 0 | 0 | 0 | 0 | 0 | 0 | 0 | 0 | 4.8 | 4.8 | 0 | 0 | 0
[8 empty] | 1779 | March | Winter | Weekday | 0 | 0 | 0 | 0 | 0 | 0 | 0 | 0 | 0 | 0 | 0 | 0 | 0 | 0 | 0 | 0 | 0 | 0 | 0 | 0 | 0 | 0 | 0 | 0 | 0 | 4.8 | 4.8 | 0 | 0 | 0
[8 empty] | 1780 | March | Winter | Weekday | 0 | 0 | 0 | 0 | 0 | 0 | 0 | 0 | 0 | 0 | 0 | 0 | 0 | 0 | 0 | 0 | 0 | 0 | 0 | 0 | 0 | 0 | 0 | 0 | 0 | 4.8 | 4.8 | 0 | 0 | 0
[8 empty] | 1781 | March | Winter | Weekday | 0 | 0 | 0 | 0 | 0 | 0 | 0 | 0 | 0 | 0 | 0 | 0 | 0 | 0 | 0 | 0 | 0 | 0 | 0 | 0 | 0 | 0 | 0 | 0 | 0 | 4.8 | 4.8 | 0 | 0 | 0
[8 empty] | 1782 | March | Winter | Weekday | 0 | 0 | 0 | 0 | 0 | 0 | 0 | 0 | 0 | 0 | 0 | 0 | 0 | 0 | 0 | 0 | 0 | 0 | 0 | 0 | 0 | 0 | 0 | 0 | 0 | 4.8 | 4.8 | 0 | 0 | 0
[8 empty] | 1783 | March | Winter | Weekday | 0 | 0 | 0 | 0 | 0 | 0 | 0 | 0 | 0 | 0 | 0 | 0 | 0 | 0 | 0 | 0 | 0 | 0 | 0 | 0 | 0 | 0 | 0 | 0 | 0 | 1.2 | 1.2 | 0 | 0 | 0
[8 empty] | 1784 | March | Winter | Weekday | 0 | 0 | 0 | 0 | 0 | 0 | 0 | 0 | 0 | 0 | 0 | 0 | 0 | 0 | 0 | 0 | 0 | 0 | 0 | 0 | 0 | 0 | 0 | 0 | 0 | 0 | 0 | 0 | 0 | 0
[8 empty] | 1785 | March | Winter | Weekday | 0 | 0 | 0 | 0 | 0 | 0 | 0 | 0 | 0 | 0 | 0 | 0 | 0 | 0 | 0 | 0 | 0 | 0 | 0 | 0 | 0 | 0 | 0 | 0 | 0 | 0 | 0 | 0 | 0 | 0
[8 empty] | 1786 | March | Winter | Weekday | 0 | 0 | 0 | 0 | 0 | 0 | 0 | 0 | 0 | 0 | 0 | 0 | 0 | 0 | 0 | 0 | 0 | 0 | 0 | 0 | 0 | 0 | 0 | 0 | 0 | 0 | 0 | 0 | 0 | 0
[8 empty] | 1787 | March | Winter | Weekday | 0 | 0 | 0 | 0 | 0 | 0 | 0 | 0 | 0 | 0 | 0 | 0 | 0 | 0 | 0 | 0 | 0 | 0 | 0 | 0 | 0 | 0 | 0 | 0 | 0 | 0 | 0 | 0 | 0 | 0
[8 empty] | 1788 | March | Winter | Weekday | 0 | 0 | 0 | 0 | 0 | 0 | 0 | 0 | 0 | 0 | 0 | 0 | 0 | 0 | 0 | 0 | 0 | 0 | 0 | 0 | 0 | 0 | 0 | 0 | 0 | 0 | 0 | 0 | 0 | 0
[8 empty] | 1789 | March | Winter | Weekday | 0 | 0 | 0 | 0 | 0 | 0 | 0 | 0 | 0 | 0 | 0 | 0 | 0 | 0 | 0 | 0 | 0 | 0 | 0 | 0 | 0 | 0 | 0 | 0 | 0 | 0 | 0 | 0 | 0 | 0
[8 empty] | 1790 | March | Winter | Weekday | 0 | 0 | 0 | 0 | 0 | 0 | 0 | 0 | 0 | 0 | 0 | 0 | 0 | 0 | 0 | 0 | 0 | 0 | 0 | 0 | 0 | 0 | 0 | 0 | 0 | 0 | 0 | 0 | 0 | 0
[8 empty] | 1791 | March | Winter | Weekday | 0 | 0 | 0 | 0 | 0 | 0 | 0 | 0 | 0 | 0 | 0 | 0 | 0 | 0 | 0 | 0 | 0 | 0 | 0 | 0 | 0 | 0 | 0 | 0 | 0 | 0 | 0 | 0 | 0 | 0
[8 empty] | 1792 | March | Winter | Weekday | 0 | 0 | 0 | 0 | 0 | 0 | 0 | 0 | 0 | 0 | 0 | 0 | 0 | 0 | 0 | 0 | 0 | 0 | 0 | 0 | 0 | 0 | 0 | 0 | 0 | 0 | 0 | 0 | 0 | 0
[8 empty] | 1793 | March | Winter | Weekday | 0 | 0 | 0 | 0 | 0 | 0 | 0 | 0 | 0 | 0 | 0 | 0 | 0 | 0 | 0 | 0 | 0 | 0 | 0 | 0 | 0 | 0 | 0 | 0 | 0 | 0 | 0 | 0 | 0 | 0
[8 empty] | 1794 | March | Winter | Weekday | 0 | 0 | 0 | 0 | 0 | 0 | 0 | 0 | 0 | 0 | 0 | 0 | 0 | 0 | 0 | 0 | 0 | 0 | 0 | 0 | 0 | 0 | 0 | 0 | 0 | 0 | 0 | 0 | 0 | 0
[8 empty] | 1795 | March | Winter | Weekday | 0 | 0 | 0 | 0 | 0 | 0 | 0 | 0 | 0 | 0 | 0 | 0 | 0 | 0 | 0 | 0 | 0 | 0 | 0 | 0 | 0 | 0 | 0 | 0 | 0 | 0 | 0 | 0 | 0 | 0
[8 empty] | 1796 | March | Winter | Weekday | 0 | 0 | 0 | 0 | 0 | 0 | 0 | 0 | 0 | 0 | 0 | 0 | 0 | 0 | 0 | 0 | 0 | 0 | 0 | 0 | 0 | 0 | 0 | 0 | 0 | 0 | 0 | 0 | 0 | 0
[8 empty] | 1797 | March | Winter | Weekday | 0 | 0 | 0 | 0 | 0 | 0 | 0 | 0 | 0 | 0 | 0 | 0 | 0 | 0 | 0 | 0 | 0 | 0 | 0 | 0 | 0 | 0 | 0 | 0 | 0 | 0 | 0 | 0 | 0 | 0
[8 empty] | 1798 | March | Winter | Weekday | 0 | 0 | 0 | 0 | 0 | 0 | 0 | 0 | 0 | 0 | 0 | 0 | 0 | 0 | 0 | 0 | 0 | 0 | 0 | 0 | 0 | 0 | 0 | 0 | 0 | 0 | 0 | 0 | 0 | 0
[8 empty] | 1799 | March | Winter | Weekday | 0 | 0 | 0 | 0 | 0 | 0 | 0 | 0 | 0 | 0 | 0 | 0 | 0 | 0 | 0 | 0 | 0 | 0 | 0 | 0 | 0 | 0 | 0 | 0 | 0 | 0 | 0 | 0 | 0 | 0
[8 empty] | 1800 | March | Winter | Weekday | 0 | 0 | 0 | 0 | 0 | 0 | 0 | 0 | 0 | 0 | 0 | 0 | 0 | 0 | 0 | 0 | 0 | 0 | 0 | 0 | 0 | 0 | 0 | 0 | 0 | 0 | 0 | 0 | 0 | 0
[8 empty] | 1801 | March | Winter | Weekday | 0 | 0 | 0 | 0 | 0 | 0 | 0 | 0 | 0 | 0 | 0 | 0 | 0 | 0 | 0 | 0 | 0 | 0 | 0 | 0 | 0 | 0 | 0 | 0 | 0 | 4.8 | 4.8 | 0 | 0 | 0
[8 empty] | 1802 | March | Winter | Weekday | 0 | 0 | 0 | 0 | 0 | 0 | 0 | 0 | 0 | 0 | 0 | 0 | 0 | 0 | 0 | 0 | 0 | 0 | 0 | 0 | 0 | 0 | 0 | 0 | 0 | 4.8 | 4.8 | 0 | 0 | 0
[8 empty] | 1803 | March | Winter | Weekday | 0 | 0 | 0 | 0 | 0 | 0 | 0 | 0 | 0 | 0 | 0 | 0 | 0 | 0 | 0 | 0 | 0 | 0 | 0 | 0 | 0 | 0 | 0 | 0 | 0 | 4.8 | 4.8 | 0 | 0 | 0
[8 empty] | 1804 | March | Winter | Weekday | 0 | 0 | 0 | 0 | 0 | 0 | 0 | 0 | 0 | 0 | 0 | 0 | 0 | 0 | 0 | 0 | 0 | 0 | 0 | 0 | 0 | 0 | 0 | 0 | 0 | 4.8 | 4.8 | 0 | 0 | 0
[8 empty] | 1805 | March | Winter | Weekday | 0 | 0 | 0 | 0 | 0 | 0 | 0 | 0 | 0 | 0 | 0 | 0 | 0 | 0 | 0 | 0 | 0 | 0 | 0 | 0 | 0 | 0 | 0 | 0 | 0 | 4.8 | 4.8 | 0 | 0 | 0
[8 empty] | 1806 | March | Winter | Weekday | 0 | 0 | 0 | 0 | 0 | 0 | 0 | 0 | 0 | 0 | 0 | 0 | 0 | 0 | 0 | 0 | 0 | 0 | 0 | 0 | 0 | 0 | 0 | 0 | 0 | 4.8 | 4.8 | 0 | 0 | 0
[8 empty] | 1807 | March | Winter | Weekday | 0 | 0 | 0 | 0 | 0 | 0 | 0 | 0 | 0 | 0 | 0 | 0 | 0 | 0 | 0 | 0 | 0 | 0 | 0 | 0 | 0 | 0 | 0 | 0 | 0 | 1.2 | 1.2 | 0 | 0 | 0
[8 empty] | 1808 | March | Winter | Weekday | 0 | 0 | 0 | 0 | 0 | 0 | 0 | 0 | 0 | 0 | 0 | 0 | 0 | 0 | 0 | 0 | 0 | 0 | 0 | 0 | 0 | 0 | 0 | 0 | 0 | 0 | 0 | 0 | 0 | 0
[8 empty] | 1809 | March | Winter | Weekday | 0 | 0 | 0 | 0 | 0 | 0 | 0 | 0 | 0 | 0 | 0 | 0 | 0 | 0 | 0 | 0 | 0 | 0 | 0 | 0 | 0 | 0 | 0 | 0 | 0 | 0 | 0 | 0 | 0 | 0
[8 empty] | 1810 | March | Winter | Weekday | 0 | 0 | 0 | 0 | 0 | 0 | 0 | 0 | 0 | 0 | 0 | 0 | 0 | 0 | 0 | 0 | 0 | 0 | 0 | 0 | 0 | 0 | 0 | 0 | 0 | 0 | 0 | 0 | 0 | 0
[8 empty] | 1811 | March | Winter | Weekday | 0 | 0 | 0 | 0 | 0 | 0 | 0 | 0 | 0 | 0 | 0 | 0 | 0 | 0 | 0 | 0 | 0 | 0 | 0 | 0 | 0 | 0 | 0 | 0 | 0 | 0 | 0 | 0 | 0 | 0
[8 empty] | 1812 | March | Winter | Weekday | 0 | 0 | 0 | 0 | 0 | 0 | 0 | 0 | 0 | 0 | 0 | 0 | 0 | 0 | 0 | 0 | 0 | 0 | 0 | 0 | 0 | 0 | 0 | 0 | 0 | 0 | 0 | 0 | 0 | 0
[8 empty] | 1813 | March | Winter | Weekday | 0 | 0 | 0 | 0 | 0 | 0 | 0 | 0 | 0 | 0 | 0 | 0 | 0 | 0 | 0 | 0 | 0 | 0 | 0 | 0 | 0 | 0 | 0 | 0 | 0 | 0 | 0 | 0 | 0 | 0
[8 empty] | 1814 | March | Winter | Weekday | 0 | 0 | 0 | 0 | 0 | 0 | 0 | 0 | 0 | 0 | 0 | 0 | 0 | 0 | 0 | 0 | 0 | 0 | 0 | 0 | 0 | 0 | 0 | 0 | 0 | 0 | 0 | 0 | 0 | 0
[8 empty] | 1815 | March | Winter | Weekday | 0 | 0 | 0 | 0 | 0 | 0 | 0 | 0 | 0 | 0 | 0 | 0 | 0 | 0 | 0 | 0 | 0 | 0 | 0 | 0 | 0 | 0 | 0 | 0 | 0 | 0 | 0 | 0 | 0 | 0
[8 empty] | 1816 | March | Winter | Weekday | 0 | 0 | 0 | 0 | 0 | 0 | 0 | 0 | 0 | 0 | 0 | 0 | 0 | 0 | 0 | 0 | 0 | 0 | 0 | 0 | 0 | 0 | 0 | 0 | 0 | 0 | 0 | 0 | 0 | 0
[8 empty] | 1817 | March | Winter | Weekday | 0 | 0 | 0 | 0 | 0 | 0 | 0 | 0 | 0 | 0 | 0 | 0 | 0 | 0 | 0 | 0 | 0 | 0 | 0 | 0 | 0 | 0 | 0 | 0 | 0 | 0 | 0 | 0 | 0 | 0
[8 empty] | 1818 | March | Winter | Weekday | 0 | 0 | 0 | 0 | 0 | 0 | 0 | 0 | 0 | 0 | 0 | 0 | 0 | 0 | 0 | 0 | 0 | 0 | 0 | 0 | 0 | 0 | 0 | 0 | 0 | 0 | 0 | 0 | 0 | 0
[8 empty] | 1819 | March | Winter | Weekday | 0 | 0 | 0 | 0 | 0 | 0 | 0 | 0 | 0 | 0 | 0 | 0 | 0 | 0 | 0 | 0 | 0 | 0 | 0 | 0 | 0 | 0 | 0 | 0 | 0 | 0 | 0 | 0 | 0 | 0
[8 empty] | 1820 | March | Winter | Weekday | 0 | 0 | 0 | 0 | 0 | 0 | 0 | 0 | 0 | 0 | 0 | 0 | 0 | 0 | 0 | 0 | 0 | 0 | 0 | 0 | 0 | 0 | 0 | 0 | 0 | 0 | 0 | 0 | 0 | 0
[8 empty] | 1821 | March | Winter | Weekday | 0 | 0 | 0 | 0 | 0 | 0 | 0 | 0 | 0 | 0 | 0 | 0 | 0 | 0 | 0 | 0 | 0 | 0 | 0 | 0 | 0 | 0 | 0 | 0 | 0 | 0 | 0 | 0 | 0 | 0
[8 empty] | 1822 | March | Winter | Weekday | 0 | 0 | 0 | 0 | 0 | 0 | 0 | 0 | 0 | 0 | 0 | 0 | 0 | 0 | 0 | 0 | 0 | 0 | 0 | 0 | 0 | 0 | 0 | 0 | 0 | 0 | 0 | 0 | 0 | 0
[8 empty] | 1823 | March | Winter | Weekday | 0 | 0 | 0 | 0 | 0 | 0 | 0 | 0 | 0 | 0 | 0 | 0 | 0 | 0 | 0 | 0 | 0 | 0 | 0 | 0 | 0 | 0 | 0 | 0 | 0 | 0 | 0 | 0 | 0 | 0
[8 empty] | 1824 | March | Winter | Weekday | 0 | 0 | 0 | 0 | 0 | 0 | 0 | 0 | 0 | 0 | 0 | 0 | 0 | 0 | 0 | 0 | 0 | 0 | 0 | 0 | 0 | 0 | 0 | 0 | 0 | 0 | 0 | 0 | 0 | 0
[8 empty] | 1825 | March | Winter | Weekend | 0 | 0 | 0 | 0 | 0 | 0 | 0 | 0 | 0 | 0 | 0 | 0 | 0 | 0 | 0 | 0 | 0 | 0 | 0 | 0 | 0 | 0 | 0 | 0 | 0 | 4.8 | 4.8 | 0 | 0 | 0
[8 empty] | 1826 | March | Winter | Weekend | 0 | 0 | 0 | 0 | 0 | 0 | 0 | 0 | 0 | 0 | 0 | 0 | 0 | 0 | 0 | 0 | 0 | 0 | 0 | 0 | 0 | 0 | 0 | 0 | 0 | 4.8 | 4.8 | 0 | 0 | 0
[8 empty] | 1827 | March | Winter | Weekend | 0 | 0 | 0 | 0 | 0 | 0 | 0 | 0 | 0 | 0 | 0 | 0 | 0 | 0 | 0 | 0 | 0 | 0 | 0 | 0 | 0 | 0 | 0 | 0 | 0 | 4.8 | 4.8 | 0 | 0 | 0
[8 empty] | 1828 | March | Winter | Weekend | 0 | 0 | 0 | 0 | 0 | 0 | 0 | 0 | 0 | 0 | 0 | 0 | 0 | 0 | 0 | 0 | 0 | 0 | 0 | 0 | 0 | 0 | 0 | 0 | 0 | 4.8 | 4.8 | 0 | 0 | 0
[8 empty] | 1829 | March | Winter | Weekend | 0 | 0 | 0 | 0 | 0 | 0 | 0 | 0 | 0 | 0 | 0 | 0 | 0 | 0 | 0 | 0 | 0 | 0 | 0 | 0 | 0 | 0 | 0 | 0 | 0 | 4.8 | 4.8 | 0 | 0 | 0
[8 empty] | 1830 | March | Winter | Weekend | 0 | 0 | 0 | 0 | 0 | 0 | 0 | 0 | 0 | 0 | 0 | 0 | 0 | 0 | 0 | 0 | 0 | 0 | 0 | 0 | 0 | 0 | 0 | 0 | 0 | 4.8 | 4.8 | 0 | 0 | 0
[8 empty] | 1831 | March | Winter | Weekend | 0 | 0 | 0 | 0 | 0 | 0 | 0 | 0 | 0 | 0 | 0 | 0 | 0 | 0 | 0 | 0 | 0 | 0 | 0 | 0 | 0 | 0 | 0 | 0 | 0 | 1.2 | 1.2 | 0 | 0 | 0
[8 empty] | 1832 | March | Winter | Weekend | 0 | 0 | 0 | 0 | 0 | 0 | 0 | 0 | 0 | 0 | 0 | 0 | 0 | 0 | 0 | 0 | 0 | 0 | 0 | 0 | 0 | 0 | 0 | 0 | 0 | 0 | 0 | 0 | 0 | 0
[8 empty] | 1833 | March | Winter | Weekend | 0 | 0 | 0 | 0 | 0 | 0 | 0 | 0 | 0 | 0 | 0 | 0 | 0 | 0 | 0 | 0 | 0 | 0 | 0 | 0 | 0 | 0 | 0 | 0 | 0 | 0 | 0 | 0 | 0 | 0
[8 empty] | 1834 | March | Winter | Weekend | 0 | 0 | 0 | 0 | 0 | 0 | 0 | 0 | 0 | 0 | 0 | 0 | 0 | 0 | 0 | 0 | 0 | 0 | 0 | 0 | 0 | 0 | 0 | 0 | 0 | 0 | 0 | 0 | 0 | 0
[8 empty] | 1835 | March | Winter | Weekend | 0 | 0 | 0 | 0 | 0 | 0 | 0 | 0 | 0 | 0 | 0 | 0 | 0 | 0 | 0 | 0 | 0 | 0 | 0 | 0 | 0 | 0 | 0 | 0 | 0 | 0 | 0 | 0 | 0 | 0
[8 empty] | 1836 | March | Winter | Weekend | 0 | 0 | 0 | 0 | 0 | 0 | 0 | 0 | 0 | 0 | 0 | 0 | 0 | 0 | 0 | 0 | 0 | 0 | 0 | 0 | 0 | 0 | 0 | 0 | 0 | 0 | 0 | 0 | 0 | 0
[8 empty] | 1837 | March | Winter | Weekend | 0 | 0 | 0 | 0 | 0 | 0 | 0 | 0 | 0 | 0 | 0 | 0 | 0 | 0 | 0 | 0 | 0 | 0 | 0 | 0 | 0 | 0 | 0 | 0 | 0 | 0 | 0 | 0 | 0 | 0
[8 empty] | 1838 | March | Winter | Weekend | 0 | 0 | 0 | 0 | 0 | 0 | 0 | 0 | 0 | 0 | 0 | 0 | 0 | 0 | 0 | 0 | 0 | 0 | 0 | 0 | 0 | 0 | 0 | 0 | 0 | 0 | 0 | 0 | 0 | 0
[8 empty] | 1839 | March | Winter | Weekend | 0 | 0 | 0 | 0 | 0 | 0 | 0 | 0 | 0 | 0 | 0 | 0 | 0 | 0 | 0 | 0 | 0 | 0 | 0 | 0 | 0 | 0 | 0 | 0 | 0 | 0 | 0 | 0 | 0 | 0
[8 empty] | 1840 | March | Winter | Weekend | 0 | 0 | 0 | 0 | 0 | 0 | 0 | 0 | 0 | 0 | 0 | 0 | 0 | 0 | 0 | 0 | 0 | 0 | 0 | 0 | 0 | 0 | 0 | 0 | 0 | 0 | 0 | 0 | 0 | 0
[8 empty] | 1841 | March | Winter | Weekend | 0 | 0 | 0 | 0 | 0 | 0 | 0 | 0 | 0 | 0 | 0 | 0 | 0 | 0 | 0 | 0 | 0 | 0 | 0 | 0 | 0 | 0 | 0 | 0 | 0 | 0 | 0 | 0 | 0 | 0
[8 empty] | 1842 | March | Winter | Weekend | 0 | 0 | 0 | 0 | 0 | 0 | 0 | 0 | 0 | 0 | 0 | 0 | 0 | 0 | 0 | 0 | 0 | 0 | 0 | 0 | 0 | 0 | 0 | 0 | 0 | 0 | 0 | 0 | 0 | 0
[8 empty] | 1843 | March | Winter | Weekend | 0 | 0 | 0 | 0 | 0 | 0 | 0 | 0 | 0 | 0 | 0 | 0 | 0 | 0 | 0 | 0 | 0 | 0 | 0 | 0 | 0 | 0 | 0 | 0 | 0 | 0 | 0 | 0 | 0 | 0
[8 empty] | 1844 | March | Winter | Weekend | 0 | 0 | 0 | 0 | 0 | 0 | 0 | 0 | 0 | 0 | 0 | 0 | 0 | 0 | 0 | 0 | 0 | 0 | 0 | 0 | 0 | 0 | 0 | 0 | 0 | 0 | 0 | 0 | 0 | 0
[8 empty] | 1845 | March | Winter | Weekend | 0 | 0 | 0 | 0 | 0 | 0 | 0 | 0 | 0 | 0 | 0 | 0 | 0 | 0 | 0 | 0 | 0 | 0 | 0 | 0 | 0 | 0 | 0 | 0 | 0 | 0 | 0 | 0 | 0 | 0
[8 empty] | 1846 | March | Winter | Weekend | 0 | 0 | 0 | 0 | 0 | 0 | 0 | 0 | 0 | 0 | 0 | 0 | 0 | 0 | 0 | 0 | 0 | 0 | 0 | 0 | 0 | 0 | 0 | 0 | 0 | 0 | 0 | 0 | 0 | 0
[8 empty] | 1847 | March | Winter | Weekend | 0 | 0 | 0 | 0 | 0 | 0 | 0 | 0 | 0 | 0 | 0 | 0 | 0 | 0 | 0 | 0 | 0 | 0 | 0 | 0 | 0 | 0 | 0 | 0 | 0 | 0 | 0 | 0 | 0 | 0
[8 empty] | 1848 | March | Winter | Weekend | 0 | 0 | 0 | 0 | 0 | 0 | 0 | 0 | 0 | 0 | 0 | 0 | 0 | 0 | 0 | 0 | 0 | 0 | 0 | 0 | 0 | 0 | 0 | 0 | 0 | 0 | 0 | 0 | 0 | 0
[8 empty] | 1849 | March | Winter | Weekend | 0 | 0 | 0 | 0 | 0 | 0 | 0 | 0 | 0 | 0 | 0 | 0 | 0 | 0 | 0 | 0 | 0 | 0 | 0 | 0 | 0 | 0 | 0 | 0 | 0 | 4.8 | 4.8 | 0 | 0 | 0
[8 empty] | 1850 | March | Winter | Weekend | 0 | 0 | 0 | 0 | 0 | 0 | 0 | 0 | 0 | 0 | 0 | 0 | 0 | 0 | 0 | 0 | 0 | 0 | 0 | 0 | 0 | 0 | 0 | 0 | 0 | 4.8 | 4.8 | 0 | 0 | 0
[8 empty] | 1851 | March | Winter | Weekend | 0 | 0 | 0 | 0 | 0 | 0 | 0 | 0 | 0 | 0 | 0 | 0 | 0 | 0 | 0 | 0 | 0 | 0 | 0 | 0 | 0 | 0 | 0 | 0 | 0 | 4.8 | 4.8 | 0 | 0 | 0
[8 empty] | 1852 | March | Winter | Weekend | 0 | 0 | 0 | 0 | 0 | 0 | 0 | 0 | 0 | 0 | 0 | 0 | 0 | 0 | 0 | 0 | 0 | 0 | 0 | 0 | 0 | 0 | 0 | 0 | 0 | 4.8 | 4.8 | 0 | 0 | 0
[8 empty] | 1853 | March | Winter | Weekend | 0 | 0 | 0 | 0 | 0 | 0 | 0 | 0 | 0 | 0 | 0 | 0 | 0 | 0 | 0 | 0 | 0 | 0 | 0 | 0 | 0 | 0 | 0 | 0 | 0 | 4.8 | 4.8 | 0 | 0 | 0
[8 empty] | 1854 | March | Winter | Weekend | 0 | 0 | 0 | 0 | 0 | 0 | 0 | 0 | 0 | 0 | 0 | 0 | 0 | 0 | 0 | 0 | 0 | 0 | 0 | 0 | 0 | 0 | 0 | 0 | 0 | 4.8 | 4.8 | 0 | 0 | 0
[8 empty] | 1855 | March | Winter | Weekend | 0 | 0 | 0 | 0 | 0 | 0 | 0 | 0 | 0 | 0 | 0 | 0 | 0 | 0 | 0 | 0 | 0 | 0 | 0 | 0 | 0 | 0 | 0 | 0 | 0 | 1.2 | 1.2 | 0 | 0 | 0
[8 empty] | 1856 | March | Winter | Weekend | 0 | 0 | 0 | 0 | 0 | 0 | 0 | 0 | 0 | 0 | 0 | 0 | 0 | 0 | 0 | 0 | 0 | 0 | 0 | 0 | 0 | 0 | 0 | 0 | 0 | 0 | 0 | 0 | 0 | 0
[8 empty] | 1857 | March | Winter | Weekend | 0 | 0 | 0 | 0 | 0 | 0 | 0 | 0 | 0 | 0 | 0 | 0 | 0 | 0 | 0 | 0 | 0 | 0 | 0 | 0 | 0 | 0 | 0 | 0 | 0 | 0 | 0 | 0 | 0 | 0
[8 empty] | 1858 | March | Winter | Weekend | 0 | 0 | 0 | 0 | 0 | 0 | 0 | 0 | 0 | 0 | 0 | 0 | 0 | 0 | 0 | 0 | 0 | 0 | 0 | 0 | 0 | 0 | 0 | 0 | 0 | 0 | 0 | 0 | 0 | 0
[8 empty] | 1859 | March | Winter | Weekend | 0 | 0 | 0 | 0 | 0 | 0 | 0 | 0 | 0 | 0 | 0 | 0 | 0 | 0 | 0 | 0 | 0 | 0 | 0 | 0 | 0 | 0 | 0 | 0 | 0 | 0 | 0 | 0 | 0 | 0
[8 empty] | 1860 | March | Winter | Weekend | 0 | 0 | 0 | 0 | 0 | 0 | 0 | 0 | 0 | 0 | 0 | 0 | 0 | 0 | 0 | 0 | 0 | 0 | 0 | 0 | 0 | 0 | 0 | 0 | 0 | 0 | 0 | 0 | 0 | 0
[8 empty] | 1861 | March | Winter | Weekend | 0 | 0 | 0 | 0 | 0 | 0 | 0 | 0 | 0 | 0 | 0 | 0 | 0 | 0 | 0 | 0 | 0 | 0 | 0 | 0 | 0 | 0 | 0 | 0 | 0 | 0 | 0 | 0 | 0 | 0
[8 empty] | 1862 | March | Winter | Weekend | 0 | 0 | 0 | 0 | 0 | 0 | 0 | 0 | 0 | 0 | 0 | 0 | 0 | 0 | 0 | 0 | 0 | 0 | 0 | 0 | 0 | 0 | 0 | 0 | 0 | 0 | 0 | 0 | 0 | 0
[8 empty] | 1863 | March | Winter | Weekend | 0 | 0 | 0 | 0 | 0 | 0 | 0 | 0 | 0 | 0 | 0 | 0 | 0 | 0 | 0 | 0 | 0 | 0 | 0 | 0 | 0 | 0 | 0 | 0 | 0 | 0 | 0 | 0 | 0 | 0
[8 empty] | 1864 | March | Winter | Weekend | 0 | 0 | 0 | 0 | 0 | 0 | 0 | 0 | 0 | 0 | 0 | 0 | 0 | 0 | 0 | 0 | 0 | 0 | 0 | 0 | 0 | 0 | 0 | 0 | 0 | 0 | 0 | 0 | 0 | 0
[8 empty] | 1865 | March | Winter | Weekend | 0 | 0 | 0 | 0 | 0 | 0 | 0 | 0 | 0 | 0 | 0 | 0 | 0 | 0 | 0 | 0 | 0 | 0 | 0 | 0 | 0 | 0 | 0 | 0 | 0 | 0 | 0 | 0 | 0 | 0
[8 empty] | 1866 | March | Winter | Weekend | 0 | 0 | 0 | 0 | 0 | 0 | 0 | 0 | 0 | 0 | 0 | 0 | 0 | 0 | 0 | 0 | 0 | 0 | 0 | 0 | 0 | 0 | 0 | 0 | 0 | 0 | 0 | 0 | 0 | 0
[8 empty] | 1867 | March | Winter | Weekend | 0 | 0 | 0 | 0 | 0 | 0 | 0 | 0 | 0 | 0 | 0 | 0 | 0 | 0 | 0 | 0 | 0 | 0 | 0 | 0 | 0 | 0 | 0 | 0 | 0 | 0 | 0 | 0 | 0 | 0
[8 empty] | 1868 | March | Winter | Weekend | 0 | 0 | 0 | 0 | 0 | 0 | 0 | 0 | 0 | 0 | 0 | 0 | 0 | 0 | 0 | 0 | 0 | 0 | 0 | 0 | 0 | 0 | 0 | 0 | 0 | 0 | 0 | 0 | 0 | 0
[8 empty] | 1869 | March | Winter | Weekend | 0 | 0 | 0 | 0 | 0 | 0 | 0 | 0 | 0 | 0 | 0 | 0 | 0 | 0 | 0 | 0 | 0 | 0 | 0 | 0 | 0 | 0 | 0 | 0 | 0 | 0 | 0 | 0 | 0 | 0
[8 empty] | 1870 | March | Winter | Weekend | 0 | 0 | 0 | 0 | 0 | 0 | 0 | 0 | 0 | 0 | 0 | 0 | 0 | 0 | 0 | 0 | 0 | 0 | 0 | 0 | 0 | 0 | 0 | 0 | 0 | 0 | 0 | 0 | 0 | 0
[8 empty] | 1871 | March | Winter | Weekend | 0 | 0 | 0 | 0 | 0 | 0 | 0 | 0 | 0 | 0 | 0 | 0 | 0 | 0 | 0 | 0 | 0 | 0 | 0 | 0 | 0 | 0 | 0 | 0 | 0 | 0 | 0 | 0 | 0 | 0
[8 empty] | 1872 | March | Winter | Weekend | 0 | 0 | 0 | 0 | 0 | 0 | 0 | 0 | 0 | 0 | 0 | 0 | 0 | 0 | 0 | 0 | 0 | 0 | 0 | 0 | 0 | 0 | 0 | 0 | 0 | 0 | 0 | 0 | 0 | 0
[8 empty] | 1873 | March | Winter | Weekday | 0 | 0 | 0 | 0 | 0 | 0 | 0 | 0 | 0 | 0 | 0 | 0 | 0 | 0 | 0 | 0 | 0 | 0 | 0 | 0 | 0 | 0 | 0 | 0 | 0 | 4.8 | 4.8 | 0 | 0 | 0
[8 empty] | 1874 | March | Winter | Weekday | 0 | 0 | 0 | 0 | 0 | 0 | 0 | 0 | 0 | 0 | 0 | 0 | 0 | 0 | 0 | 0 | 0 | 0 | 0 | 0 | 0 | 0 | 0 | 0 | 0 | 4.8 | 4.8 | 0 | 0 | 0
[8 empty] | 1875 | March | Winter | Weekday | 0 | 0 | 0 | 0 | 0 | 0 | 0 | 0 | 0 | 0 | 0 | 0 | 0 | 0 | 0 | 0 | 0 | 0 | 0 | 0 | 0 | 0 | 0 | 0 | 0 | 4.8 | 4.8 | 0 | 0 | 0
[8 empty] | 1876 | March | Winter | Weekday | 0 | 0 | 0 | 0 | 0 | 0 | 0 | 0 | 0 | 0 | 0 | 0 | 0 | 0 | 0 | 0 | 0 | 0 | 0 | 0 | 0 | 0 | 0 | 0 | 0 | 4.8 | 4.8 | 0 | 0 | 0
[8 empty] | 1877 | March | Winter | Weekday | 0 | 0 | 0 | 0 | 0 | 0 | 0 | 0 | 0 | 0 | 0 | 0 | 0 | 0 | 0 | 0 | 0 | 0 | 0 | 0 | 0 | 0 | 0 | 0 | 0 | 4.8 | 4.8 | 0 | 0 | 0
[8 empty] | 1878 | March | Winter | Weekday | 0 | 0 | 0 | 0 | 0 | 0 | 0 | 0 | 0 | 0 | 0 | 0 | 0 | 0 | 0 | 0 | 0 | 0 | 0 | 0 | 0 | 0 | 0 | 0 | 0 | 4.8 | 4.8 | 0 | 0 | 0
[8 empty] | 1879 | March | Winter | Weekday | 0 | 0 | 0 | 0 | 0 | 0 | 0 | 0 | 0 | 0 | 0 | 0 | 0 | 0 | 0 | 0 | 0 | 0 | 0 | 0 | 0 | 0 | 0 | 0 | 0 | 1.2 | 1.2 | 0 | 0 | 0
[8 empty] | 1880 | March | Winter | Weekday | 0 | 0 | 0 | 0 | 0 | 0 | 0 | 0 | 0 | 0 | 0 | 0 | 0 | 0 | 0 | 0 | 0 | 0 | 0 | 0 | 0 | 0 | 0 | 0 | 0 | 0 | 0 | 0 | 0 | 0
[8 empty] | 1881 | March | Winter | Weekday | 0 | 0 | 0 | 0 | 0 | 0 | 0 | 0 | 0 | 0 | 0 | 0 | 0 | 0 | 0 | 0 | 0 | 0 | 0 | 0 | 0 | 0 | 0 | 0 | 0 | 0 | 0 | 0 | 0 | 0
[8 empty] | 1882 | March | Winter | Weekday | 0 | 0 | 0 | 0 | 0 | 0 | 0 | 0 | 0 | 0 | 0 | 0 | 0 | 0 | 0 | 0 | 0 | 0 | 0 | 0 | 0 | 0 | 0 | 0 | 0 | 0 | 0 | 0 | 0 | 0
[8 empty] | 1883 | March | Winter | Weekday | 0 | 0 | 0 | 0 | 0 | 0 | 0 | 0 | 0 | 0 | 0 | 0 | 0 | 0 | 0 | 0 | 0 | 0 | 0 | 0 | 0 | 0 | 0 | 0 | 0 | 0 | 0 | 0 | 0 | 0
[8 empty] | 1884 | March | Winter | Weekday | 0 | 0 | 0 | 0 | 0 | 0 | 0 | 0 | 0 | 0 | 0 | 0 | 0 | 0 | 0 | 0 | 0 | 0 | 0 | 0 | 0 | 0 | 0 | 0 | 0 | 0 | 0 | 0 | 0 | 0
[8 empty] | 1885 | March | Winter | Weekday | 0 | 0 | 0 | 0 | 0 | 0 | 0 | 0 | 0 | 0 | 0 | 0 | 0 | 0 | 0 | 0 | 0 | 0 | 0 | 0 | 0 | 0 | 0 | 0 | 0 | 0 | 0 | 0 | 0 | 0
[8 empty] | 1886 | March | Winter | Weekday | 0 | 0 | 0 | 0 | 0 | 0 | 0 | 0 | 0 | 0 | 0 | 0 | 0 | 0 | 0 | 0 | 0 | 0 | 0 | 0 | 0 | 0 | 0 | 0 | 0 | 0 | 0 | 0 | 0 | 0
[8 empty] | 1887 | March | Winter | Weekday | 0 | 0 | 0 | 0 | 0 | 0 | 0 | 0 | 0 | 0 | 0 | 0 | 0 | 0 | 0 | 0 | 0 | 0 | 0 | 0 | 0 | 0 | 0 | 0 | 0 | 0 | 0 | 0 | 0 | 0
[8 empty] | 1888 | March | Winter | Weekday | 0 | 0 | 0 | 0 | 0 | 0 | 0 | 0 | 0 | 0 | 0 | 0 | 0 | 0 | 0 | 0 | 0 | 0 | 0 | 0 | 0 | 0 | 0 | 0 | 0 | 0 | 0 | 0 | 0 | 0
[8 empty] | 1889 | March | Winter | Weekday | 0 | 0 | 0 | 0 | 0 | 0 | 0 | 0 | 0 | 0 | 0 | 0 | 0 | 0 | 0 | 0 | 0 | 0 | 0 | 0 | 0 | 0 | 0 | 0 | 0 | 0 | 0 | 0 | 0 | 0
[8 empty] | 1890 | March | Winter | Weekday | 0 | 0 | 0 | 0 | 0 | 0 | 0 | 0 | 0 | 0 | 0 | 0 | 0 | 0 | 0 | 0 | 0 | 0 | 0 | 0 | 0 | 0 | 0 | 0 | 0 | 0 | 0 | 0 | 0 | 0
[8 empty] | 1891 | March | Winter | Weekday | 0 | 0 | 0 | 0 | 0 | 0 | 0 | 0 | 0 | 0 | 0 | 0 | 0 | 0 | 0 | 0 | 0 | 0 | 0 | 0 | 0 | 0 | 0 | 0 | 0 | 0 | 0 | 0 | 0 | 0
[8 empty] | 1892 | March | Winter | Weekday | 0 | 0 | 0 | 0 | 0 | 0 | 0 | 0 | 0 | 0 | 0 | 0 | 0 | 0 | 0 | 0 | 0 | 0 | 0 | 0 | 0 | 0 | 0 | 0 | 0 | 0 | 0 | 0 | 0 | 0
[8 empty] | 1893 | March | Winter | Weekday | 0 | 0 | 0 | 0 | 0 | 0 | 0 | 0 | 0 | 0 | 0 | 0 | 0 | 0 | 0 | 0 | 0 | 0 | 0 | 0 | 0 | 0 | 0 | 0 | 0 | 0 | 0 | 0 | 0 | 0
[8 empty] | 1894 | March | Winter | Weekday | 0 | 0 | 0 | 0 | 0 | 0 | 0 | 0 | 0 | 0 | 0 | 0 | 0 | 0 | 0 | 0 | 0 | 0 | 0 | 0 | 0 | 0 | 0 | 0 | 0 | 0 | 0 | 0 | 0 | 0
[8 empty] | 1895 | March | Winter | Weekday | 0 | 0 | 0 | 0 | 0 | 0 | 0 | 0 | 0 | 0 | 0 | 0 | 0 | 0 | 0 | 0 | 0 | 0 | 0 | 0 | 0 | 0 | 0 | 0 | 0 | 0 | 0 | 0 | 0 | 0
[8 empty] | 1896 | March | Winter | Weekday | 0 | 0 | 0 | 0 | 0 | 0 | 0 | 0 | 0 | 0 | 0 | 0 | 0 | 0 | 0 | 0 | 0 | 0 | 0 | 0 | 0 | 0 | 0 | 0 | 0 | 0 | 0 | 0 | 0 | 0
[8 empty] | 1897 | March | Winter | Weekday | 0 | 0 | 0 | 0 | 0 | 0 | 0 | 0 | 0 | 0 | 0 | 0 | 0 | 0 | 0 | 0 | 0 | 0 | 0 | 0 | 0 | 0 | 0 | 0 | 0 | 4.8 | 4.8 | 0 | 0 | 0
[8 empty] | 1898 | March | Winter | Weekday | 0 | 0 | 0 | 0 | 0 | 0 | 0 | 0 | 0 | 0 | 0 | 0 | 0 | 0 | 0 | 0 | 0 | 0 | 0 | 0 | 0 | 0 | 0 | 0 | 0 | 4.8 | 4.8 | 0 | 0 | 0
[8 empty] | 1899 | March | Winter | Weekday | 0 | 0 | 0 | 0 | 0 | 0 | 0 | 0 | 0 | 0 | 0 | 0 | 0 | 0 | 0 | 0 | 0 | 0 | 0 | 0 | 0 | 0 | 0 | 0 | 0 | 4.8 | 4.8 | 0 | 0 | 0
[8 empty] | 1900 | March | Winter | Weekday | 0 | 0 | 0 | 0 | 0 | 0 | 0 | 0 | 0 | 0 | 0 | 0 | 0 | 0 | 0 | 0 | 0 | 0 | 0 | 0 | 0 | 0 | 0 | 0 | 0 | 4.8 | 4.8 | 0 | 0 | 0
[8 empty] | 1901 | March | Winter | Weekday | 0 | 0 | 0 | 0 | 0 | 0 | 0 | 0 | 0 | 0 | 0 | 0 | 0 | 0 | 0 | 0 | 0 | 0 | 0 | 0 | 0 | 0 | 0 | 0 | 0 | 4.8 | 4.8 | 0 | 0 | 0
[8 empty] | 1902 | March | Winter | Weekday | 0 | 0 | 0 | 0 | 0 | 0 | 0 | 0 | 0 | 0 | 0 | 0 | 0 | 0 | 0 | 0 | 0 | 0 | 0 | 0 | 0 | 0 | 0 | 0 | 0 | 4.8 | 4.8 | 0 | 0 | 0
[8 empty] | 1903 | March | Winter | Weekday | 0 | 0 | 0 | 0 | 0 | 0 | 0 | 0 | 0 | 0 | 0 | 0 | 0 | 0 | 0 | 0 | 0 | 0 | 0 | 0 | 0 | 0 | 0 | 0 | 0 | 1.2 | 1.2 | 0 | 0 | 0
[8 empty] | 1904 | March | Winter | Weekday | 0 | 0 | 0 | 0 | 0 | 0 | 0 | 0 | 0 | 0 | 0 | 0 | 0 | 0 | 0 | 0 | 0 | 0 | 0 | 0 | 0 | 0 | 0 | 0 | 0 | 0 | 0 | 0 | 0 | 0
[8 empty] | 1905 | March | Winter | Weekday | 0 | 0 | 0 | 0 | 0 | 0 | 0 | 0 | 0 | 0 | 0 | 0 | 0 | 0 | 0 | 0 | 0 | 0 | 0 | 0 | 0 | 0 | 0 | 0 | 0 | 0 | 0 | 0 | 0 | 0
[8 empty] | 1906 | March | Winter | Weekday | 0 | 0 | 0 | 0 | 0 | 0 | 0 | 0 | 0 | 0 | 0 | 0 | 0 | 0 | 0 | 0 | 0 | 0 | 0 | 0 | 0 | 0 | 0 | 0 | 0 | 0 | 0 | 0 | 0 | 0
[8 empty] | 1907 | March | Winter | Weekday | 0 | 0 | 0 | 0 | 0 | 0 | 0 | 0 | 0 | 0 | 0 | 0 | 0 | 0 | 0 | 0 | 0 | 0 | 0 | 0 | 0 | 0 | 0 | 0 | 0 | 0 | 0 | 0 | 0 | 0
[8 empty] | 1908 | March | Winter | Weekday | 0 | 0 | 0 | 0 | 0 | 0 | 0 | 0 | 0 | 0 | 0 | 0 | 0 | 0 | 0 | 0 | 0 | 0 | 0 | 0 | 0 | 0 | 0 | 0 | 0 | 0 | 0 | 0 | 0 | 0
[8 empty] | 1909 | March | Winter | Weekday | 0 | 0 | 0 | 0 | 0 | 0 | 0 | 0 | 0 | 0 | 0 | 0 | 0 | 0 | 0 | 0 | 0 | 0 | 0 | 0 | 0 | 0 | 0 | 0 | 0 | 0 | 0 | 0 | 0 | 0
[8 empty] | 1910 | March | Winter | Weekday | 0 | 0 | 0 | 0 | 0 | 0 | 0 | 0 | 0 | 0 | 0 | 0 | 0 | 0 | 0 | 0 | 0 | 0 | 0 | 0 | 0 | 0 | 0 | 0 | 0 | 0 | 0 | 0 | 0 | 0
[8 empty] | 1911 | March | Winter | Weekday | 0 | 0 | 0 | 0 | 0 | 0 | 0 | 0 | 0 | 0 | 0 | 0 | 0 | 0 | 0 | 0 | 0 | 0 | 0 | 0 | 0 | 0 | 0 | 0 | 0 | 0 | 0 | 0 | 0 | 0
[8 empty] | 1912 | March | Winter | Weekday | 0 | 0 | 0 | 0 | 0 | 0 | 0 | 0 | 0 | 0 | 0 | 0 | 0 | 0 | 0 | 0 | 0 | 0 | 0 | 0 | 0 | 0 | 0 | 0 | 0 | 0 | 0 | 0 | 0 | 0
[8 empty] | 1913 | March | Winter | Weekday | 0 | 0 | 0 | 0 | 0 | 0 | 0 | 0 | 0 | 0 | 0 | 0 | 0 | 0 | 0 | 0 | 0 | 0 | 0 | 0 | 0 | 0 | 0 | 0 | 0 | 0 | 0 | 0 | 0 | 0
[8 empty] | 1914 | March | Winter | Weekday | 0 | 0 | 0 | 0 | 0 | 0 | 0 | 0 | 0 | 0 | 0 | 0 | 0 | 0 | 0 | 0 | 0 | 0 | 0 | 0 | 0 | 0 | 0 | 0 | 0 | 0 | 0 | 0 | 0 | 0
[8 empty] | 1915 | March | Winter | Weekday | 0 | 0 | 0 | 0 | 0 | 0 | 0 | 0 | 0 | 0 | 0 | 0 | 0 | 0 | 0 | 0 | 0 | 0 | 0 | 0 | 0 | 0 | 0 | 0 | 0 | 0 | 0 | 0 | 0 | 0
[8 empty] | 1916 | March | Winter | Weekday | 0 | 0 | 0 | 0 | 0 | 0 | 0 | 0 | 0 | 0 | 0 | 0 | 0 | 0 | 0 | 0 | 0 | 0 | 0 | 0 | 0 | 0 | 0 | 0 | 0 | 0 | 0 | 0 | 0 | 0
[8 empty] | 1917 | March | Winter | Weekday | 0 | 0 | 0 | 0 | 0 | 0 | 0 | 0 | 0 | 0 | 0 | 0 | 0 | 0 | 0 | 0 | 0 | 0 | 0 | 0 | 0 | 0 | 0 | 0 | 0 | 0 | 0 | 0 | 0 | 0
[8 empty] | 1918 | March | Winter | Weekday | 0 | 0 | 0 | 0 | 0 | 0 | 0 | 0 | 0 | 0 | 0 | 0 | 0 | 0 | 0 | 0 | 0 | 0 | 0 | 0 | 0 | 0 | 0 | 0 | 0 | 0 | 0 | 0 | 0 | 0
[8 empty] | 1919 | March | Winter | Weekday | 0 | 0 | 0 | 0 | 0 | 0 | 0 | 0 | 0 | 0 | 0 | 0 | 0 | 0 | 0 | 0 | 0 | 0 | 0 | 0 | 0 | 0 | 0 | 0 | 0 | 0 | 0 | 0 | 0 | 0
[8 empty] | 1920 | March | Winter | Weekday | 0 | 0 | 0 | 0 | 0 | 0 | 0 | 0 | 0 | 0 | 0 | 0 | 0 | 0 | 0 | 0 | 0 | 0 | 0 | 0 | 0 | 0 | 0 | 0 | 0 | 0 | 0 | 0 | 0 | 0
[8 empty] | 1921 | March | Winter | Weekday | 0 | 0 | 0 | 0 | 0 | 0 | 0 | 0 | 0 | 0 | 0 | 0 | 0 | 0 | 0 | 0 | 0 | 0 | 0 | 0 | 0 | 0 | 0 | 0 | 0 | 4.8 | 4.8 | 0 | 0 | 0
[8 empty] | 1922 | March | Winter | Weekday | 0 | 0 | 0 | 0 | 0 | 0 | 0 | 0 | 0 | 0 | 0 | 0 | 0 | 0 | 0 | 0 | 0 | 0 | 0 | 0 | 0 | 0 | 0 | 0 | 0 | 4.8 | 4.8 | 0 | 0 | 0
[8 empty] | 1923 | March | Winter | Weekday | 0 | 0 | 0 | 0 | 0 | 0 | 0 | 0 | 0 | 0 | 0 | 0 | 0 | 0 | 0 | 0 | 0 | 0 | 0 | 0 | 0 | 0 | 0 | 0 | 0 | 4.8 | 4.8 | 0 | 0 | 0
[8 empty] | 1924 | March | Winter | Weekday | 0 | 0 | 0 | 0 | 0 | 0 | 0 | 0 | 0 | 0 | 0 | 0 | 0 | 0 | 0 | 0 | 0 | 0 | 0 | 0 | 0 | 0 | 0 | 0 | 0 | 4.8 | 4.8 | 0 | 0 | 0
[8 empty] | 1925 | March | Winter | Weekday | 0 | 0 | 0 | 0 | 0 | 0 | 0 | 0 | 0 | 0 | 0 | 0 | 0 | 0 | 0 | 0 | 0 | 0 | 0 | 0 | 0 | 0 | 0 | 0 | 0 | 4.8 | 4.8 | 0 | 0 | 0
[8 empty] | 1926 | March | Winter | Weekday | 0 | 0 | 0 | 0 | 0 | 0 | 0 | 0 | 0 | 0 | 0 | 0 | 0 | 0 | 0 | 0 | 0 | 0 | 0 | 0 | 0 | 0 | 0 | 0 | 0 | 4.8 | 4.8 | 0 | 0 | 0
[8 empty] | 1927 | March | Winter | Weekday | 0 | 0 | 0 | 0 | 0 | 0 | 0 | 0 | 0 | 0 | 0 | 0 | 0 | 0 | 0 | 0 | 0 | 0 | 0 | 0 | 0 | 0 | 0 | 0 | 0 | 1.2 | 1.2 | 0 | 0 | 0
[8 empty] | 1928 | March | Winter | Weekday | 0 | 0 | 0 | 0 | 0 | 0 | 0 | 0 | 0 | 0 | 0 | 0 | 0 | 0 | 0 | 0 | 0 | 0 | 0 | 0 | 0 | 0 | 0 | 0 | 0 | 0 | 0 | 0 | 0 | 0
[8 empty] | 1929 | March | Winter | Weekday | 0 | 0 | 0 | 0 | 0 | 0 | 0 | 0 | 0 | 0 | 0 | 0 | 0 | 0 | 0 | 0 | 0 | 0 | 0 | 0 | 0 | 0 | 0 | 0 | 0 | 0 | 0 | 0 | 0 | 0
[8 empty] | 1930 | March | Winter | Weekday | 0 | 0 | 0 | 0 | 0 | 0 | 0 | 0 | 0 | 0 | 0 | 0 | 0 | 0 | 0 | 0 | 0 | 0 | 0 | 0 | 0 | 0 | 0 | 0 | 0 | 0 | 0 | 0 | 0 | 0
[8 empty] | 1931 | March | Winter | Weekday | 0 | 0 | 0 | 0 | 0 | 0 | 0 | 0 | 0 | 0 | 0 | 0 | 0 | 0 | 0 | 0 | 0 | 0 | 0 | 0 | 0 | 0 | 0 | 0 | 0 | 0 | 0 | 0 | 0 | 0
[8 empty] | 1932 | March | Winter | Weekday | 0 | 0 | 0 | 0 | 0 | 0 | 0 | 0 | 0 | 0 | 0 | 0 | 0 | 0 | 0 | 0 | 0 | 0 | 0 | 0 | 0 | 0 | 0 | 0 | 0 | 0 | 0 | 0 | 0 | 0
[8 empty] | 1933 | March | Winter | Weekday | 0 | 0 | 0 | 0 | 0 | 0 | 0 | 0 | 0 | 0 | 0 | 0 | 0 | 0 | 0 | 0 | 0 | 0 | 0 | 0 | 0 | 0 | 0 | 0 | 0 | 0 | 0 | 0 | 0 | 0
[8 empty] | 1934 | March | Winter | Weekday | 0 | 0 | 0 | 0 | 0 | 0 | 0 | 0 | 0 | 0 | 0 | 0 | 0 | 0 | 0 | 0 | 0 | 0 | 0 | 0 | 0 | 0 | 0 | 0 | 0 | 0 | 0 | 0 | 0 | 0
[8 empty] | 1935 | March | Winter | Weekday | 0 | 0 | 0 | 0 | 0 | 0 | 0 | 0 | 0 | 0 | 0 | 0 | 0 | 0 | 0 | 0 | 0 | 0 | 0 | 0 | 0 | 0 | 0 | 0 | 0 | 0 | 0 | 0 | 0 | 0
[8 empty] | 1936 | March | Winter | Weekday | 0 | 0 | 0 | 0 | 0 | 0 | 0 | 0 | 0 | 0 | 0 | 0 | 0 | 0 | 0 | 0 | 0 | 0 | 0 | 0 | 0 | 0 | 0 | 0 | 0 | 0 | 0 | 0 | 0 | 0
[8 empty] | 1937 | March | Winter | Weekday | 0 | 0 | 0 | 0 | 0 | 0 | 0 | 0 | 0 | 0 | 0 | 0 | 0 | 0 | 0 | 0 | 0 | 0 | 0 | 0 | 0 | 0 | 0 | 0 | 0 | 0 | 0 | 0 | 0 | 0
[8 empty] | 1938 | March | Winter | Weekday | 0 | 0 | 0 | 0 | 0 | 0 | 0 | 0 | 0 | 0 | 0 | 0 | 0 | 0 | 0 | 0 | 0 | 0 | 0 | 0 | 0 | 0 | 0 | 0 | 0 | 0 | 0 | 0 | 0 | 0
[8 empty] | 1939 | March | Winter | Weekday | 0 | 0 | 0 | 0 | 0 | 0 | 0 | 0 | 0 | 0 | 0 | 0 | 0 | 0 | 0 | 0 | 0 | 0 | 0 | 0 | 0 | 0 | 0 | 0 | 0 | 0 | 0 | 0 | 0 | 0
[8 empty] | 1940 | March | Winter | Weekday | 0 | 0 | 0 | 0 | 0 | 0 | 0 | 0 | 0 | 0 | 0 | 0 | 0 | 0 | 0 | 0 | 0 | 0 | 0 | 0 | 0 | 0 | 0 | 0 | 0 | 0 | 0 | 0 | 0 | 0
[8 empty] | 1941 | March | Winter | Weekday | 0 | 0 | 0 | 0 | 0 | 0 | 0 | 0 | 0 | 0 | 0 | 0 | 0 | 0 | 0 | 0 | 0 | 0 | 0 | 0 | 0 | 0 | 0 | 0 | 0 | 0 | 0 | 0 | 0 | 0
[8 empty] | 1942 | March | Winter | Weekday | 0 | 0 | 0 | 0 | 0 | 0 | 0 | 0 | 0 | 0 | 0 | 0 | 0 | 0 | 0 | 0 | 0 | 0 | 0 | 0 | 0 | 0 | 0 | 0 | 0 | 0 | 0 | 0 | 0 | 0
[8 empty] | 1943 | March | Winter | Weekday | 0 | 0 | 0 | 0 | 0 | 0 | 0 | 0 | 0 | 0 | 0 | 0 | 0 | 0 | 0 | 0 | 0 | 0 | 0 | 0 | 0 | 0 | 0 | 0 | 0 | 0 | 0 | 0 | 0 | 0
[8 empty] | 1944 | March | Winter | Weekday | 0 | 0 | 0 | 0 | 0 | 0 | 0 | 0 | 0 | 0 | 0 | 0 | 0 | 0 | 0 | 0 | 0 | 0 | 0 | 0 | 0 | 0 | 0 | 0 | 0 | 0 | 0 | 0 | 0 | 0
[8 empty] | 1945 | March | Winter | Weekday | 0 | 0 | 0 | 0 | 0 | 0 | 0 | 0 | 0 | 0 | 0 | 0 | 0 | 0 | 0 | 0 | 0 | 0 | 0 | 0 | 0 | 0 | 0 | 0 | 0 | 4.8 | 4.8 | 0 | 0 | 0
[8 empty] | 1946 | March | Winter | Weekday | 0 | 0 | 0 | 0 | 0 | 0 | 0 | 0 | 0 | 0 | 0 | 0 | 0 | 0 | 0 | 0 | 0 | 0 | 0 | 0 | 0 | 0 | 0 | 0 | 0 | 4.8 | 4.8 | 0 | 0 | 0
[8 empty] | 1947 | March | Winter | Weekday | 0 | 0 | 0 | 0 | 0 | 0 | 0 | 0 | 0 | 0 | 0 | 0 | 0 | 0 | 0 | 0 | 0 | 0 | 0 | 0 | 0 | 0 | 0 | 0 | 0 | 4.8 | 4.8 | 0 | 0 | 0
[8 empty] | 1948 | March | Winter | Weekday | 0 | 0 | 0 | 0 | 0 | 0 | 0 | 0 | 0 | 0 | 0 | 0 | 0 | 0 | 0 | 0 | 0 | 0 | 0 | 0 | 0 | 0 | 0 | 0 | 0 | 4.8 | 4.8 | 0 | 0 | 0
[8 empty] | 1949 | March | Winter | Weekday | 0 | 0 | 0 | 0 | 0 | 0 | 0 | 0 | 0 | 0 | 0 | 0 | 0 | 0 | 0 | 0 | 0 | 0 | 0 | 0 | 0 | 0 | 0 | 0 | 0 | 4.8 | 4.8 | 0 | 0 | 0
[8 empty] | 1950 | March | Winter | Weekday | 0 | 0 | 0 | 0 | 0 | 0 | 0 | 0 | 0 | 0 | 0 | 0 | 0 | 0 | 0 | 0 | 0 | 0 | 0 | 0 | 0 | 0 | 0 | 0 | 0 | 4.8 | 4.8 | 0 | 0 | 0
[8 empty] | 1951 | March | Winter | Weekday | 0 | 0 | 0 | 0 | 0 | 0 | 0 | 0 | 0 | 0 | 0 | 0 | 0 | 0 | 0 | 0 | 0 | 0 | 0 | 0 | 0 | 0 | 0 | 0 | 0 | 1.2 | 1.2 | 0 | 0 | 0
[8 empty] | 1952 | March | Winter | Weekday | 0 | 0 | 0 | 0 | 0 | 0 | 0 | 0 | 0 | 0 | 0 | 0 | 0 | 0 | 0 | 0 | 0 | 0 | 0 | 0 | 0 | 0 | 0 | 0 | 0 | 0 | 0 | 0 | 0 | 0
[8 empty] | 1953 | March | Winter | Weekday | 0 | 0 | 0 | 0 | 0 | 0 | 0 | 0 | 0 | 0 | 0 | 0 | 0 | 0 | 0 | 0 | 0 | 0 | 0 | 0 | 0 | 0 | 0 | 0 | 0 | 0 | 0 | 0 | 0 | 0
[8 empty] | 1954 | March | Winter | Weekday | 0 | 0 | 0 | 0 | 0 | 0 | 0 | 0 | 0 | 0 | 0 | 0 | 0 | 0 | 0 | 0 | 0 | 0 | 0 | 0 | 0 | 0 | 0 | 0 | 0 | 0 | 0 | 0 | 0 | 0
[8 empty] | 1955 | March | Winter | Weekday | 0 | 0 | 0 | 0 | 0 | 0 | 0 | 0 | 0 | 0 | 0 | 0 | 0 | 0 | 0 | 0 | 0 | 0 | 0 | 0 | 0 | 0 | 0 | 0 | 0 | 0 | 0 | 0 | 0 | 0
[8 empty] | 1956 | March | Winter | Weekday | 0 | 0 | 0 | 0 | 0 | 0 | 0 | 0 | 0 | 0 | 0 | 0 | 0 | 0 | 0 | 0 | 0 | 0 | 0 | 0 | 0 | 0 | 0 | 0 | 0 | 0 | 0 | 0 | 0 | 0
[8 empty] | 1957 | March | Winter | Weekday | 0 | 0 | 0 | 0 | 0 | 0 | 0 | 0 | 0 | 0 | 0 | 0 | 0 | 0 | 0 | 0 | 0 | 0 | 0 | 0 | 0 | 0 | 0 | 0 | 0 | 0 | 0 | 0 | 0 | 0
[8 empty] | 1958 | March | Winter | Weekday | 0 | 0 | 0 | 0 | 0 | 0 | 0 | 0 | 0 | 0 | 0 | 0 | 0 | 0 | 0 | 0 | 0 | 0 | 0 | 0 | 0 | 0 | 0 | 0 | 0 | 0 | 0 | 0 | 0 | 0
[8 empty] | 1959 | March | Winter | Weekday | 0 | 0 | 0 | 0 | 0 | 0 | 0 | 0 | 0 | 0 | 0 | 0 | 0 | 0 | 0 | 0 | 0 | 0 | 0 | 0 | 0 | 0 | 0 | 0 | 0 | 0 | 0 | 0 | 0 | 0
[8 empty] | 1960 | March | Winter | Weekday | 0 | 0 | 0 | 0 | 0 | 0 | 0 | 0 | 0 | 0 | 0 | 0 | 0 | 0 | 0 | 0 | 0 | 0 | 0 | 0 | 0 | 0 | 0 | 0 | 0 | 0 | 0 | 0 | 0 | 0
[8 empty] | 1961 | March | Winter | Weekday | 0 | 0 | 0 | 0 | 0 | 0 | 0 | 0 | 0 | 0 | 0 | 0 | 0 | 0 | 0 | 0 | 0 | 0 | 0 | 0 | 0 | 0 | 0 | 0 | 0 | 0 | 0 | 0 | 0 | 0
[8 empty] | 1962 | March | Winter | Weekday | 0 | 0 | 0 | 0 | 0 | 0 | 0 | 0 | 0 | 0 | 0 | 0 | 0 | 0 | 0 | 0 | 0 | 0 | 0 | 0 | 0 | 0 | 0 | 0 | 0 | 0 | 0 | 0 | 0 | 0
[8 empty] | 1963 | March | Winter | Weekday | 0 | 0 | 0 | 0 | 0 | 0 | 0 | 0 | 0 | 0 | 0 | 0 | 0 | 0 | 0 | 0 | 0 | 0 | 0 | 0 | 0 | 0 | 0 | 0 | 0 | 0 | 0 | 0 | 0 | 0
[8 empty] | 1964 | March | Winter | Weekday | 0 | 0 | 0 | 0 | 0 | 0 | 0 | 0 | 0 | 0 | 0 | 0 | 0 | 0 | 0 | 0 | 0 | 0 | 0 | 0 | 0 | 0 | 0 | 0 | 0 | 0 | 0 | 0 | 0 | 0
[8 empty] | 1965 | March | Winter | Weekday | 0 | 0 | 0 | 0 | 0 | 0 | 0 | 0 | 0 | 0 | 0 | 0 | 0 | 0 | 0 | 0 | 0 | 0 | 0 | 0 | 0 | 0 | 0 | 0 | 0 | 0 | 0 | 0 | 0 | 0
[8 empty] | 1966 | March | Winter | Weekday | 0 | 0 | 0 | 0 | 0 | 0 | 0 | 0 | 0 | 0 | 0 | 0 | 0 | 0 | 0 | 0 | 0 | 0 | 0 | 0 | 0 | 0 | 0 | 0 | 0 | 0 | 0 | 0 | 0 | 0
[8 empty] | 1967 | March | Winter | Weekday | 0 | 0 | 0 | 0 | 0 | 0 | 0 | 0 | 0 | 0 | 0 | 0 | 0 | 0 | 0 | 0 | 0 | 0 | 0 | 0 | 0 | 0 | 0 | 0 | 0 | 0 | 0 | 0 | 0 | 0
[8 empty] | 1968 | March | Winter | Weekday | 0 | 0 | 0 | 0 | 0 | 0 | 0 | 0 | 0 | 0 | 0 | 0 | 0 | 0 | 0 | 0 | 0 | 0 | 0 | 0 | 0 | 0 | 0 | 0 | 0 | 0 | 0 | 0 | 0 | 0
[8 empty] | 1969 | March | Winter | Weekday | 0 | 0 | 0 | 0 | 0 | 0 | 0 | 0 | 0 | 0 | 0 | 0 | 0 | 0 | 0 | 0 | 0 | 0 | 0 | 0 | 0 | 0 | 0 | 0 | 0 | 4.8 | 4.8 | 0 | 0 | 0
[8 empty] | 1970 | March | Winter | Weekday | 0 | 0 | 0 | 0 | 0 | 0 | 0 | 0 | 0 | 0 | 0 | 0 | 0 | 0 | 0 | 0 | 0 | 0 | 0 | 0 | 0 | 0 | 0 | 0 | 0 | 4.8 | 4.8 | 0 | 0 | 0
[8 empty] | 1971 | March | Winter | Weekday | 0 | 0 | 0 | 0 | 0 | 0 | 0 | 0 | 0 | 0 | 0 | 0 | 0 | 0 | 0 | 0 | 0 | 0 | 0 | 0 | 0 | 0 | 0 | 0 | 0 | 4.8 | 4.8 | 0 | 0 | 0
[8 empty] | 1972 | March | Winter | Weekday | 0 | 0 | 0 | 0 | 0 | 0 | 0 | 0 | 0 | 0 | 0 | 0 | 0 | 0 | 0 | 0 | 0 | 0 | 0 | 0 | 0 | 0 | 0 | 0 | 0 | 4.8 | 4.8 | 0 | 0 | 0
[8 empty] | 1973 | March | Winter | Weekday | 0 | 0 | 0 | 0 | 0 | 0 | 0 | 0 | 0 | 0 | 0 | 0 | 0 | 0 | 0 | 0 | 0 | 0 | 0 | 0 | 0 | 0 | 0 | 0 | 0 | 4.8 | 4.8 | 0 | 0 | 0
[8 empty] | 1974 | March | Winter | Weekday | 0 | 0 | 0 | 0 | 0 | 0 | 0 | 0 | 0 | 0 | 0 | 0 | 0 | 0 | 0 | 0 | 0 | 0 | 0 | 0 | 0 | 0 | 0 | 0 | 0 | 4.8 | 4.8 | 0 | 0 | 0
[8 empty] | 1975 | March | Winter | Weekday | 0 | 0 | 0 | 0 | 0 | 0 | 0 | 0 | 0 | 0 | 0 | 0 | 0 | 0 | 0 | 0 | 0 | 0 | 0 | 0 | 0 | 0 | 0 | 0 | 0 | 1.2 | 1.2 | 0 | 0 | 0
[8 empty] | 1976 | March | Winter | Weekday | 0 | 0 | 0 | 0 | 0 | 0 | 0 | 0 | 0 | 0 | 0 | 0 | 0 | 0 | 0 | 0 | 0 | 0 | 0 | 0 | 0 | 0 | 0 | 0 | 0 | 0 | 0 | 0 | 0 | 0
[8 empty] | 1977 | March | Winter | Weekday | 0 | 0 | 0 | 0 | 0 | 0 | 0 | 0 | 0 | 0 | 0 | 0 | 0 | 0 | 0 | 0 | 0 | 0 | 0 | 0 | 0 | 0 | 0 | 0 | 0 | 0 | 0 | 0 | 0 | 0
[8 empty] | 1978 | March | Winter | Weekday | 0 | 0 | 0 | 0 | 0 | 0 | 0 | 0 | 0 | 0 | 0 | 0 | 0 | 0 | 0 | 0 | 0 | 0 | 0 | 0 | 0 | 0 | 0 | 0 | 0 | 0 | 0 | 0 | 0 | 0
[8 empty] | 1979 | March | Winter | Weekday | 0 | 0 | 0 | 0 | 0 | 0 | 0 | 0 | 0 | 0 | 0 | 0 | 0 | 0 | 0 | 0 | 0 | 0 | 0 | 0 | 0 | 0 | 0 | 0 | 0 | 0 | 0 | 0 | 0 | 0
[8 empty] | 1980 | March | Winter | Weekday | 0 | 0 | 0 | 0 | 0 | 0 | 0 | 0 | 0 | 0 | 0 | 0 | 0 | 0 | 0 | 0 | 0 | 0 | 0 | 0 | 0 | 0 | 0 | 0 | 0 | 0 | 0 | 0 | 0 | 0
[8 empty] | 1981 | March | Winter | Weekday | 0 | 0 | 0 | 0 | 0 | 0 | 0 | 0 | 0 | 0 | 0 | 0 | 0 | 0 | 0 | 0 | 0 | 0 | 0 | 0 | 0 | 0 | 0 | 0 | 0 | 0 | 0 | 0 | 0 | 0
[8 empty] | 1982 | March | Winter | Weekday | 0 | 0 | 0 | 0 | 0 | 0 | 0 | 0 | 0 | 0 | 0 | 0 | 0 | 0 | 0 | 0 | 0 | 0 | 0 | 0 | 0 | 0 | 0 | 0 | 0 | 0 | 0 | 0 | 0 | 0
[8 empty] | 1983 | March | Winter | Weekday | 0 | 0 | 0 | 0 | 0 | 0 | 0 | 0 | 0 | 0 | 0 | 0 | 0 | 0 | 0 | 0 | 0 | 0 | 0 | 0 | 0 | 0 | 0 | 0 | 0 | 0 | 0 | 0 | 0 | 0
[8 empty] | 1984 | March | Winter | Weekday | 0 | 0 | 0 | 0 | 0 | 0 | 0 | 0 | 0 | 0 | 0 | 0 | 0 | 0 | 0 | 0 | 0 | 0 | 0 | 0 | 0 | 0 | 0 | 0 | 0 | 0 | 0 | 0 | 0 | 0
[8 empty] | 1985 | March | Winter | Weekday | 0 | 0 | 0 | 0 | 0 | 0 | 0 | 0 | 0 | 0 | 0 | 0 | 0 | 0 | 0 | 0 | 0 | 0 | 0 | 0 | 0 | 0 | 0 | 0 | 0 | 0 | 0 | 0 | 0 | 0
[8 empty] | 1986 | March | Winter | Weekday | 0 | 0 | 0 | 0 | 0 | 0 | 0 | 0 | 0 | 0 | 0 | 0 | 0 | 0 | 0 | 0 | 0 | 0 | 0 | 0 | 0 | 0 | 0 | 0 | 0 | 0 | 0 | 0 | 0 | 0
[8 empty] | 1987 | March | Winter | Weekday | 0 | 0 | 0 | 0 | 0 | 0 | 0 | 0 | 0 | 0 | 0 | 0 | 0 | 0 | 0 | 0 | 0 | 0 | 0 | 0 | 0 | 0 | 0 | 0 | 0 | 0 | 0 | 0 | 0 | 0
[8 empty] | 1988 | March | Winter | Weekday | 0 | 0 | 0 | 0 | 0 | 0 | 0 | 0 | 0 | 0 | 0 | 0 | 0 | 0 | 0 | 0 | 0 | 0 | 0 | 0 | 0 | 0 | 0 | 0 | 0 | 0 | 0 | 0 | 0 | 0
[8 empty] | 1989 | March | Winter | Weekday | 0 | 0 | 0 | 0 | 0 | 0 | 0 | 0 | 0 | 0 | 0 | 0 | 0 | 0 | 0 | 0 | 0 | 0 | 0 | 0 | 0 | 0 | 0 | 0 | 0 | 0 | 0 | 0 | 0 | 0
[8 empty] | 1990 | March | Winter | Weekday | 0 | 0 | 0 | 0 | 0 | 0 | 0 | 0 | 0 | 0 | 0 | 0 | 0 | 0 | 0 | 0 | 0 | 0 | 0 | 0 | 0 | 0 | 0 | 0 | 0 | 0 | 0 | 0 | 0 | 0
[8 empty] | 1991 | March | Winter | Weekday | 0 | 0 | 0 | 0 | 0 | 0 | 0 | 0 | 0 | 0 | 0 | 0 | 0 | 0 | 0 | 0 | 0 | 0 | 0 | 0 | 0 | 0 | 0 | 0 | 0 | 0 | 0 | 0 | 0 | 0
[8 empty] | 1992 | March | Winter | Weekday | 0 | 0 | 0 | 0 | 0 | 0 | 0 | 0 | 0 | 0 | 0 | 0 | 0 | 0 | 0 | 0 | 0 | 0 | 0 | 0 | 0 | 0 | 0 | 0 | 0 | 0 | 0 | 0 | 0 | 0
[8 empty] | 1993 | March | Winter | Weekend | 0 | 0 | 0 | 0 | 0 | 0 | 0 | 0 | 0 | 0 | 0 | 0 | 0 | 0 | 0 | 0 | 0 | 0 | 0 | 0 | 0 | 0 | 0 | 0 | 0 | 4.8 | 4.8 | 0 | 0 | 0
[8 empty] | 1994 | March | Winter | Weekend | 0 | 0 | 0 | 0 | 0 | 0 | 0 | 0 | 0 | 0 | 0 | 0 | 0 | 0 | 0 | 0 | 0 | 0 | 0 | 0 | 0 | 0 | 0 | 0 | 0 | 4.8 | 4.8 | 0 | 0 | 0
[8 empty] | 1995 | March | Winter | Weekend | 0 | 0 | 0 | 0 | 0 | 0 | 0 | 0 | 0 | 0 | 0 | 0 | 0 | 0 | 0 | 0 | 0 | 0 | 0 | 0 | 0 | 0 | 0 | 0 | 0 | 4.8 | 4.8 | 0 | 0 | 0
[8 empty] | 1996 | March | Winter | Weekend | 0 | 0 | 0 | 0 | 0 | 0 | 0 | 0 | 0 | 0 | 0 | 0 | 0 | 0 | 0 | 0 | 0 | 0 | 0 | 0 | 0 | 0 | 0 | 0 | 0 | 4.8 | 4.8 | 0 | 0 | 0
[8 empty] | 1997 | March | Winter | Weekend | 0 | 0 | 0 | 0 | 0 | 0 | 0 | 0 | 0 | 0 | 0 | 0 | 0 | 0 | 0 | 0 | 0 | 0 | 0 | 0 | 0 | 0 | 0 | 0 | 0 | 4.8 | 4.8 | 0 | 0 | 0
[8 empty] | 1998 | March | Winter | Weekend | 0 | 0 | 0 | 0 | 0 | 0 | 0 | 0 | 0 | 0 | 0 | 0 | 0 | 0 | 0 | 0 | 0 | 0 | 0 | 0 | 0 | 0 | 0 | 0 | 0 | 4.8 | 4.8 | 0 | 0 | 0
[8 empty] | 1999 | March | Winter | Weekend | 0 | 0 | 0 | 0 | 0 | 0 | 0 | 0 | 0 | 0 | 0 | 0 | 0 | 0 | 0 | 0 | 0 | 0 | 0 | 0 | 0 | 0 | 0 | 0 | 0 | 1.2 | 1.2 | 0 | 0 | 0
[8 empty] | 2000 | March | Winter | Weekend | 0 | 0 | 0 | 0 | 0 | 0 | 0 | 0 | 0 | 0 | 0 | 0 | 0 | 0 | 0 | 0 | 0 | 0 | 0 | 0 | 0 | 0 | 0 | 0 | 0 | 0 | 0 | 0 | 0 | 0
[8 empty] | 2001 | March | Winter | Weekend | 0 | 0 | 0 | 0 | 0 | 0 | 0 | 0 | 0 | 0 | 0 | 0 | 0 | 0 | 0 | 0 | 0 | 0 | 0 | 0 | 0 | 0 | 0 | 0 | 0 | 0 | 0 | 0 | 0 | 0
[8 empty] | 2002 | March | Winter | Weekend | 0 | 0 | 0 | 0 | 0 | 0 | 0 | 0 | 0 | 0 | 0 | 0 | 0 | 0 | 0 | 0 | 0 | 0 | 0 | 0 | 0 | 0 | 0 | 0 | 0 | 0 | 0 | 0 | 0 | 0
[8 empty] | 2003 | March | Winter | Weekend | 0 | 0 | 0 | 0 | 0 | 0 | 0 | 0 | 0 | 0 | 0 | 0 | 0 | 0 | 0 | 0 | 0 | 0 | 0 | 0 | 0 | 0 | 0 | 0 | 0 | 0 | 0 | 0 | 0 | 0
[8 empty] | 2004 | March | Winter | Weekend | 0 | 0 | 0 | 0 | 0 | 0 | 0 | 0 | 0 | 0 | 0 | 0 | 0 | 0 | 0 | 0 | 0 | 0 | 0 | 0 | 0 | 0 | 0 | 0 | 0 | 0 | 0 | 0 | 0 | 0
[8 empty] | 2005 | March | Winter | Weekend | 0 | 0 | 0 | 0 | 0 | 0 | 0 | 0 | 0 | 0 | 0 | 0 | 0 | 0 | 0 | 0 | 0 | 0 | 0 | 0 | 0 | 0 | 0 | 0 | 0 | 0 | 0 | 0 | 0 | 0
[8 empty] | 2006 | March | Winter | Weekend | 0 | 0 | 0 | 0 | 0 | 0 | 0 | 0 | 0 | 0 | 0 | 0 | 0 | 0 | 0 | 0 | 0 | 0 | 0 | 0 | 0 | 0 | 0 | 0 | 0 | 0 | 0 | 0 | 0 | 0
[8 empty] | 2007 | March | Winter | Weekend | 0 | 0 | 0 | 0 | 0 | 0 | 0 | 0 | 0 | 0 | 0 | 0 | 0 | 0 | 0 | 0 | 0 | 0 | 0 | 0 | 0 | 0 | 0 | 0 | 0 | 0 | 0 | 0 | 0 | 0
[8 empty] | 2008 | March | Winter | Weekend | 0 | 0 | 0 | 0 | 0 | 0 | 0 | 0 | 0 | 0 | 0 | 0 | 0 | 0 | 0 | 0 | 0 | 0 | 0 | 0 | 0 | 0 | 0 | 0 | 0 | 0 | 0 | 0 | 0 | 0
[8 empty] | 2009 | March | Winter | Weekend | 0 | 0 | 0 | 0 | 0 | 0 | 0 | 0 | 0 | 0 | 0 | 0 | 0 | 0 | 0 | 0 | 0 | 0 | 0 | 0 | 0 | 0 | 0 | 0 | 0 | 0 | 0 | 0 | 0 | 0
[8 empty] | 2010 | March | Winter | Weekend | 0 | 0 | 0 | 0 | 0 | 0 | 0 | 0 | 0 | 0 | 0 | 0 | 0 | 0 | 0 | 0 | 0 | 0 | 0 | 0 | 0 | 0 | 0 | 0 | 0 | 0 | 0 | 0 | 0 | 0
[8 empty] | 2011 | March | Winter | Weekend | 0 | 0 | 0 | 0 | 0 | 0 | 0 | 0 | 0 | 0 | 0 | 0 | 0 | 0 | 0 | 0 | 0 | 0 | 0 | 0 | 0 | 0 | 0 | 0 | 0 | 0 | 0 | 0 | 0 | 0
[8 empty] | 2012 | March | Winter | Weekend | 0 | 0 | 0 | 0 | 0 | 0 | 0 | 0 | 0 | 0 | 0 | 0 | 0 | 0 | 0 | 0 | 0 | 0 | 0 | 0 | 0 | 0 | 0 | 0 | 0 | 0 | 0 | 0 | 0 | 0
[8 empty] | 2013 | March | Winter | Weekend | 0 | 0 | 0 | 0 | 0 | 0 | 0 | 0 | 0 | 0 | 0 | 0 | 0 | 0 | 0 | 0 | 0 | 0 | 0 | 0 | 0 | 0 | 0 | 0 | 0 | 0 | 0 | 0 | 0 | 0
[8 empty] | 2014 | March | Winter | Weekend | 0 | 0 | 0 | 0 | 0 | 0 | 0 | 0 | 0 | 0 | 0 | 0 | 0 | 0 | 0 | 0 | 0 | 0 | 0 | 0 | 0 | 0 | 0 | 0 | 0 | 0 | 0 | 0 | 0 | 0
[8 empty] | 2015 | March | Winter | Weekend | 0 | 0 | 0 | 0 | 0 | 0 | 0 | 0 | 0 | 0 | 0 | 0 | 0 | 0 | 0 | 0 | 0 | 0 | 0 | 0 | 0 | 0 | 0 | 0 | 0 | 0 | 0 | 0 | 0 | 0
[8 empty] | 2016 | March | Winter | Weekend | 0 | 0 | 0 | 0 | 0 | 0 | 0 | 0 | 0 | 0 | 0 | 0 | 0 | 0 | 0 | 0 | 0 | 0 | 0 | 0 | 0 | 0 | 0 | 0 | 0 | 0 | 0 | 0 | 0 | 0
[8 empty] | 2017 | March | Winter | Weekend | 0 | 0 | 0 | 0 | 0 | 0 | 0 | 0 | 0 | 0 | 0 | 0 | 0 | 0 | 0 | 0 | 0 | 0 | 0 | 0 | 0 | 0 | 0 | 0 | 0 | 4.8 | 4.8 | 0 | 0 | 0
[8 empty] | 2018 | March | Winter | Weekend | 0 | 0 | 0 | 0 | 0 | 0 | 0 | 0 | 0 | 0 | 0 | 0 | 0 | 0 | 0 | 0 | 0 | 0 | 0 | 0 | 0 | 0 | 0 | 0 | 0 | 4.8 | 4.8 | 0 | 0 | 0
[8 empty] | 2019 | March | Winter | Weekend | 0 | 0 | 0 | 0 | 0 | 0 | 0 | 0 | 0 | 0 | 0 | 0 | 0 | 0 | 0 | 0 | 0 | 0 | 0 | 0 | 0 | 0 | 0 | 0 | 0 | 4.8 | 4.8 | 0 | 0 | 0
[8 empty] | 2020 | March | Winter | Weekend | 0 | 0 | 0 | 0 | 0 | 0 | 0 | 0 | 0 | 0 | 0 | 0 | 0 | 0 | 0 | 0 | 0 | 0 | 0 | 0 | 0 | 0 | 0 | 0 | 0 | 4.8 | 4.8 | 0 | 0 | 0
[8 empty] | 2021 | March | Winter | Weekend | 0 | 0 | 0 | 0 | 0 | 0 | 0 | 0 | 0 | 0 | 0 | 0 | 0 | 0 | 0 | 0 | 0 | 0 | 0 | 0 | 0 | 0 | 0 | 0 | 0 | 4.8 | 4.8 | 0 | 0 | 0
[8 empty] | 2022 | March | Winter | Weekend | 0 | 0 | 0 | 0 | 0 | 0 | 0 | 0 | 0 | 0 | 0 | 0 | 0 | 0 | 0 | 0 | 0 | 0 | 0 | 0 | 0 | 0 | 0 | 0 | 0 | 4.8 | 4.8 | 0 | 0 | 0
[8 empty] | 2023 | March | Winter | Weekend | 0 | 0 | 0 | 0 | 0 | 0 | 0 | 0 | 0 | 0 | 0 | 0 | 0 | 0 | 0 | 0 | 0 | 0 | 0 | 0 | 0 | 0 | 0 | 0 | 0 | 1.2 | 1.2 | 0 | 0 | 0
[8 empty] | 2024 | March | Winter | Weekend | 0 | 0 | 0 | 0 | 0 | 0 | 0 | 0 | 0 | 0 | 0 | 0 | 0 | 0 | 0 | 0 | 0 | 0 | 0 | 0 | 0 | 0 | 0 | 0 | 0 | 0 | 0 | 0 | 0 | 0
[8 empty] | 2025 | March | Winter | Weekend | 0 | 0 | 0 | 0 | 0 | 0 | 0 | 0 | 0 | 0 | 0 | 0 | 0 | 0 | 0 | 0 | 0 | 0 | 0 | 0 | 0 | 0 | 0 | 0 | 0 | 0 | 0 | 0 | 0 | 0
[8 empty] | 2026 | March | Winter | Weekend | 0 | 0 | 0 | 0 | 0 | 0 | 0 | 0 | 0 | 0 | 0 | 0 | 0 | 0 | 0 | 0 | 0 | 0 | 0 | 0 | 0 | 0 | 0 | 0 | 0 | 0 | 0 | 0 | 0 | 0
[8 empty] | 2027 | March | Winter | Weekend | 0 | 0 | 0 | 0 | 0 | 0 | 0 | 0 | 0 | 0 | 0 | 0 | 0 | 0 | 0 | 0 | 0 | 0 | 0 | 0 | 0 | 0 | 0 | 0 | 0 | 0 | 0 | 0 | 0 | 0
[8 empty] | 2028 | March | Winter | Weekend | 0 | 0 | 0 | 0 | 0 | 0 | 0 | 0 | 0 | 0 | 0 | 0 | 0 | 0 | 0 | 0 | 0 | 0 | 0 | 0 | 0 | 0 | 0 | 0 | 0 | 0 | 0 | 0 | 0 | 0
[8 empty] | 2029 | March | Winter | Weekend | 0 | 0 | 0 | 0 | 0 | 0 | 0 | 0 | 0 | 0 | 0 | 0 | 0 | 0 | 0 | 0 | 0 | 0 | 0 | 0 | 0 | 0 | 0 | 0 | 0 | 0 | 0 | 0 | 0 | 0
[8 empty] | 2030 | March | Winter | Weekend | 0 | 0 | 0 | 0 | 0 | 0 | 0 | 0 | 0 | 0 | 0 | 0 | 0 | 0 | 0 | 0 | 0 | 0 | 0 | 0 | 0 | 0 | 0 | 0 | 0 | 0 | 0 | 0 | 0 | 0
[8 empty] | 2031 | March | Winter | Weekend | 0 | 0 | 0 | 0 | 0 | 0 | 0 | 0 | 0 | 0 | 0 | 0 | 0 | 0 | 0 | 0 | 0 | 0 | 0 | 0 | 0 | 0 | 0 | 0 | 0 | 0 | 0 | 0 | 0 | 0
[8 empty] | 2032 | March | Winter | Weekend | 0 | 0 | 0 | 0 | 0 | 0 | 0 | 0 | 0 | 0 | 0 | 0 | 0 | 0 | 0 | 0 | 0 | 0 | 0 | 0 | 0 | 0 | 0 | 0 | 0 | 0 | 0 | 0 | 0 | 0
[8 empty] | 2033 | March | Winter | Weekend | 0 | 0 | 0 | 0 | 0 | 0 | 0 | 0 | 0 | 0 | 0 | 0 | 0 | 0 | 0 | 0 | 0 | 0 | 0 | 0 | 0 | 0 | 0 | 0 | 0 | 0 | 0 | 0 | 0 | 0
[8 empty] | 2034 | March | Winter | Weekend | 0 | 0 | 0 | 0 | 0 | 0 | 0 | 0 | 0 | 0 | 0 | 0 | 0 | 0 | 0 | 0 | 0 | 0 | 0 | 0 | 0 | 0 | 0 | 0 | 0 | 0 | 0 | 0 | 0 | 0
[8 empty] | 2035 | March | Winter | Weekend | 0 | 0 | 0 | 0 | 0 | 0 | 0 | 0 | 0 | 0 | 0 | 0 | 0 | 0 | 0 | 0 | 0 | 0 | 0 | 0 | 0 | 0 | 0 | 0 | 0 | 0 | 0 | 0 | 0 | 0
[8 empty] | 2036 | March | Winter | Weekend | 0 | 0 | 0 | 0 | 0 | 0 | 0 | 0 | 0 | 0 | 0 | 0 | 0 | 0 | 0 | 0 | 0 | 0 | 0 | 0 | 0 | 0 | 0 | 0 | 0 | 0 | 0 | 0 | 0 | 0
[8 empty] | 2037 | March | Winter | Weekend | 0 | 0 | 0 | 0 | 0 | 0 | 0 | 0 | 0 | 0 | 0 | 0 | 0 | 0 | 0 | 0 | 0 | 0 | 0 | 0 | 0 | 0 | 0 | 0 | 0 | 0 | 0 | 0 | 0 | 0
[8 empty] | 2038 | March | Winter | Weekend | 0 | 0 | 0 | 0 | 0 | 0 | 0 | 0 | 0 | 0 | 0 | 0 | 0 | 0 | 0 | 0 | 0 | 0 | 0 | 0 | 0 | 0 | 0 | 0 | 0 | 0 | 0 | 0 | 0 | 0
[8 empty] | 2039 | March | Winter | Weekend | 0 | 0 | 0 | 0 | 0 | 0 | 0 | 0 | 0 | 0 | 0 | 0 | 0 | 0 | 0 | 0 | 0 | 0 | 0 | 0 | 0 | 0 | 0 | 0 | 0 | 0 | 0 | 0 | 0 | 0
[8 empty] | 2040 | March | Winter | Weekend | 0 | 0 | 0 | 0 | 0 | 0 | 0 | 0 | 0 | 0 | 0 | 0 | 0 | 0 | 0 | 0 | 0 | 0 | 0 | 0 | 0 | 0 | 0 | 0 | 0 | 0 | 0 | 0 | 0 | 0
[8 empty] | 2041 | March | Winter | Weekday | 0 | 0 | 0 | 0 | 0 | 0 | 0 | 0 | 0 | 0 | 0 | 0 | 0 | 0 | 0 | 0 | 0 | 0 | 0 | 0 | 0 | 0 | 0 | 0 | 0 | 4.8 | 4.8 | 0 | 0 | 0
[8 empty] | 2042 | March | Winter | Weekday | 0 | 0 | 0 | 0 | 0 | 0 | 0 | 0 | 0 | 0 | 0 | 0 | 0 | 0 | 0 | 0 | 0 | 0 | 0 | 0 | 0 | 0 | 0 | 0 | 0 | 4.8 | 4.8 | 0 | 0 | 0
[8 empty] | 2043 | March | Winter | Weekday | 0 | 0 | 0 | 0 | 0 | 0 | 0 | 0 | 0 | 0 | 0 | 0 | 0 | 0 | 0 | 0 | 0 | 0 | 0 | 0 | 0 | 0 | 0 | 0 | 0 | 4.8 | 4.8 | 0 | 0 | 0
[8 empty] | 2044 | March | Winter | Weekday | 0 | 0 | 0 | 0 | 0 | 0 | 0 | 0 | 0 | 0 | 0 | 0 | 0 | 0 | 0 | 0 | 0 | 0 | 0 | 0 | 0 | 0 | 0 | 0 | 0 | 4.8 | 4.8 | 0 | 0 | 0
[8 empty] | 2045 | March | Winter | Weekday | 0 | 0 | 0 | 0 | 0 | 0 | 0 | 0 | 0 | 0 | 0 | 0 | 0 | 0 | 0 | 0 | 0 | 0 | 0 | 0 | 0 | 0 | 0 | 0 | 0 | 4.8 | 4.8 | 0 | 0 | 0
[8 empty] | 2046 | March | Winter | Weekday | 0 | 0 | 0 | 0 | 0 | 0 | 0 | 0 | 0 | 0 | 0 | 0 | 0 | 0 | 0 | 0 | 0 | 0 | 0 | 0 | 0 | 0 | 0 | 0 | 0 | 4.8 | 4.8 | 0 | 0 | 0
[8 empty] | 2047 | March | Winter | Weekday | 0 | 0 | 0 | 0 | 0 | 0 | 0 | 0 | 0 | 0 | 0 | 0 | 0 | 0 | 0 | 0 | 0 | 0 | 0 | 0 | 0 | 0 | 0 | 0 | 0 | 1.2 | 1.2 | 0 | 0 | 0
[8 empty] | 2048 | March | Winter | Weekday | 0 | 0 | 0 | 0 | 0 | 0 | 0 | 0 | 0 | 0 | 0 | 0 | 0 | 0 | 0 | 0 | 0 | 0 | 0 | 0 | 0 | 0 | 0 | 0 | 0 | 0 | 0 | 0 | 0 | 0
[8 empty] | 2049 | March | Winter | Weekday | 0 | 0 | 0 | 0 | 0 | 0 | 0 | 0 | 0 | 0 | 0 | 0 | 0 | 0 | 0 | 0 | 0 | 0 | 0 | 0 | 0 | 0 | 0 | 0 | 0 | 0 | 0 | 0 | 0 | 0
[8 empty] | 2050 | March | Winter | Weekday | 0 | 0 | 0 | 0 | 0 | 0 | 0 | 0 | 0 | 0 | 0 | 0 | 0 | 0 | 0 | 0 | 0 | 0 | 0 | 0 | 0 | 0 | 0 | 0 | 0 | 0 | 0 | 0 | 0 | 0
[8 empty] | 2051 | March | Winter | Weekday | 0 | 0 | 0 | 0 | 0 | 0 | 0 | 0 | 0 | 0 | 0 | 0 | 0 | 0 | 0 | 0 | 0 | 0 | 0 | 0 | 0 | 0 | 0 | 0 | 0 | 0 | 0 | 0 | 0 | 0
[8 empty] | 2052 | March | Winter | Weekday | 0 | 0 | 0 | 0 | 0 | 0 | 0 | 0 | 0 | 0 | 0 | 0 | 0 | 0 | 0 | 0 | 0 | 0 | 0 | 0 | 0 | 0 | 0 | 0 | 0 | 0 | 0 | 0 | 0 | 0
[8 empty] | 2053 | March | Winter | Weekday | 0 | 0 | 0 | 0 | 0 | 0 | 0 | 0 | 0 | 0 | 0 | 0 | 0 | 0 | 0 | 0 | 0 | 0 | 0 | 0 | 0 | 0 | 0 | 0 | 0 | 0 | 0 | 0 | 0 | 0
[8 empty] | 2054 | March | Winter | Weekday | 0 | 0 | 0 | 0 | 0 | 0 | 0 | 0 | 0 | 0 | 0 | 0 | 0 | 0 | 0 | 0 | 0 | 0 | 0 | 0 | 0 | 0 | 0 | 0 | 0 | 0 | 0 | 0 | 0 | 0
[8 empty] | 2055 | March | Winter | Weekday | 0 | 0 | 0 | 0 | 0 | 0 | 0 | 0 | 0 | 0 | 0 | 0 | 0 | 0 | 0 | 0 | 0 | 0 | 0 | 0 | 0 | 0 | 0 | 0 | 0 | 0 | 0 | 0 | 0 | 0
[8 empty] | 2056 | March | Winter | Weekday | 0 | 0 | 0 | 0 | 0 | 0 | 0 | 0 | 0 | 0 | 0 | 0 | 0 | 0 | 0 | 0 | 0 | 0 | 0 | 0 | 0 | 0 | 0 | 0 | 0 | 0 | 0 | 0 | 0 | 0
[8 empty] | 2057 | March | Winter | Weekday | 0 | 0 | 0 | 0 | 0 | 0 | 0 | 0 | 0 | 0 | 0 | 0 | 0 | 0 | 0 | 0 | 0 | 0 | 0 | 0 | 0 | 0 | 0 | 0 | 0 | 0 | 0 | 0 | 0 | 0
[8 empty] | 2058 | March | Winter | Weekday | 0 | 0 | 0 | 0 | 0 | 0 | 0 | 0 | 0 | 0 | 0 | 0 | 0 | 0 | 0 | 0 | 0 | 0 | 0 | 0 | 0 | 0 | 0 | 0 | 0 | 0 | 0 | 0 | 0 | 0
[8 empty] | 2059 | March | Winter | Weekday | 0 | 0 | 0 | 0 | 0 | 0 | 0 | 0 | 0 | 0 | 0 | 0 | 0 | 0 | 0 | 0 | 0 | 0 | 0 | 0 | 0 | 0 | 0 | 0 | 0 | 0 | 0 | 0 | 0 | 0
[8 empty] | 2060 | March | Winter | Weekday | 0 | 0 | 0 | 0 | 0 | 0 | 0 | 0 | 0 | 0 | 0 | 0 | 0 | 0 | 0 | 0 | 0 | 0 | 0 | 0 | 0 | 0 | 0 | 0 | 0 | 0 | 0 | 0 | 0 | 0
[8 empty] | 2061 | March | Winter | Weekday | 0 | 0 | 0 | 0 | 0 | 0 | 0 | 0 | 0 | 0 | 0 | 0 | 0 | 0 | 0 | 0 | 0 | 0 | 0 | 0 | 0 | 0 | 0 | 0 | 0 | 0 | 0 | 0 | 0 | 0
[8 empty] | 2062 | March | Winter | Weekday | 0 | 0 | 0 | 0 | 0 | 0 | 0 | 0 | 0 | 0 | 0 | 0 | 0 | 0 | 0 | 0 | 0 | 0 | 0 | 0 | 0 | 0 | 0 | 0 | 0 | 0 | 0 | 0 | 0 | 0
[8 empty] | 2063 | March | Winter | Weekday | 0 | 0 | 0 | 0 | 0 | 0 | 0 | 0 | 0 | 0 | 0 | 0 | 0 | 0 | 0 | 0 | 0 | 0 | 0 | 0 | 0 | 0 | 0 | 0 | 0 | 0 | 0 | 0 | 0 | 0
[8 empty] | 2064 | March | Winter | Weekday | 0 | 0 | 0 | 0 | 0 | 0 | 0 | 0 | 0 | 0 | 0 | 0 | 0 | 0 | 0 | 0 | 0 | 0 | 0 | 0 | 0 | 0 | 0 | 0 | 0 | 0 | 0 | 0 | 0 | 0
[8 empty] | 2065 | March | Winter | Weekday | 0 | 0 | 0 | 0 | 0 | 0 | 0 | 0 | 0 | 0 | 0 | 0 | 0 | 0 | 0 | 0 | 0 | 0 | 0 | 0 | 0 | 0 | 0 | 0 | 0 | 4.8 | 4.8 | 0 | 0 | 0
[8 empty] | 2066 | March | Winter | Weekday | 0 | 0 | 0 | 0 | 0 | 0 | 0 | 0 | 0 | 0 | 0 | 0 | 0 | 0 | 0 | 0 | 0 | 0 | 0 | 0 | 0 | 0 | 0 | 0 | 0 | 4.8 | 4.8 | 0 | 0 | 0
[8 empty] | 2067 | March | Winter | Weekday | 0 | 0 | 0 | 0 | 0 | 0 | 0 | 0 | 0 | 0 | 0 | 0 | 0 | 0 | 0 | 0 | 0 | 0 | 0 | 0 | 0 | 0 | 0 | 0 | 0 | 4.8 | 4.8 | 0 | 0 | 0
[8 empty] | 2068 | March | Winter | Weekday | 0 | 0 | 0 | 0 | 0 | 0 | 0 | 0 | 0 | 0 | 0 | 0 | 0 | 0 | 0 | 0 | 0 | 0 | 0 | 0 | 0 | 0 | 0 | 0 | 0 | 4.8 | 4.8 | 0 | 0 | 0
[8 empty] | 2069 | March | Winter | Weekday | 0 | 0 | 0 | 0 | 0 | 0 | 0 | 0 | 0 | 0 | 0 | 0 | 0 | 0 | 0 | 0 | 0 | 0 | 0 | 0 | 0 | 0 | 0 | 0 | 0 | 4.8 | 4.8 | 0 | 0 | 0
[8 empty] | 2070 | March | Winter | Weekday | 0 | 0 | 0 | 0 | 0 | 0 | 0 | 0 | 0 | 0 | 0 | 0 | 0 | 0 | 0 | 0 | 0 | 0 | 0 | 0 | 0 | 0 | 0 | 0 | 0 | 4.8 | 4.8 | 0 | 0 | 0
[8 empty] | 2071 | March | Winter | Weekday | 0 | 0 | 0 | 0 | 0 | 0 | 0 | 0 | 0 | 0 | 0 | 0 | 0 | 0 | 0 | 0 | 0 | 0 | 0 | 0 | 0 | 0 | 0 | 0 | 0 | 1.2 | 1.2 | 0 | 0 | 0
[8 empty] | 2072 | March | Winter | Weekday | 0 | 0 | 0 | 0 | 0 | 0 | 0 | 0 | 0 | 0 | 0 | 0 | 0 | 0 | 0 | 0 | 0 | 0 | 0 | 0 | 0 | 0 | 0 | 0 | 0 | 0 | 0 | 0 | 0 | 0
[8 empty] | 2073 | March | Winter | Weekday | 0 | 0 | 0 | 0 | 0 | 0 | 0 | 0 | 0 | 0 | 0 | 0 | 0 | 0 | 0 | 0 | 0 | 0 | 0 | 0 | 0 | 0 | 0 | 0 | 0 | 0 | 0 | 0 | 0 | 0
[8 empty] | 2074 | March | Winter | Weekday | 0 | 0 | 0 | 0 | 0 | 0 | 0 | 0 | 0 | 0 | 0 | 0 | 0 | 0 | 0 | 0 | 0 | 0 | 0 | 0 | 0 | 0 | 0 | 0 | 0 | 0 | 0 | 0 | 0 | 0
[8 empty] | 2075 | March | Winter | Weekday | 0 | 0 | 0 | 0 | 0 | 0 | 0 | 0 | 0 | 0 | 0 | 0 | 0 | 0 | 0 | 0 | 0 | 0 | 0 | 0 | 0 | 0 | 0 | 0 | 0 | 0 | 0 | 0 | 0 | 0
[8 empty] | 2076 | March | Winter | Weekday | 0 | 0 | 0 | 0 | 0 | 0 | 0 | 0 | 0 | 0 | 0 | 0 | 0 | 0 | 0 | 0 | 0 | 0 | 0 | 0 | 0 | 0 | 0 | 0 | 0 | 0 | 0 | 0 | 0 | 0
[8 empty] | 2077 | March | Winter | Weekday | 0 | 0 | 0 | 0 | 0 | 0 | 0 | 0 | 0 | 0 | 0 | 0 | 0 | 0 | 0 | 0 | 0 | 0 | 0 | 0 | 0 | 0 | 0 | 0 | 0 | 0 | 0 | 0 | 0 | 0
[8 empty] | 2078 | March | Winter | Weekday | 0 | 0 | 0 | 0 | 0 | 0 | 0 | 0 | 0 | 0 | 0 | 0 | 0 | 0 | 0 | 0 | 0 | 0 | 0 | 0 | 0 | 0 | 0 | 0 | 0 | 0 | 0 | 0 | 0 | 0
[8 empty] | 2079 | March | Winter | Weekday | 0 | 0 | 0 | 0 | 0 | 0 | 0 | 0 | 0 | 0 | 0 | 0 | 0 | 0 | 0 | 0 | 0 | 0 | 0 | 0 | 0 | 0 | 0 | 0 | 0 | 0 | 0 | 0 | 0 | 0
[8 empty] | 2080 | March | Winter | Weekday | 0 | 0 | 0 | 0 | 0 | 0 | 0 | 0 | 0 | 0 | 0 | 0 | 0 | 0 | 0 | 0 | 0 | 0 | 0 | 0 | 0 | 0 | 0 | 0 | 0 | 0 | 0 | 0 | 0 | 0
[8 empty] | 2081 | March | Winter | Weekday | 0 | 0 | 0 | 0 | 0 | 0 | 0 | 0 | 0 | 0 | 0 | 0 | 0 | 0 | 0 | 0 | 0 | 0 | 0 | 0 | 0 | 0 | 0 | 0 | 0 | 0 | 0 | 0 | 0 | 0
[8 empty] | 2082 | March | Winter | Weekday | 0 | 0 | 0 | 0 | 0 | 0 | 0 | 0 | 0 | 0 | 0 | 0 | 0 | 0 | 0 | 0 | 0 | 0 | 0 | 0 | 0 | 0 | 0 | 0 | 0 | 0 | 0 | 0 | 0 | 0
[8 empty] | 2083 | March | Winter | Weekday | 0 | 0 | 0 | 0 | 0 | 0 | 0 | 0 | 0 | 0 | 0 | 0 | 0 | 0 | 0 | 0 | 0 | 0 | 0 | 0 | 0 | 0 | 0 | 0 | 0 | 0 | 0 | 0 | 0 | 0
[8 empty] | 2084 | March | Winter | Weekday | 0 | 0 | 0 | 0 | 0 | 0 | 0 | 0 | 0 | 0 | 0 | 0 | 0 | 0 | 0 | 0 | 0 | 0 | 0 | 0 | 0 | 0 | 0 | 0 | 0 | 0 | 0 | 0 | 0 | 0
[8 empty] | 2085 | March | Winter | Weekday | 0 | 0 | 0 | 0 | 0 | 0 | 0 | 0 | 0 | 0 | 0 | 0 | 0 | 0 | 0 | 0 | 0 | 0 | 0 | 0 | 0 | 0 | 0 | 0 | 0 | 0 | 0 | 0 | 0 | 0
[8 empty] | 2086 | March | Winter | Weekday | 0 | 0 | 0 | 0 | 0 | 0 | 0 | 0 | 0 | 0 | 0 | 0 | 0 | 0 | 0 | 0 | 0 | 0 | 0 | 0 | 0 | 0 | 0 | 0 | 0 | 0 | 0 | 0 | 0 | 0
[8 empty] | 2087 | March | Winter | Weekday | 0 | 0 | 0 | 0 | 0 | 0 | 0 | 0 | 0 | 0 | 0 | 0 | 0 | 0 | 0 | 0 | 0 | 0 | 0 | 0 | 0 | 0 | 0 | 0 | 0 | 0 | 0 | 0 | 0 | 0
[8 empty] | 2088 | March | Winter | Weekday | 0 | 0 | 0 | 0 | 0 | 0 | 0 | 0 | 0 | 0 | 0 | 0 | 0 | 0 | 0 | 0 | 0 | 0 | 0 | 0 | 0 | 0 | 0 | 0 | 0 | 0 | 0 | 0 | 0 | 0
[8 empty] | 2089 | March | Winter | Weekday | 0 | 0 | 0 | 0 | 0 | 0 | 0 | 0 | 0 | 0 | 0 | 0 | 0 | 0 | 0 | 0 | 0 | 0 | 0 | 0 | 0 | 0 | 0 | 0 | 0 | 4.8 | 4.8 | 0 | 0 | 0
[8 empty] | 2090 | March | Winter | Weekday | 0 | 0 | 0 | 0 | 0 | 0 | 0 | 0 | 0 | 0 | 0 | 0 | 0 | 0 | 0 | 0 | 0 | 0 | 0 | 0 | 0 | 0 | 0 | 0 | 0 | 4.8 | 4.8 | 0 | 0 | 0
[8 empty] | 2091 | March | Winter | Weekday | 0 | 0 | 0 | 0 | 0 | 0 | 0 | 0 | 0 | 0 | 0 | 0 | 0 | 0 | 0 | 0 | 0 | 0 | 0 | 0 | 0 | 0 | 0 | 0 | 0 | 4.8 | 4.8 | 0 | 0 | 0
[8 empty] | 2092 | March | Winter | Weekday | 0 | 0 | 0 | 0 | 0 | 0 | 0 | 0 | 0 | 0 | 0 | 0 | 0 | 0 | 0 | 0 | 0 | 0 | 0 | 0 | 0 | 0 | 0 | 0 | 0 | 4.8 | 4.8 | 0 | 0 | 0
[8 empty] | 2093 | March | Winter | Weekday | 0 | 0 | 0 | 0 | 0 | 0 | 0 | 0 | 0 | 0 | 0 | 0 | 0 | 0 | 0 | 0 | 0 | 0 | 0 | 0 | 0 | 0 | 0 | 0 | 0 | 4.8 | 4.8 | 0 | 0 | 0
[8 empty] | 2094 | March | Winter | Weekday | 0 | 0 | 0 | 0 | 0 | 0 | 0 | 0 | 0 | 0 | 0 | 0 | 0 | 0 | 0 | 0 | 0 | 0 | 0 | 0 | 0 | 0 | 0 | 0 | 0 | 4.8 | 4.8 | 0 | 0 | 0
[8 empty] | 2095 | March | Winter | Weekday | 0 | 0 | 0 | 0 | 0 | 0 | 0 | 0 | 0 | 0 | 0 | 0 | 0 | 0 | 0 | 0 | 0 | 0 | 0 | 0 | 0 | 0 | 0 | 0 | 0 | 1.2 | 1.2 | 0 | 0 | 0
[8 empty] | 2096 | March | Winter | Weekday | 0 | 0 | 0 | 0 | 0 | 0 | 0 | 0 | 0 | 0 | 0 | 0 | 0 | 0 | 0 | 0 | 0 | 0 | 0 | 0 | 0 | 0 | 0 | 0 | 0 | 0 | 0 | 0 | 0 | 0
[8 empty] | 2097 | March | Winter | Weekday | 0 | 0 | 0 | 0 | 0 | 0 | 0 | 0 | 0 | 0 | 0 | 0 | 0 | 0 | 0 | 0 | 0 | 0 | 0 | 0 | 0 | 0 | 0 | 0 | 0 | 0 | 0 | 0 | 0 | 0
[8 empty] | 2098 | March | Winter | Weekday | 0 | 0 | 0 | 0 | 0 | 0 | 0 | 0 | 0 | 0 | 0 | 0 | 0 | 0 | 0 | 0 | 0 | 0 | 0 | 0 | 0 | 0 | 0 | 0 | 0 | 0 | 0 | 0 | 0 | 0
[8 empty] | 2099 | March | Winter | Weekday | 0 | 0 | 0 | 0 | 0 | 0 | 0 | 0 | 0 | 0 | 0 | 0 | 0 | 0 | 0 | 0 | 0 | 0 | 0 | 0 | 0 | 0 | 0 | 0 | 0 | 0 | 0 | 0 | 0 | 0
[8 empty] | 2100 | March | Winter | Weekday | 0 | 0 | 0 | 0 | 0 | 0 | 0 | 0 | 0 | 0 | 0 | 0 | 0 | 0 | 0 | 0 | 0 | 0 | 0 | 0 | 0 | 0 | 0 | 0 | 0 | 0 | 0 | 0 | 0 | 0
[8 empty] | 2101 | March | Winter | Weekday | 0 | 0 | 0 | 0 | 0 | 0 | 0 | 0 | 0 | 0 | 0 | 0 | 0 | 0 | 0 | 0 | 0 | 0 | 0 | 0 | 0 | 0 | 0 | 0 | 0 | 0 | 0 | 0 | 0 | 0
[8 empty] | 2102 | March | Winter | Weekday | 0 | 0 | 0 | 0 | 0 | 0 | 0 | 0 | 0 | 0 | 0 | 0 | 0 | 0 | 0 | 0 | 0 | 0 | 0 | 0 | 0 | 0 | 0 | 0 | 0 | 0 | 0 | 0 | 0 | 0
[8 empty] | 2103 | March | Winter | Weekday | 0 | 0 | 0 | 0 | 0 | 0 | 0 | 0 | 0 | 0 | 0 | 0 | 0 | 0 | 0 | 0 | 0 | 0 | 0 | 0 | 0 | 0 | 0 | 0 | 0 | 0 | 0 | 0 | 0 | 0
[8 empty] | 2104 | March | Winter | Weekday | 0 | 0 | 0 | 0 | 0 | 0 | 0 | 0 | 0 | 0 | 0 | 0 | 0 | 0 | 0 | 0 | 0 | 0 | 0 | 0 | 0 | 0 | 0 | 0 | 0 | 0 | 0 | 0 | 0 | 0
[8 empty] | 2105 | March | Winter | Weekday | 0 | 0 | 0 | 0 | 0 | 0 | 0 | 0 | 0 | 0 | 0 | 0 | 0 | 0 | 0 | 0 | 0 | 0 | 0 | 0 | 0 | 0 | 0 | 0 | 0 | 0 | 0 | 0 | 0 | 0
[8 empty] | 2106 | March | Winter | Weekday | 0 | 0 | 0 | 0 | 0 | 0 | 0 | 0 | 0 | 0 | 0 | 0 | 0 | 0 | 0 | 0 | 0 | 0 | 0 | 0 | 0 | 0 | 0 | 0 | 0 | 0 | 0 | 0 | 0 | 0
[8 empty] | 2107 | March | Winter | Weekday | 0 | 0 | 0 | 0 | 0 | 0 | 0 | 0 | 0 | 0 | 0 | 0 | 0 | 0 | 0 | 0 | 0 | 0 | 0 | 0 | 0 | 0 | 0 | 0 | 0 | 0 | 0 | 0 | 0 | 0
[8 empty] | 2108 | March | Winter | Weekday | 0 | 0 | 0 | 0 | 0 | 0 | 0 | 0 | 0 | 0 | 0 | 0 | 0 | 0 | 0 | 0 | 0 | 0 | 0 | 0 | 0 | 0 | 0 | 0 | 0 | 0 | 0 | 0 | 0 | 0
[8 empty] | 2109 | March | Winter | Weekday | 0 | 0 | 0 | 0 | 0 | 0 | 0 | 0 | 0 | 0 | 0 | 0 | 0 | 0 | 0 | 0 | 0 | 0 | 0 | 0 | 0 | 0 | 0 | 0 | 0 | 0 | 0 | 0 | 0 | 0
[8 empty] | 2110 | March | Winter | Weekday | 0 | 0 | 0 | 0 | 0 | 0 | 0 | 0 | 0 | 0 | 0 | 0 | 0 | 0 | 0 | 0 | 0 | 0 | 0 | 0 | 0 | 0 | 0 | 0 | 0 | 0 | 0 | 0 | 0 | 0
[8 empty] | 2111 | March | Winter | Weekday | 0 | 0 | 0 | 0 | 0 | 0 | 0 | 0 | 0 | 0 | 0 | 0 | 0 | 0 | 0 | 0 | 0 | 0 | 0 | 0 | 0 | 0 | 0 | 0 | 0 | 0 | 0 | 0 | 0 | 0
[8 empty] | 2112 | March | Winter | Weekday | 0 | 0 | 0 | 0 | 0 | 0 | 0 | 0 | 0 | 0 | 0 | 0 | 0 | 0 | 0 | 0 | 0 | 0 | 0 | 0 | 0 | 0 | 0 | 0 | 0 | 0 | 0 | 0 | 0 | 0
[8 empty] | 2113 | March | Winter | Weekday | 0 | 0 | 0 | 0 | 0 | 0 | 0 | 0 | 0 | 0 | 0 | 0 | 0 | 0 | 0 | 0 | 0 | 0 | 0 | 0 | 0 | 0 | 0 | 0 | 0 | 4.8 | 4.8 | 0 | 0 | 0
[8 empty] | 2114 | March | Winter | Weekday | 0 | 0 | 0 | 0 | 0 | 0 | 0 | 0 | 0 | 0 | 0 | 0 | 0 | 0 | 0 | 0 | 0 | 0 | 0 | 0 | 0 | 0 | 0 | 0 | 0 | 4.8 | 4.8 | 0 | 0 | 0
[8 empty] | 2115 | March | Winter | Weekday | 0 | 0 | 0 | 0 | 0 | 0 | 0 | 0 | 0 | 0 | 0 | 0 | 0 | 0 | 0 | 0 | 0 | 0 | 0 | 0 | 0 | 0 | 0 | 0 | 0 | 4.8 | 4.8 | 0 | 0 | 0
[8 empty] | 2116 | March | Winter | Weekday | 0 | 0 | 0 | 0 | 0 | 0 | 0 | 0 | 0 | 0 | 0 | 0 | 0 | 0 | 0 | 0 | 0 | 0 | 0 | 0 | 0 | 0 | 0 | 0 | 0 | 4.8 | 4.8 | 0 | 0 | 0
[8 empty] | 2117 | March | Winter | Weekday | 0 | 0 | 0 | 0 | 0 | 0 | 0 | 0 | 0 | 0 | 0 | 0 | 0 | 0 | 0 | 0 | 0 | 0 | 0 | 0 | 0 | 0 | 0 | 0 | 0 | 4.8 | 4.8 | 0 | 0 | 0
[8 empty] | 2118 | March | Winter | Weekday | 0 | 0 | 0 | 0 | 0 | 0 | 0 | 0 | 0 | 0 | 0 | 0 | 0 | 0 | 0 | 0 | 0 | 0 | 0 | 0 | 0 | 0 | 0 | 0 | 0 | 4.8 | 4.8 | 0 | 0 | 0
[8 empty] | 2119 | March | Winter | Weekday | 0 | 0 | 0 | 0 | 0 | 0 | 0 | 0 | 0 | 0 | 0 | 0 | 0 | 0 | 0 | 0 | 0 | 0 | 0 | 0 | 0 | 0 | 0 | 0 | 0 | 1.2 | 1.2 | 0 | 0 | 0
[8 empty] | 2120 | March | Winter | Weekday | 0 | 0 | 0 | 0 | 0 | 0 | 0 | 0 | 0 | 0 | 0 | 0 | 0 | 0 | 0 | 0 | 0 | 0 | 0 | 0 | 0 | 0 | 0 | 0 | 0 | 0 | 0 | 0 | 0 | 0
[8 empty] | 2121 | March | Winter | Weekday | 0 | 0 | 0 | 0 | 0 | 0 | 0 | 0 | 0 | 0 | 0 | 0 | 0 | 0 | 0 | 0 | 0 | 0 | 0 | 0 | 0 | 0 | 0 | 0 | 0 | 0 | 0 | 0 | 0 | 0
[8 empty] | 2122 | March | Winter | Weekday | 0 | 0 | 0 | 0 | 0 | 0 | 0 | 0 | 0 | 0 | 0 | 0 | 0 | 0 | 0 | 0 | 0 | 0 | 0 | 0 | 0 | 0 | 0 | 0 | 0 | 0 | 0 | 0 | 0 | 0
[8 empty] | 2123 | March | Winter | Weekday | 0 | 0 | 0 | 0 | 0 | 0 | 0 | 0 | 0 | 0 | 0 | 0 | 0 | 0 | 0 | 0 | 0 | 0 | 0 | 0 | 0 | 0 | 0 | 0 | 0 | 0 | 0 | 0 | 0 | 0
[8 empty] | 2124 | March | Winter | Weekday | 0 | 0 | 0 | 0 | 0 | 0 | 0 | 0 | 0 | 0 | 0 | 0 | 0 | 0 | 0 | 0 | 0 | 0 | 0 | 0 | 0 | 0 | 0 | 0 | 0 | 0 | 0 | 0 | 0 | 0
[8 empty] | 2125 | March | Winter | Weekday | 0 | 0 | 0 | 0 | 0 | 0 | 0 | 0 | 0 | 0 | 0 | 0 | 0 | 0 | 0 | 0 | 0 | 0 | 0 | 0 | 0 | 0 | 0 | 0 | 0 | 0 | 0 | 0 | 0 | 0
[8 empty] | 2126 | March | Winter | Weekday | 0 | 0 | 0 | 0 | 0 | 0 | 0 | 0 | 0 | 0 | 0 | 0 | 0 | 0 | 0 | 0 | 0 | 0 | 0 | 0 | 0 | 0 | 0 | 0 | 0 | 0 | 0 | 0 | 0 | 0
[8 empty] | 2127 | March | Winter | Weekday | 0 | 0 | 0 | 0 | 0 | 0 | 0 | 0 | 0 | 0 | 0 | 0 | 0 | 0 | 0 | 0 | 0 | 0 | 0 | 0 | 0 | 0 | 0 | 0 | 0 | 0 | 0 | 0 | 0 | 0
[8 empty] | 2128 | March | Winter | Weekday | 0 | 0 | 0 | 0 | 0 | 0 | 0 | 0 | 0 | 0 | 0 | 0 | 0 | 0 | 0 | 0 | 0 | 0 | 0 | 0 | 0 | 0 | 0 | 0 | 0 | 0 | 0 | 0 | 0 | 0
[8 empty] | 2129 | March | Winter | Weekday | 0 | 0 | 0 | 0 | 0 | 0 | 0 | 0 | 0 | 0 | 0 | 0 | 0 | 0 | 0 | 0 | 0 | 0 | 0 | 0 | 0 | 0 | 0 | 0 | 0 | 0 | 0 | 0 | 0 | 0
[8 empty] | 2130 | March | Winter | Weekday | 0 | 0 | 0 | 0 | 0 | 0 | 0 | 0 | 0 | 0 | 0 | 0 | 0 | 0 | 0 | 0 | 0 | 0 | 0 | 0 | 0 | 0 | 0 | 0 | 0 | 0 | 0 | 0 | 0 | 0
[8 empty] | 2131 | March | Winter | Weekday | 0 | 0 | 0 | 0 | 0 | 0 | 0 | 0 | 0 | 0 | 0 | 0 | 0 | 0 | 0 | 0 | 0 | 0 | 0 | 0 | 0 | 0 | 0 | 0 | 0 | 0 | 0 | 0 | 0 | 0
[8 empty] | 2132 | March | Winter | Weekday | 0 | 0 | 0 | 0 | 0 | 0 | 0 | 0 | 0 | 0 | 0 | 0 | 0 | 0 | 0 | 0 | 0 | 0 | 0 | 0 | 0 | 0 | 0 | 0 | 0 | 0 | 0 | 0 | 0 | 0
[8 empty] | 2133 | March | Winter | Weekday | 0 | 0 | 0 | 0 | 0 | 0 | 0 | 0 | 0 | 0 | 0 | 0 | 0 | 0 | 0 | 0 | 0 | 0 | 0 | 0 | 0 | 0 | 0 | 0 | 0 | 0 | 0 | 0 | 0 | 0
[8 empty] | 2134 | March | Winter | Weekday | 0 | 0 | 0 | 0 | 0 | 0 | 0 | 0 | 0 | 0 | 0 | 0 | 0 | 0 | 0 | 0 | 0 | 0 | 0 | 0 | 0 | 0 | 0 | 0 | 0 | 0 | 0 | 0 | 0 | 0
[8 empty] | 2135 | March | Winter | Weekday | 0 | 0 | 0 | 0 | 0 | 0 | 0 | 0 | 0 | 0 | 0 | 0 | 0 | 0 | 0 | 0 | 0 | 0 | 0 | 0 | 0 | 0 | 0 | 0 | 0 | 0 | 0 | 0 | 0 | 0
[8 empty] | 2136 | March | Winter | Weekday | 0 | 0 | 0 | 0 | 0 | 0 | 0 | 0 | 0 | 0 | 0 | 0 | 0 | 0 | 0 | 0 | 0 | 0 | 0 | 0 | 0 | 0 | 0 | 0 | 0 | 0 | 0 | 0 | 0 | 0
[8 empty] | 2137 | March | Winter | Weekday | 0 | 0 | 0 | 0 | 0 | 0 | 0 | 0 | 0 | 0 | 0 | 0 | 0 | 0 | 0 | 0 | 0 | 0 | 0 | 0 | 0 | 0 | 0 | 0 | 0 | 4.8 | 4.8 | 0 | 0 | 0
[8 empty] | 2138 | March | Winter | Weekday | 0 | 0 | 0 | 0 | 0 | 0 | 0 | 0 | 0 | 0 | 0 | 0 | 0 | 0 | 0 | 0 | 0 | 0 | 0 | 0 | 0 | 0 | 0 | 0 | 0 | 4.8 | 4.8 | 0 | 0 | 0
[8 empty] | 2139 | March | Winter | Weekday | 0 | 0 | 0 | 0 | 0 | 0 | 0 | 0 | 0 | 0 | 0 | 0 | 0 | 0 | 0 | 0 | 0 | 0 | 0 | 0 | 0 | 0 | 0 | 0 | 0 | 4.8 | 4.8 | 0 | 0 | 0
[8 empty] | 2140 | March | Winter | Weekday | 0 | 0 | 0 | 0 | 0 | 0 | 0 | 0 | 0 | 0 | 0 | 0 | 0 | 0 | 0 | 0 | 0 | 0 | 0 | 0 | 0 | 0 | 0 | 0 | 0 | 4.8 | 4.8 | 0 | 0 | 0
[8 empty] | 2141 | March | Winter | Weekday | 0 | 0 | 0 | 0 | 0 | 0 | 0 | 0 | 0 | 0 | 0 | 0 | 0 | 0 | 0 | 0 | 0 | 0 | 0 | 0 | 0 | 0 | 0 | 0 | 0 | 4.8 | 4.8 | 0 | 0 | 0
[8 empty] | 2142 | March | Winter | Weekday | 0 | 0 | 0 | 0 | 0 | 0 | 0 | 0 | 0 | 0 | 0 | 0 | 0 | 0 | 0 | 0 | 0 | 0 | 0 | 0 | 0 | 0 | 0 | 0 | 0 | 4.8 | 4.8 | 0 | 0 | 0
[8 empty] | 2143 | March | Winter | Weekday | 0 | 0 | 0 | 0 | 0 | 0 | 0 | 0 | 0 | 0 | 0 | 0 | 0 | 0 | 0 | 0 | 0 | 0 | 0 | 0 | 0 | 0 | 0 | 0 | 0 | 1.2 | 1.2 | 0 | 0 | 0
[8 empty] | 2144 | March | Winter | Weekday | 0 | 0 | 0 | 0 | 0 | 0 | 0 | 0 | 0 | 0 | 0 | 0 | 0 | 0 | 0 | 0 | 0 | 0 | 0 | 0 | 0 | 0 | 0 | 0 | 0 | 0 | 0 | 0 | 0 | 0
[8 empty] | 2145 | March | Winter | Weekday | 0 | 0 | 0 | 0 | 0 | 0 | 0 | 0 | 0 | 0 | 0 | 0 | 0 | 0 | 0 | 0 | 0 | 0 | 0 | 0 | 0 | 0 | 0 | 0 | 0 | 0 | 0 | 0 | 0 | 0
[8 empty] | 2146 | March | Winter | Weekday | 0 | 0 | 0 | 0 | 0 | 0 | 0 | 0 | 0 | 0 | 0 | 0 | 0 | 0 | 0 | 0 | 0 | 0 | 0 | 0 | 0 | 0 | 0 | 0 | 0 | 0 | 0 | 0 | 0 | 0
[8 empty] | 2147 | March | Winter | Weekday | 0 | 0 | 0 | 0 | 0 | 0 | 0 | 0 | 0 | 0 | 0 | 0 | 0 | 0 | 0 | 0 | 0 | 0 | 0 | 0 | 0 | 0 | 0 | 0 | 0 | 0 | 0 | 0 | 0 | 0
[8 empty] | 2148 | March | Winter | Weekday | 0 | 0 | 0 | 0 | 0 | 0 | 0 | 0 | 0 | 0 | 0 | 0 | 0 | 0 | 0 | 0 | 0 | 0 | 0 | 0 | 0 | 0 | 0 | 0 | 0 | 0 | 0 | 0 | 0 | 0
[8 empty] | 2149 | March | Winter | Weekday | 0 | 0 | 0 | 0 | 0 | 0 | 0 | 0 | 0 | 0 | 0 | 0 | 0 | 0 | 0 | 0 | 0 | 0 | 0 | 0 | 0 | 0 | 0 | 0 | 0 | 0 | 0 | 0 | 0 | 0
[8 empty] | 2150 | March | Winter | Weekday | 0 | 0 | 0 | 0 | 0 | 0 | 0 | 0 | 0 | 0 | 0 | 0 | 0 | 0 | 0 | 0 | 0 | 0 | 0 | 0 | 0 | 0 | 0 | 0 | 0 | 0 | 0 | 0 | 0 | 0
[8 empty] | 2151 | March | Winter | Weekday | 0 | 0 | 0 | 0 | 0 | 0 | 0 | 0 | 0 | 0 | 0 | 0 | 0 | 0 | 0 | 0 | 0 | 0 | 0 | 0 | 0 | 0 | 0 | 0 | 0 | 0 | 0 | 0 | 0 | 0
[8 empty] | 2152 | March | Winter | Weekday | 0 | 0 | 0 | 0 | 0 | 0 | 0 | 0 | 0 | 0 | 0 | 0 | 0 | 0 | 0 | 0 | 0 | 0 | 0 | 0 | 0 | 0 | 0 | 0 | 0 | 0 | 0 | 0 | 0 | 0
[8 empty] | 2153 | March | Winter | Weekday | 0 | 0 | 0 | 0 | 0 | 0 | 0 | 0 | 0 | 0 | 0 | 0 | 0 | 0 | 0 | 0 | 0 | 0 | 0 | 0 | 0 | 0 | 0 | 0 | 0 | 0 | 0 | 0 | 0 | 0
[8 empty] | 2154 | March | Winter | Weekday | 0 | 0 | 0 | 0 | 0 | 0 | 0 | 0 | 0 | 0 | 0 | 0 | 0 | 0 | 0 | 0 | 0 | 0 | 0 | 0 | 0 | 0 | 0 | 0 | 0 | 0 | 0 | 0 | 0 | 0
[8 empty] | 2155 | March | Winter | Weekday | 0 | 0 | 0 | 0 | 0 | 0 | 0 | 0 | 0 | 0 | 0 | 0 | 0 | 0 | 0 | 0 | 0 | 0 | 0 | 0 | 0 | 0 | 0 | 0 | 0 | 0 | 0 | 0 | 0 | 0
[8 empty] | 2156 | March | Winter | Weekday | 0 | 0 | 0 | 0 | 0 | 0 | 0 | 0 | 0 | 0 | 0 | 0 | 0 | 0 | 0 | 0 | 0 | 0 | 0 | 0 | 0 | 0 | 0 | 0 | 0 | 0 | 0 | 0 | 0 | 0
[8 empty] | 2157 | March | Winter | Weekday | 0 | 0 | 0 | 0 | 0 | 0 | 0 | 0 | 0 | 0 | 0 | 0 | 0 | 0 | 0 | 0 | 0 | 0 | 0 | 0 | 0 | 0 | 0 | 0 | 0 | 0 | 0 | 0 | 0 | 0
[8 empty] | 2158 | March | Winter | Weekday | 0 | 0 | 0 | 0 | 0 | 0 | 0 | 0 | 0 | 0 | 0 | 0 | 0 | 0 | 0 | 0 | 0 | 0 | 0 | 0 | 0 | 0 | 0 | 0 | 0 | 0 | 0 | 0 | 0 | 0
[8 empty] | 2159 | March | Winter | Weekday | 0 | 0 | 0 | 0 | 0 | 0 | 0 | 0 | 0 | 0 | 0 | 0 | 0 | 0 | 0 | 0 | 0 | 0 | 0 | 0 | 0 | 0 | 0 | 0 | 0 | 0 | 0 | 0 | 0 | 0
[8 empty] | 2160 | March | Winter | Weekday | 0 | 0 | 0 | 0 | 0 | 0 | 0 | 0 | 0 | 0 | 0 | 0 | 0 | 0 | 0 | 0 | 0 | 0 | 0 | 0 | 0 | 0 | 0 | 0 | 0 | 0 | 0 | 0 | 0 | 0
[8 empty] | 2161 | April | Winter | Weekend | 0 | 0 | 0 | 0 | 0 | 0 | 0 | 0 | 0 | 0 | 0 | 0 | 0 | 0 | 0 | 0 | 0 | 0 | 0 | 0 | 0 | 0 | 0 | 0 | 0 | 4.8 | 4.8 | 0 | 0 | 0
[8 empty] | 2162 | April | Winter | Weekend | 0 | 0 | 0 | 0 | 0 | 0 | 0 | 0 | 0 | 0 | 0 | 0 | 0 | 0 | 0 | 0 | 0 | 0 | 0 | 0 | 0 | 0 | 0 | 0 | 0 | 4.8 | 4.8 | 0 | 0 | 0
[8 empty] | 2163 | April | Winter | Weekend | 0 | 0 | 0 | 0 | 0 | 0 | 0 | 0 | 0 | 0 | 0 | 0 | 0 | 0 | 0 | 0 | 0 | 0 | 0 | 0 | 0 | 0 | 0 | 0 | 0 | 4.8 | 4.8 | 0 | 0 | 0
[8 empty] | 2164 | April | Winter | Weekend | 0 | 0 | 0 | 0 | 0 | 0 | 0 | 0 | 0 | 0 | 0 | 0 | 0 | 0 | 0 | 0 | 0 | 0 | 0 | 0 | 0 | 0 | 0 | 0 | 0 | 4.8 | 4.8 | 0 | 0 | 0
[8 empty] | 2165 | April | Winter | Weekend | 0 | 0 | 0 | 0 | 0 | 0 | 0 | 0 | 0 | 0 | 0 | 0 | 0 | 0 | 0 | 0 | 0 | 0 | 0 | 0 | 0 | 0 | 0 | 0 | 0 | 4.8 | 4.8 | 0 | 0 | 0
[8 empty] | 2166 | April | Winter | Weekend | 0 | 0 | 0 | 0 | 0 | 0 | 0 | 0 | 0 | 0 | 0 | 0 | 0 | 0 | 0 | 0 | 0 | 0 | 0 | 0 | 0 | 0 | 0 | 0 | 0 | 4.8 | 4.8 | 0 | 0 | 0
[8 empty] | 2167 | April | Winter | Weekend | 0 | 0 | 0 | 0 | 0 | 0 | 0 | 0 | 0 | 0 | 0 | 0 | 0 | 0 | 0 | 0 | 0 | 0 | 0 | 0 | 0 | 0 | 0 | 0 | 0 | 1.2 | 1.2 | 0 | 0 | 0
[8 empty] | 2168 | April | Winter | Weekend | 0 | 0 | 0 | 0 | 0 | 0 | 0 | 0 | 0 | 0 | 0 | 0 | 0 | 0 | 0 | 0 | 0 | 0 | 0 | 0 | 0 | 0 | 0 | 0 | 0 | 0 | 0 | 0 | 0 | 0
[8 empty] | 2169 | April | Winter | Weekend | 0 | 0 | 0 | 0 | 0 | 0 | 0 | 0 | 0 | 0 | 0 | 0 | 0 | 0 | 0 | 0 | 0 | 0 | 0 | 0 | 0 | 0 | 0 | 0 | 0 | 0 | 0 | 0 | 0 | 0
[8 empty] | 2170 | April | Winter | Weekend | 0 | 0 | 0 | 0 | 0 | 0 | 0 | 0 | 0 | 0 | 0 | 0 | 0 | 0 | 0 | 0 | 0 | 0 | 0 | 0 | 0 | 0 | 0 | 0 | 0 | 0 | 0 | 0 | 0 | 0
[8 empty] | 2171 | April | Winter | Weekend | 0 | 0 | 0 | 0 | 0 | 0 | 0 | 0 | 0 | 0 | 0 | 0 | 0 | 0 | 0 | 0 | 0 | 0 | 0 | 0 | 0 | 0 | 0 | 0 | 0 | 0 | 0 | 0 | 0 | 0
[8 empty] | 2172 | April | Winter | Weekend | 0 | 0 | 0 | 0 | 0 | 0 | 0 | 0 | 0 | 0 | 0 | 0 | 0 | 0 | 0 | 0 | 0 | 0 | 0 | 0 | 0 | 0 | 0 | 0 | 0 | 0 | 0 | 0 | 0 | 0
[8 empty] | 2173 | April | Winter | Weekend | 0 | 0 | 0 | 0 | 0 | 0 | 0 | 0 | 0 | 0 | 0 | 0 | 0 | 0 | 0 | 0 | 0 | 0 | 0 | 0 | 0 | 0 | 0 | 0 | 0 | 0 | 0 | 0 | 0 | 0
[8 empty] | 2174 | April | Winter | Weekend | 0 | 0 | 0 | 0 | 0 | 0 | 0 | 0 | 0 | 0 | 0 | 0 | 0 | 0 | 0 | 0 | 0 | 0 | 0 | 0 | 0 | 0 | 0 | 0 | 0 | 0 | 0 | 0 | 0 | 0
[8 empty] | 2175 | April | Winter | Weekend | 0 | 0 | 0 | 0 | 0 | 0 | 0 | 0 | 0 | 0 | 0 | 0 | 0 | 0 | 0 | 0 | 0 | 0 | 0 | 0 | 0 | 0 | 0 | 0 | 0 | 0 | 0 | 0 | 0 | 0
[8 empty] | 2176 | April | Winter | Weekend | 0 | 0 | 0 | 0 | 0 | 0 | 0 | 0 | 0 | 0 | 0 | 0 | 0 | 0 | 0 | 0 | 0 | 0 | 0 | 0 | 0 | 0 | 0 | 0 | 0 | 0 | 0 | 0 | 0 | 0
[8 empty] | 2177 | April | Winter | Weekend | 0 | 0 | 0 | 0 | 0 | 0 | 0 | 0 | 0 | 0 | 0 | 0 | 0 | 0 | 0 | 0 | 0 | 0 | 0 | 0 | 0 | 0 | 0 | 0 | 0 | 0 | 0 | 0 | 0 | 0
[8 empty] | 2178 | April | Winter | Weekend | 0 | 0 | 0 | 0 | 0 | 0 | 0 | 0 | 0 | 0 | 0 | 0 | 0 | 0 | 0 | 0 | 0 | 0 | 0 | 0 | 0 | 0 | 0 | 0 | 0 | 0 | 0 | 0 | 0 | 0
[8 empty] | 2179 | April | Winter | Weekend | 0 | 0 | 0 | 0 | 0 | 0 | 0 | 0 | 0 | 0 | 0 | 0 | 0 | 0 | 0 | 0 | 0 | 0 | 0 | 0 | 0 | 0 | 0 | 0 | 0 | 0 | 0 | 0 | 0 | 0
[8 empty] | 2180 | April | Winter | Weekend | 0 | 0 | 0 | 0 | 0 | 0 | 0 | 0 | 0 | 0 | 0 | 0 | 0 | 0 | 0 | 0 | 0 | 0 | 0 | 0 | 0 | 0 | 0 | 0 | 0 | 0 | 0 | 0 | 0 | 0
[8 empty] | 2181 | April | Winter | Weekend | 0 | 0 | 0 | 0 | 0 | 0 | 0 | 0 | 0 | 0 | 0 | 0 | 0 | 0 | 0 | 0 | 0 | 0 | 0 | 0 | 0 | 0 | 0 | 0 | 0 | 0 | 0 | 0 | 0 | 0
[8 empty] | 2182 | April | Winter | Weekend | 0 | 0 | 0 | 0 | 0 | 0 | 0 | 0 | 0 | 0 | 0 | 0 | 0 | 0 | 0 | 0 | 0 | 0 | 0 | 0 | 0 | 0 | 0 | 0 | 0 | 0 | 0 | 0 | 0 | 0
[8 empty] | 2183 | April | Winter | Weekend | 0 | 0 | 0 | 0 | 0 | 0 | 0 | 0 | 0 | 0 | 0 | 0 | 0 | 0 | 0 | 0 | 0 | 0 | 0 | 0 | 0 | 0 | 0 | 0 | 0 | 0 | 0 | 0 | 0 | 0
[8 empty] | 2184 | April | Winter | Weekend | 0 | 0 | 0 | 0 | 0 | 0 | 0 | 0 | 0 | 0 | 0 | 0 | 0 | 0 | 0 | 0 | 0 | 0 | 0 | 0 | 0 | 0 | 0 | 0 | 0 | 0 | 0 | 0 | 0 | 0
[8 empty] | 2185 | April | Winter | Weekend | 0 | 0 | 0 | 0 | 0 | 0 | 0 | 0 | 0 | 0 | 0 | 0 | 0 | 0 | 0 | 0 | 0 | 0 | 0 | 0 | 0 | 0 | 0 | 0 | 0 | 4.8 | 4.8 | 0 | 0 | 0
[8 empty] | 2186 | April | Winter | Weekend | 0 | 0 | 0 | 0 | 0 | 0 | 0 | 0 | 0 | 0 | 0 | 0 | 0 | 0 | 0 | 0 | 0 | 0 | 0 | 0 | 0 | 0 | 0 | 0 | 0 | 4.8 | 4.8 | 0 | 0 | 0
[8 empty] | 2187 | April | Winter | Weekend | 0 | 0 | 0 | 0 | 0 | 0 | 0 | 0 | 0 | 0 | 0 | 0 | 0 | 0 | 0 | 0 | 0 | 0 | 0 | 0 | 0 | 0 | 0 | 0 | 0 | 4.8 | 4.8 | 0 | 0 | 0
[8 empty] | 2188 | April | Winter | Weekend | 0 | 0 | 0 | 0 | 0 | 0 | 0 | 0 | 0 | 0 | 0 | 0 | 0 | 0 | 0 | 0 | 0 | 0 | 0 | 0 | 0 | 0 | 0 | 0 | 0 | 4.8 | 4.8 | 0 | 0 | 0
[8 empty] | 2189 | April | Winter | Weekend | 0 | 0 | 0 | 0 | 0 | 0 | 0 | 0 | 0 | 0 | 0 | 0 | 0 | 0 | 0 | 0 | 0 | 0 | 0 | 0 | 0 | 0 | 0 | 0 | 0 | 4.8 | 4.8 | 0 | 0 | 0
[8 empty] | 2190 | April | Winter | Weekend | 0 | 0 | 0 | 0 | 0 | 0 | 0 | 0 | 0 | 0 | 0 | 0 | 0 | 0 | 0 | 0 | 0 | 0 | 0 | 0 | 0 | 0 | 0 | 0 | 0 | 4.8 | 4.8 | 0 | 0 | 0
[8 empty] | 2191 | April | Winter | Weekend | 0 | 0 | 0 | 0 | 0 | 0 | 0 | 0 | 0 | 0 | 0 | 0 | 0 | 0 | 0 | 0 | 0 | 0 | 0 | 0 | 0 | 0 | 0 | 0 | 0 | 1.2 | 1.2 | 0 | 0 | 0
[8 empty] | 2192 | April | Winter | Weekend | 0 | 0 | 0 | 0 | 0 | 0 | 0 | 0 | 0 | 0 | 0 | 0 | 0 | 0 | 0 | 0 | 0 | 0 | 0 | 0 | 0 | 0 | 0 | 0 | 0 | 0 | 0 | 0 | 0 | 0
[8 empty] | 2193 | April | Winter | Weekend | 0 | 0 | 0 | 0 | 0 | 0 | 0 | 0 | 0 | 0 | 0 | 0 | 0 | 0 | 0 | 0 | 0 | 0 | 0 | 0 | 0 | 0 | 0 | 0 | 0 | 0 | 0 | 0 | 0 | 0
[8 empty] | 2194 | April | Winter | Weekend | 0 | 0 | 0 | 0 | 0 | 0 | 0 | 0 | 0 | 0 | 0 | 0 | 0 | 0 | 0 | 0 | 0 | 0 | 0 | 0 | 0 | 0 | 0 | 0 | 0 | 0 | 0 | 0 | 0 | 0
[8 empty] | 2195 | April | Winter | Weekend | 0 | 0 | 0 | 0 | 0 | 0 | 0 | 0 | 0 | 0 | 0 | 0 | 0 | 0 | 0 | 0 | 0 | 0 | 0 | 0 | 0 | 0 | 0 | 0 | 0 | 0 | 0 | 0 | 0 | 0
[8 empty] | 2196 | April | Winter | Weekend | 0 | 0 | 0 | 0 | 0 | 0 | 0 | 0 | 0 | 0 | 0 | 0 | 0 | 0 | 0 | 0 | 0 | 0 | 0 | 0 | 0 | 0 | 0 | 0 | 0 | 0 | 0 | 0 | 0 | 0
[8 empty] | 2197 | April | Winter | Weekend | 0 | 0 | 0 | 0 | 0 | 0 | 0 | 0 | 0 | 0 | 0 | 0 | 0 | 0 | 0 | 0 | 0 | 0 | 0 | 0 | 0 | 0 | 0 | 0 | 0 | 0 | 0 | 0 | 0 | 0
[8 empty] | 2198 | April | Winter | Weekend | 0 | 0 | 0 | 0 | 0 | 0 | 0 | 0 | 0 | 0 | 0 | 0 | 0 | 0 | 0 | 0 | 0 | 0 | 0 | 0 | 0 | 0 | 0 | 0 | 0 | 0 | 0 | 0 | 0 | 0
[8 empty] | 2199 | April | Winter | Weekend | 0 | 0 | 0 | 0 | 0 | 0 | 0 | 0 | 0 | 0 | 0 | 0 | 0 | 0 | 0 | 0 | 0 | 0 | 0 | 0 | 0 | 0 | 0 | 0 | 0 | 0 | 0 | 0 | 0 | 0
[8 empty] | 2200 | April | Winter | Weekend | 0 | 0 | 0 | 0 | 0 | 0 | 0 | 0 | 0 | 0 | 0 | 0 | 0 | 0 | 0 | 0 | 0 | 0 | 0 | 0 | 0 | 0 | 0 | 0 | 0 | 0 | 0 | 0 | 0 | 0
[8 empty] | 2201 | April | Winter | Weekend | 0 | 0 | 0 | 0 | 0 | 0 | 0 | 0 | 0 | 0 | 0 | 0 | 0 | 0 | 0 | 0 | 0 | 0 | 0 | 0 | 0 | 0 | 0 | 0 | 0 | 0 | 0 | 0 | 0 | 0
[8 empty] | 2202 | April | Winter | Weekend | 0 | 0 | 0 | 0 | 0 | 0 | 0 | 0 | 0 | 0 | 0 | 0 | 0 | 0 | 0 | 0 | 0 | 0 | 0 | 0 | 0 | 0 | 0 | 0 | 0 | 0 | 0 | 0 | 0 | 0
[8 empty] | 2203 | April | Winter | Weekend | 0 | 0 | 0 | 0 | 0 | 0 | 0 | 0 | 0 | 0 | 0 | 0 | 0 | 0 | 0 | 0 | 0 | 0 | 0 | 0 | 0 | 0 | 0 | 0 | 0 | 0 | 0 | 0 | 0 | 0
[8 empty] | 2204 | April | Winter | Weekend | 0 | 0 | 0 | 0 | 0 | 0 | 0 | 0 | 0 | 0 | 0 | 0 | 0 | 0 | 0 | 0 | 0 | 0 | 0 | 0 | 0 | 0 | 0 | 0 | 0 | 0 | 0 | 0 | 0 | 0
[8 empty] | 2205 | April | Winter | Weekend | 0 | 0 | 0 | 0 | 0 | 0 | 0 | 0 | 0 | 0 | 0 | 0 | 0 | 0 | 0 | 0 | 0 | 0 | 0 | 0 | 0 | 0 | 0 | 0 | 0 | 0 | 0 | 0 | 0 | 0
[8 empty] | 2206 | April | Winter | Weekend | 0 | 0 | 0 | 0 | 0 | 0 | 0 | 0 | 0 | 0 | 0 | 0 | 0 | 0 | 0 | 0 | 0 | 0 | 0 | 0 | 0 | 0 | 0 | 0 | 0 | 0 | 0 | 0 | 0 | 0
[8 empty] | 2207 | April | Winter | Weekend | 0 | 0 | 0 | 0 | 0 | 0 | 0 | 0 | 0 | 0 | 0 | 0 | 0 | 0 | 0 | 0 | 0 | 0 | 0 | 0 | 0 | 0 | 0 | 0 | 0 | 0 | 0 | 0 | 0 | 0
[8 empty] | 2208 | April | Winter | Weekend | 0 | 0 | 0 | 0 | 0 | 0 | 0 | 0 | 0 | 0 | 0 | 0 | 0 | 0 | 0 | 0 | 0 | 0 | 0 | 0 | 0 | 0 | 0 | 0 | 0 | 0 | 0 | 0 | 0 | 0
[8 empty] | 2209 | April | Winter | Weekday | 0 | 0 | 0 | 0 | 0 | 0 | 0 | 0 | 0 | 0 | 0 | 0 | 0 | 0 | 0 | 0 | 0 | 0 | 0 | 0 | 0 | 0 | 0 | 0 | 0 | 4.8 | 4.8 | 0 | 0 | 0
[8 empty] | 2210 | April | Winter | Weekday | 0 | 0 | 0 | 0 | 0 | 0 | 0 | 0 | 0 | 0 | 0 | 0 | 0 | 0 | 0 | 0 | 0 | 0 | 0 | 0 | 0 | 0 | 0 | 0 | 0 | 4.8 | 4.8 | 0 | 0 | 0
[8 empty] | 2211 | April | Winter | Weekday | 0 | 0 | 0 | 0 | 0 | 0 | 0 | 0 | 0 | 0 | 0 | 0 | 0 | 0 | 0 | 0 | 0 | 0 | 0 | 0 | 0 | 0 | 0 | 0 | 0 | 4.8 | 4.8 | 0 | 0 | 0
[8 empty] | 2212 | April | Winter | Weekday | 0 | 0 | 0 | 0 | 0 | 0 | 0 | 0 | 0 | 0 | 0 | 0 | 0 | 0 | 0 | 0 | 0 | 0 | 0 | 0 | 0 | 0 | 0 | 0 | 0 | 4.8 | 4.8 | 0 | 0 | 0
[8 empty] | 2213 | April | Winter | Weekday | 0 | 0 | 0 | 0 | 0 | 0 | 0 | 0 | 0 | 0 | 0 | 0 | 0 | 0 | 0 | 0 | 0 | 0 | 0 | 0 | 0 | 0 | 0 | 0 | 0 | 4.8 | 4.8 | 0 | 0 | 0
[8 empty] | 2214 | April | Winter | Weekday | 0 | 0 | 0 | 0 | 0 | 0 | 0 | 0 | 0 | 0 | 0 | 0 | 0 | 0 | 0 | 0 | 0 | 0 | 0 | 0 | 0 | 0 | 0 | 0 | 0 | 4.8 | 4.8 | 0 | 0 | 0
[8 empty] | 2215 | April | Winter | Weekday | 0 | 0 | 0 | 0 | 0 | 0 | 0 | 0 | 0 | 0 | 0 | 0 | 0 | 0 | 0 | 0 | 0 | 0 | 0 | 0 | 0 | 0 | 0 | 0 | 0 | 1.2 | 1.2 | 0 | 0 | 0
[8 empty] | 2216 | April | Winter | Weekday | 0 | 0 | 0 | 0 | 0 | 0 | 0 | 0 | 0 | 0 | 0 | 0 | 0 | 0 | 0 | 0 | 0 | 0 | 0 | 0 | 0 | 0 | 0 | 0 | 0 | 0 | 0 | 0 | 0 | 0
[8 empty] | 2217 | April | Winter | Weekday | 0 | 0 | 0 | 0 | 0 | 0 | 0 | 0 | 0 | 0 | 0 | 0 | 0 | 0 | 0 | 0 | 0 | 0 | 0 | 0 | 0 | 0 | 0 | 0 | 0 | 0 | 0 | 0 | 0 | 0
[8 empty] | 2218 | April | Winter | Weekday | 0 | 0 | 0 | 0 | 0 | 0 | 0 | 0 | 0 | 0 | 0 | 0 | 0 | 0 | 0 | 0 | 0 | 0 | 0 | 0 | 0 | 0 | 0 | 0 | 0 | 0 | 0 | 0 | 0 | 0
[8 empty] | 2219 | April | Winter | Weekday | 0 | 0 | 0 | 0 | 0 | 0 | 0 | 0 | 0 | 0 | 0 | 0 | 0 | 0 | 0 | 0 | 0 | 0 | 0 | 0 | 0 | 0 | 0 | 0 | 0 | 0 | 0 | 0 | 0 | 0
[8 empty] | 2220 | April | Winter | Weekday | 0 | 0 | 0 | 0 | 0 | 0 | 0 | 0 | 0 | 0 | 0 | 0 | 0 | 0 | 0 | 0 | 0 | 0 | 0 | 0 | 0 | 0 | 0 | 0 | 0 | 0 | 0 | 0 | 0 | 0
[8 empty] | 2221 | April | Winter | Weekday | 0 | 0 | 0 | 0 | 0 | 0 | 0 | 0 | 0 | 0 | 0 | 0 | 0 | 0 | 0 | 0 | 0 | 0 | 0 | 0 | 0 | 0 | 0 | 0 | 0 | 0 | 0 | 0 | 0 | 0
[8 empty] | 2222 | April | Winter | Weekday | 0 | 0 | 0 | 0 | 0 | 0 | 0 | 0 | 0 | 0 | 0 | 0 | 0 | 0 | 0 | 0 | 0 | 0 | 0 | 0 | 0 | 0 | 0 | 0 | 0 | 0 | 0 | 0 | 0 | 0
[8 empty] | 2223 | April | Winter | Weekday | 0 | 0 | 0 | 0 | 0 | 0 | 0 | 0 | 0 | 0 | 0 | 0 | 0 | 0 | 0 | 0 | 0 | 0 | 0 | 0 | 0 | 0 | 0 | 0 | 0 | 0 | 0 | 0 | 0 | 0
[8 empty] | 2224 | April | Winter | Weekday | 0 | 0 | 0 | 0 | 0 | 0 | 0 | 0 | 0 | 0 | 0 | 0 | 0 | 0 | 0 | 0 | 0 | 0 | 0 | 0 | 0 | 0 | 0 | 0 | 0 | 0 | 0 | 0 | 0 | 0
[8 empty] | 2225 | April | Winter | Weekday | 0 | 0 | 0 | 0 | 0 | 0 | 0 | 0 | 0 | 0 | 0 | 0 | 0 | 0 | 0 | 0 | 0 | 0 | 0 | 0 | 0 | 0 | 0 | 0 | 0 | 0 | 0 | 0 | 0 | 0
[8 empty] | 2226 | April | Winter | Weekday | 0 | 0 | 0 | 0 | 0 | 0 | 0 | 0 | 0 | 0 | 0 | 0 | 0 | 0 | 0 | 0 | 0 | 0 | 0 | 0 | 0 | 0 | 0 | 0 | 0 | 0 | 0 | 0 | 0 | 0
[8 empty] | 2227 | April | Winter | Weekday | 0 | 0 | 0 | 0 | 0 | 0 | 0 | 0 | 0 | 0 | 0 | 0 | 0 | 0 | 0 | 0 | 0 | 0 | 0 | 0 | 0 | 0 | 0 | 0 | 0 | 0 | 0 | 0 | 0 | 0
[8 empty] | 2228 | April | Winter | Weekday | 0 | 0 | 0 | 0 | 0 | 0 | 0 | 0 | 0 | 0 | 0 | 0 | 0 | 0 | 0 | 0 | 0 | 0 | 0 | 0 | 0 | 0 | 0 | 0 | 0 | 0 | 0 | 0 | 0 | 0
[8 empty] | 2229 | April | Winter | Weekday | 0 | 0 | 0 | 0 | 0 | 0 | 0 | 0 | 0 | 0 | 0 | 0 | 0 | 0 | 0 | 0 | 0 | 0 | 0 | 0 | 0 | 0 | 0 | 0 | 0 | 0 | 0 | 0 | 0 | 0
[8 empty] | 2230 | April | Winter | Weekday | 0 | 0 | 0 | 0 | 0 | 0 | 0 | 0 | 0 | 0 | 0 | 0 | 0 | 0 | 0 | 0 | 0 | 0 | 0 | 0 | 0 | 0 | 0 | 0 | 0 | 0 | 0 | 0 | 0 | 0
[8 empty] | 2231 | April | Winter | Weekday | 0 | 0 | 0 | 0 | 0 | 0 | 0 | 0 | 0 | 0 | 0 | 0 | 0 | 0 | 0 | 0 | 0 | 0 | 0 | 0 | 0 | 0 | 0 | 0 | 0 | 0 | 0 | 0 | 0 | 0
[8 empty] | 2232 | April | Winter | Weekday | 0 | 0 | 0 | 0 | 0 | 0 | 0 | 0 | 0 | 0 | 0 | 0 | 0 | 0 | 0 | 0 | 0 | 0 | 0 | 0 | 0 | 0 | 0 | 0 | 0 | 0 | 0 | 0 | 0 | 0
[8 empty] | 2233 | April | Winter | Weekday | 0 | 0 | 0 | 0 | 0 | 0 | 0 | 0 | 0 | 0 | 0 | 0 | 0 | 0 | 0 | 0 | 0 | 0 | 0 | 0 | 0 | 0 | 0 | 0 | 0 | 4.8 | 4.8 | 0 | 0 | 0
[8 empty] | 2234 | April | Winter | Weekday | 0 | 0 | 0 | 0 | 0 | 0 | 0 | 0 | 0 | 0 | 0 | 0 | 0 | 0 | 0 | 0 | 0 | 0 | 0 | 0 | 0 | 0 | 0 | 0 | 0 | 4.8 | 4.8 | 0 | 0 | 0
[8 empty] | 2235 | April | Winter | Weekday | 0 | 0 | 0 | 0 | 0 | 0 | 0 | 0 | 0 | 0 | 0 | 0 | 0 | 0 | 0 | 0 | 0 | 0 | 0 | 0 | 0 | 0 | 0 | 0 | 0 | 4.8 | 4.8 | 0 | 0 | 0
[8 empty] | 2236 | April | Winter | Weekday | 0 | 0 | 0 | 0 | 0 | 0 | 0 | 0 | 0 | 0 | 0 | 0 | 0 | 0 | 0 | 0 | 0 | 0 | 0 | 0 | 0 | 0 | 0 | 0 | 0 | 4.8 | 4.8 | 0 | 0 | 0
[8 empty] | 2237 | April | Winter | Weekday | 0 | 0 | 0 | 0 | 0 | 0 | 0 | 0 | 0 | 0 | 0 | 0 | 0 | 0 | 0 | 0 | 0 | 0 | 0 | 0 | 0 | 0 | 0 | 0 | 0 | 4.8 | 4.8 | 0 | 0 | 0
[8 empty] | 2238 | April | Winter | Weekday | 0 | 0 | 0 | 0 | 0 | 0 | 0 | 0 | 0 | 0 | 0 | 0 | 0 | 0 | 0 | 0 | 0 | 0 | 0 | 0 | 0 | 0 | 0 | 0 | 0 | 4.8 | 4.8 | 0 | 0 | 0
[8 empty] | 2239 | April | Winter | Weekday | 0 | 0 | 0 | 0 | 0 | 0 | 0 | 0 | 0 | 0 | 0 | 0 | 0 | 0 | 0 | 0 | 0 | 0 | 0 | 0 | 0 | 0 | 0 | 0 | 0 | 1.2 | 1.2 | 0 | 0 | 0
[8 empty] | 2240 | April | Winter | Weekday | 0 | 0 | 0 | 0 | 0 | 0 | 0 | 0 | 0 | 0 | 0 | 0 | 0 | 0 | 0 | 0 | 0 | 0 | 0 | 0 | 0 | 0 | 0 | 0 | 0 | 0 | 0 | 0 | 0 | 0
[8 empty] | 2241 | April | Winter | Weekday | 0 | 0 | 0 | 0 | 0 | 0 | 0 | 0 | 0 | 0 | 0 | 0 | 0 | 0 | 0 | 0 | 0 | 0 | 0 | 0 | 0 | 0 | 0 | 0 | 0 | 0 | 0 | 0 | 0 | 0
[8 empty] | 2242 | April | Winter | Weekday | 0 | 0 | 0 | 0 | 0 | 0 | 0 | 0 | 0 | 0 | 0 | 0 | 0 | 0 | 0 | 0 | 0 | 0 | 0 | 0 | 0 | 0 | 0 | 0 | 0 | 0 | 0 | 0 | 0 | 0
[8 empty] | 2243 | April | Winter | Weekday | 0 | 0 | 0 | 0 | 0 | 0 | 0 | 0 | 0 | 0 | 0 | 0 | 0 | 0 | 0 | 0 | 0 | 0 | 0 | 0 | 0 | 0 | 0 | 0 | 0 | 0 | 0 | 0 | 0 | 0
[8 empty] | 2244 | April | Winter | Weekday | 0 | 0 | 0 | 0 | 0 | 0 | 0 | 0 | 0 | 0 | 0 | 0 | 0 | 0 | 0 | 0 | 0 | 0 | 0 | 0 | 0 | 0 | 0 | 0 | 0 | 0 | 0 | 0 | 0 | 0
[8 empty] | 2245 | April | Winter | Weekday | 0 | 0 | 0 | 0 | 0 | 0 | 0 | 0 | 0 | 0 | 0 | 0 | 0 | 0 | 0 | 0 | 0 | 0 | 0 | 0 | 0 | 0 | 0 | 0 | 0 | 0 | 0 | 0 | 0 | 0
[8 empty] | 2246 | April | Winter | Weekday | 0 | 0 | 0 | 0 | 0 | 0 | 0 | 0 | 0 | 0 | 0 | 0 | 0 | 0 | 0 | 0 | 0 | 0 | 0 | 0 | 0 | 0 | 0 | 0 | 0 | 0 | 0 | 0 | 0 | 0
[8 empty] | 2247 | April | Winter | Weekday | 0 | 0 | 0 | 0 | 0 | 0 | 0 | 0 | 0 | 0 | 0 | 0 | 0 | 0 | 0 | 0 | 0 | 0 | 0 | 0 | 0 | 0 | 0 | 0 | 0 | 0 | 0 | 0 | 0 | 0
[8 empty] | 2248 | April | Winter | Weekday | 0 | 0 | 0 | 0 | 0 | 0 | 0 | 0 | 0 | 0 | 0 | 0 | 0 | 0 | 0 | 0 | 0 | 0 | 0 | 0 | 0 | 0 | 0 | 0 | 0 | 0 | 0 | 0 | 0 | 0
[8 empty] | 2249 | April | Winter | Weekday | 0 | 0 | 0 | 0 | 0 | 0 | 0 | 0 | 0 | 0 | 0 | 0 | 0 | 0 | 0 | 0 | 0 | 0 | 0 | 0 | 0 | 0 | 0 | 0 | 0 | 0 | 0 | 0 | 0 | 0
[8 empty] | 2250 | April | Winter | Weekday | 0 | 0 | 0 | 0 | 0 | 0 | 0 | 0 | 0 | 0 | 0 | 0 | 0 | 0 | 0 | 0 | 0 | 0 | 0 | 0 | 0 | 0 | 0 | 0 | 0 | 0 | 0 | 0 | 0 | 0
[8 empty] | 2251 | April | Winter | Weekday | 0 | 0 | 0 | 0 | 0 | 0 | 0 | 0 | 0 | 0 | 0 | 0 | 0 | 0 | 0 | 0 | 0 | 0 | 0 | 0 | 0 | 0 | 0 | 0 | 0 | 0 | 0 | 0 | 0 | 0
[8 empty] | 2252 | April | Winter | Weekday | 0 | 0 | 0 | 0 | 0 | 0 | 0 | 0 | 0 | 0 | 0 | 0 | 0 | 0 | 0 | 0 | 0 | 0 | 0 | 0 | 0 | 0 | 0 | 0 | 0 | 0 | 0 | 0 | 0 | 0
[8 empty] | 2253 | April | Winter | Weekday | 0 | 0 | 0 | 0 | 0 | 0 | 0 | 0 | 0 | 0 | 0 | 0 | 0 | 0 | 0 | 0 | 0 | 0 | 0 | 0 | 0 | 0 | 0 | 0 | 0 | 0 | 0 | 0 | 0 | 0
[8 empty] | 2254 | April | Winter | Weekday | 0 | 0 | 0 | 0 | 0 | 0 | 0 | 0 | 0 | 0 | 0 | 0 | 0 | 0 | 0 | 0 | 0 | 0 | 0 | 0 | 0 | 0 | 0 | 0 | 0 | 0 | 0 | 0 | 0 | 0
[8 empty] | 2255 | April | Winter | Weekday | 0 | 0 | 0 | 0 | 0 | 0 | 0 | 0 | 0 | 0 | 0 | 0 | 0 | 0 | 0 | 0 | 0 | 0 | 0 | 0 | 0 | 0 | 0 | 0 | 0 | 0 | 0 | 0 | 0 | 0
[8 empty] | 2256 | April | Winter | Weekday | 0 | 0 | 0 | 0 | 0 | 0 | 0 | 0 | 0 | 0 | 0 | 0 | 0 | 0 | 0 | 0 | 0 | 0 | 0 | 0 | 0 | 0 | 0 | 0 | 0 | 0 | 0 | 0 | 0 | 0
[8 empty] | 2257 | April | Winter | Weekday | 0 | 0 | 0 | 0 | 0 | 0 | 0 | 0 | 0 | 0 | 0 | 0 | 0 | 0 | 0 | 0 | 0 | 0 | 0 | 0 | 0 | 0 | 0 | 0 | 0 | 4.8 | 4.8 | 0 | 0 | 0
[8 empty] | 2258 | April | Winter | Weekday | 0 | 0 | 0 | 0 | 0 | 0 | 0 | 0 | 0 | 0 | 0 | 0 | 0 | 0 | 0 | 0 | 0 | 0 | 0 | 0 | 0 | 0 | 0 | 0 | 0 | 4.8 | 4.8 | 0 | 0 | 0
[8 empty] | 2259 | April | Winter | Weekday | 0 | 0 | 0 | 0 | 0 | 0 | 0 | 0 | 0 | 0 | 0 | 0 | 0 | 0 | 0 | 0 | 0 | 0 | 0 | 0 | 0 | 0 | 0 | 0 | 0 | 4.8 | 4.8 | 0 | 0 | 0
[8 empty] | 2260 | April | Winter | Weekday | 0 | 0 | 0 | 0 | 0 | 0 | 0 | 0 | 0 | 0 | 0 | 0 | 0 | 0 | 0 | 0 | 0 | 0 | 0 | 0 | 0 | 0 | 0 | 0 | 0 | 4.8 | 4.8 | 0 | 0 | 0
[8 empty] | 2261 | April | Winter | Weekday | 0 | 0 | 0 | 0 | 0 | 0 | 0 | 0 | 0 | 0 | 0 | 0 | 0 | 0 | 0 | 0 | 0 | 0 | 0 | 0 | 0 | 0 | 0 | 0 | 0 | 4.8 | 4.8 | 0 | 0 | 0
[8 empty] | 2262 | April | Winter | Weekday | 0 | 0 | 0 | 0 | 0 | 0 | 0 | 0 | 0 | 0 | 0 | 0 | 0 | 0 | 0 | 0 | 0 | 0 | 0 | 0 | 0 | 0 | 0 | 0 | 0 | 4.8 | 4.8 | 0 | 0 | 0
[8 empty] | 2263 | April | Winter | Weekday | 0 | 0 | 0 | 0 | 0 | 0 | 0 | 0 | 0 | 0 | 0 | 0 | 0 | 0 | 0 | 0 | 0 | 0 | 0 | 0 | 0 | 0 | 0 | 0 | 0 | 1.2 | 1.2 | 0 | 0 | 0
[8 empty] | 2264 | April | Winter | Weekday | 0 | 0 | 0 | 0 | 0 | 0 | 0 | 0 | 0 | 0 | 0 | 0 | 0 | 0 | 0 | 0 | 0 | 0 | 0 | 0 | 0 | 0 | 0 | 0 | 0 | 0 | 0 | 0 | 0 | 0
[8 empty] | 2265 | April | Winter | Weekday | 0 | 0 | 0 | 0 | 0 | 0 | 0 | 0 | 0 | 0 | 0 | 0 | 0 | 0 | 0 | 0 | 0 | 0 | 0 | 0 | 0 | 0 | 0 | 0 | 0 | 0 | 0 | 0 | 0 | 0
[8 empty] | 2266 | April | Winter | Weekday | 0 | 0 | 0 | 0 | 0 | 0 | 0 | 0 | 0 | 0 | 0 | 0 | 0 | 0 | 0 | 0 | 0 | 0 | 0 | 0 | 0 | 0 | 0 | 0 | 0 | 0 | 0 | 0 | 0 | 0
[8 empty] | 2267 | April | Winter | Weekday | 0 | 0 | 0 | 0 | 0 | 0 | 0 | 0 | 0 | 0 | 0 | 0 | 0 | 0 | 0 | 0 | 0 | 0 | 0 | 0 | 0 | 0 | 0 | 0 | 0 | 0 | 0 | 0 | 0 | 0
[8 empty] | 2268 | April | Winter | Weekday | 0 | 0 | 0 | 0 | 0 | 0 | 0 | 0 | 0 | 0 | 0 | 0 | 0 | 0 | 0 | 0 | 0 | 0 | 0 | 0 | 0 | 0 | 0 | 0 | 0 | 0 | 0 | 0 | 0 | 0
[8 empty] | 2269 | April | Winter | Weekday | 0 | 0 | 0 | 0 | 0 | 0 | 0 | 0 | 0 | 0 | 0 | 0 | 0 | 0 | 0 | 0 | 0 | 0 | 0 | 0 | 0 | 0 | 0 | 0 | 0 | 0 | 0 | 0 | 0 | 0
[8 empty] | 2270 | April | Winter | Weekday | 0 | 0 | 0 | 0 | 0 | 0 | 0 | 0 | 0 | 0 | 0 | 0 | 0 | 0 | 0 | 0 | 0 | 0 | 0 | 0 | 0 | 0 | 0 | 0 | 0 | 0 | 0 | 0 | 0 | 0
[8 empty] | 2271 | April | Winter | Weekday | 0 | 0 | 0 | 0 | 0 | 0 | 0 | 0 | 0 | 0 | 0 | 0 | 0 | 0 | 0 | 0 | 0 | 0 | 0 | 0 | 0 | 0 | 0 | 0 | 0 | 0 | 0 | 0 | 0 | 0
[8 empty] | 2272 | April | Winter | Weekday | 0 | 0 | 0 | 0 | 0 | 0 | 0 | 0 | 0 | 0 | 0 | 0 | 0 | 0 | 0 | 0 | 0 | 0 | 0 | 0 | 0 | 0 | 0 | 0 | 0 | 0 | 0 | 0 | 0 | 0
[8 empty] | 2273 | April | Winter | Weekday | 0 | 0 | 0 | 0 | 0 | 0 | 0 | 0 | 0 | 0 | 0 | 0 | 0 | 0 | 0 | 0 | 0 | 0 | 0 | 0 | 0 | 0 | 0 | 0 | 0 | 0 | 0 | 0 | 0 | 0
[8 empty] | 2274 | April | Winter | Weekday | 0 | 0 | 0 | 0 | 0 | 0 | 0 | 0 | 0 | 0 | 0 | 0 | 0 | 0 | 0 | 0 | 0 | 0 | 0 | 0 | 0 | 0 | 0 | 0 | 0 | 0 | 0 | 0 | 0 | 0
[8 empty] | 2275 | April | Winter | Weekday | 0 | 0 | 0 | 0 | 0 | 0 | 0 | 0 | 0 | 0 | 0 | 0 | 0 | 0 | 0 | 0 | 0 | 0 | 0 | 0 | 0 | 0 | 0 | 0 | 0 | 0 | 0 | 0 | 0 | 0
[8 empty] | 2276 | April | Winter | Weekday | 0 | 0 | 0 | 0 | 0 | 0 | 0 | 0 | 0 | 0 | 0 | 0 | 0 | 0 | 0 | 0 | 0 | 0 | 0 | 0 | 0 | 0 | 0 | 0 | 0 | 0 | 0 | 0 | 0 | 0
[8 empty] | 2277 | April | Winter | Weekday | 0 | 0 | 0 | 0 | 0 | 0 | 0 | 0 | 0 | 0 | 0 | 0 | 0 | 0 | 0 | 0 | 0 | 0 | 0 | 0 | 0 | 0 | 0 | 0 | 0 | 0 | 0 | 0 | 0 | 0
[8 empty] | 2278 | April | Winter | Weekday | 0 | 0 | 0 | 0 | 0 | 0 | 0 | 0 | 0 | 0 | 0 | 0 | 0 | 0 | 0 | 0 | 0 | 0 | 0 | 0 | 0 | 0 | 0 | 0 | 0 | 0 | 0 | 0 | 0 | 0
[8 empty] | 2279 | April | Winter | Weekday | 0 | 0 | 0 | 0 | 0 | 0 | 0 | 0 | 0 | 0 | 0 | 0 | 0 | 0 | 0 | 0 | 0 | 0 | 0 | 0 | 0 | 0 | 0 | 0 | 0 | 0 | 0 | 0 | 0 | 0
[8 empty] | 2280 | April | Winter | Weekday | 0 | 0 | 0 | 0 | 0 | 0 | 0 | 0 | 0 | 0 | 0 | 0 | 0 | 0 | 0 | 0 | 0 | 0 | 0 | 0 | 0 | 0 | 0 | 0 | 0 | 0 | 0 | 0 | 0 | 0
[8 empty] | 2281 | April | Winter | Weekday | 0 | 0 | 0 | 0 | 0 | 0 | 0 | 0 | 0 | 0 | 0 | 0 | 0 | 0 | 0 | 0 | 0 | 0 | 0 | 0 | 0 | 0 | 0 | 0 | 0 | 4.8 | 4.8 | 0 | 0 | 0
[8 empty] | 2282 | April | Winter | Weekday | 0 | 0 | 0 | 0 | 0 | 0 | 0 | 0 | 0 | 0 | 0 | 0 | 0 | 0 | 0 | 0 | 0 | 0 | 0 | 0 | 0 | 0 | 0 | 0 | 0 | 4.8 | 4.8 | 0 | 0 | 0
[8 empty] | 2283 | April | Winter | Weekday | 0 | 0 | 0 | 0 | 0 | 0 | 0 | 0 | 0 | 0 | 0 | 0 | 0 | 0 | 0 | 0 | 0 | 0 | 0 | 0 | 0 | 0 | 0 | 0 | 0 | 4.8 | 4.8 | 0 | 0 | 0
[8 empty] | 2284 | April | Winter | Weekday | 0 | 0 | 0 | 0 | 0 | 0 | 0 | 0 | 0 | 0 | 0 | 0 | 0 | 0 | 0 | 0 | 0 | 0 | 0 | 0 | 0 | 0 | 0 | 0 | 0 | 4.8 | 4.8 | 0 | 0 | 0
[8 empty] | 2285 | April | Winter | Weekday | 0 | 0 | 0 | 0 | 0 | 0 | 0 | 0 | 0 | 0 | 0 | 0 | 0 | 0 | 0 | 0 | 0 | 0 | 0 | 0 | 0 | 0 | 0 | 0 | 0 | 4.8 | 4.8 | 0 | 0 | 0
[8 empty] | 2286 | April | Winter | Weekday | 0 | 0 | 0 | 0 | 0 | 0 | 0 | 0 | 0 | 0 | 0 | 0 | 0 | 0 | 0 | 0 | 0 | 0 | 0 | 0 | 0 | 0 | 0 | 0 | 0 | 4.8 | 4.8 | 0 | 0 | 0
[8 empty] | 2287 | April | Winter | Weekday | 0 | 0 | 0 | 0 | 0 | 0 | 0 | 0 | 0 | 0 | 0 | 0 | 0 | 0 | 0 | 0 | 0 | 0 | 0 | 0 | 0 | 0 | 0 | 0 | 0 | 1.2 | 1.2 | 0 | 0 | 0
[8 empty] | 2288 | April | Winter | Weekday | 0 | 0 | 0 | 0 | 0 | 0 | 0 | 0 | 0 | 0 | 0 | 0 | 0 | 0 | 0 | 0 | 0 | 0 | 0 | 0 | 0 | 0 | 0 | 0 | 0 | 0 | 0 | 0 | 0 | 0
[8 empty] | 2289 | April | Winter | Weekday | 0 | 0 | 0 | 0 | 0 | 0 | 0 | 0 | 0 | 0 | 0 | 0 | 0 | 0 | 0 | 0 | 0 | 0 | 0 | 0 | 0 | 0 | 0 | 0 | 0 | 0 | 0 | 0 | 0 | 0
[8 empty] | 2290 | April | Winter | Weekday | 0 | 0 | 0 | 0 | 0 | 0 | 0 | 0 | 0 | 0 | 0 | 0 | 0 | 0 | 0 | 0 | 0 | 0 | 0 | 0 | 0 | 0 | 0 | 0 | 0 | 0 | 0 | 0 | 0 | 0
[8 empty] | 2291 | April | Winter | Weekday | 0 | 0 | 0 | 0 | 0 | 0 | 0 | 0 | 0 | 0 | 0 | 0 | 0 | 0 | 0 | 0 | 0 | 0 | 0 | 0 | 0 | 0 | 0 | 0 | 0 | 0 | 0 | 0 | 0 | 0
[8 empty] | 2292 | April | Winter | Weekday | 0 | 0 | 0 | 0 | 0 | 0 | 0 | 0 | 0 | 0 | 0 | 0 | 0 | 0 | 0 | 0 | 0 | 0 | 0 | 0 | 0 | 0 | 0 | 0 | 0 | 0 | 0 | 0 | 0 | 0
[8 empty] | 2293 | April | Winter | Weekday | 0 | 0 | 0 | 0 | 0 | 0 | 0 | 0 | 0 | 0 | 0 | 0 | 0 | 0 | 0 | 0 | 0 | 0 | 0 | 0 | 0 | 0 | 0 | 0 | 0 | 0 | 0 | 0 | 0 | 0
[8 empty] | 2294 | April | Winter | Weekday | 0 | 0 | 0 | 0 | 0 | 0 | 0 | 0 | 0 | 0 | 0 | 0 | 0 | 0 | 0 | 0 | 0 | 0 | 0 | 0 | 0 | 0 | 0 | 0 | 0 | 0 | 0 | 0 | 0 | 0
[8 empty] | 2295 | April | Winter | Weekday | 0 | 0 | 0 | 0 | 0 | 0 | 0 | 0 | 0 | 0 | 0 | 0 | 0 | 0 | 0 | 0 | 0 | 0 | 0 | 0 | 0 | 0 | 0 | 0 | 0 | 0 | 0 | 0 | 0 | 0
[8 empty] | 2296 | April | Winter | Weekday | 0 | 0 | 0 | 0 | 0 | 0 | 0 | 0 | 0 | 0 | 0 | 0 | 0 | 0 | 0 | 0 | 0 | 0 | 0 | 0 | 0 | 0 | 0 | 0 | 0 | 0 | 0 | 0 | 0 | 0
[8 empty] | 2297 | April | Winter | Weekday | 0 | 0 | 0 | 0 | 0 | 0 | 0 | 0 | 0 | 0 | 0 | 0 | 0 | 0 | 0 | 0 | 0 | 0 | 0 | 0 | 0 | 0 | 0 | 0 | 0 | 0 | 0 | 0 | 0 | 0
[8 empty] | 2298 | April | Winter | Weekday | 0 | 0 | 0 | 0 | 0 | 0 | 0 | 0 | 0 | 0 | 0 | 0 | 0 | 0 | 0 | 0 | 0 | 0 | 0 | 0 | 0 | 0 | 0 | 0 | 0 | 0 | 0 | 0 | 0 | 0
[8 empty] | 2299 | April | Winter | Weekday | 0 | 0 | 0 | 0 | 0 | 0 | 0 | 0 | 0 | 0 | 0 | 0 | 0 | 0 | 0 | 0 | 0 | 0 | 0 | 0 | 0 | 0 | 0 | 0 | 0 | 0 | 0 | 0 | 0 | 0
[8 empty] | 2300 | April | Winter | Weekday | 0 | 0 | 0 | 0 | 0 | 0 | 0 | 0 | 0 | 0 | 0 | 0 | 0 | 0 | 0 | 0 | 0 | 0 | 0 | 0 | 0 | 0 | 0 | 0 | 0 | 0 | 0 | 0 | 0 | 0
[8 empty] | 2301 | April | Winter | Weekday | 0 | 0 | 0 | 0 | 0 | 0 | 0 | 0 | 0 | 0 | 0 | 0 | 0 | 0 | 0 | 0 | 0 | 0 | 0 | 0 | 0 | 0 | 0 | 0 | 0 | 0 | 0 | 0 | 0 | 0
[8 empty] | 2302 | April | Winter | Weekday | 0 | 0 | 0 | 0 | 0 | 0 | 0 | 0 | 0 | 0 | 0 | 0 | 0 | 0 | 0 | 0 | 0 | 0 | 0 | 0 | 0 | 0 | 0 | 0 | 0 | 0 | 0 | 0 | 0 | 0
[8 empty] | 2303 | April | Winter | Weekday | 0 | 0 | 0 | 0 | 0 | 0 | 0 | 0 | 0 | 0 | 0 | 0 | 0 | 0 | 0 | 0 | 0 | 0 | 0 | 0 | 0 | 0 | 0 | 0 | 0 | 0 | 0 | 0 | 0 | 0
[8 empty] | 2304 | April | Winter | Weekday | 0 | 0 | 0 | 0 | 0 | 0 | 0 | 0 | 0 | 0 | 0 | 0 | 0 | 0 | 0 | 0 | 0 | 0 | 0 | 0 | 0 | 0 | 0 | 0 | 0 | 0 | 0 | 0 | 0 | 0
[8 empty] | 2305 | April | Winter | Weekday | 0 | 0 | 0 | 0 | 0 | 0 | 0 | 0 | 0 | 0 | 0 | 0 | 0 | 0 | 0 | 0 | 0 | 0 | 0 | 0 | 0 | 0 | 0 | 0 | 0 | 4.8 | 4.8 | 0 | 0 | 0
[8 empty] | 2306 | April | Winter | Weekday | 0 | 0 | 0 | 0 | 0 | 0 | 0 | 0 | 0 | 0 | 0 | 0 | 0 | 0 | 0 | 0 | 0 | 0 | 0 | 0 | 0 | 0 | 0 | 0 | 0 | 4.8 | 4.8 | 0 | 0 | 0
[8 empty] | 2307 | April | Winter | Weekday | 0 | 0 | 0 | 0 | 0 | 0 | 0 | 0 | 0 | 0 | 0 | 0 | 0 | 0 | 0 | 0 | 0 | 0 | 0 | 0 | 0 | 0 | 0 | 0 | 0 | 4.8 | 4.8 | 0 | 0 | 0
[8 empty] | 2308 | April | Winter | Weekday | 0 | 0 | 0 | 0 | 0 | 0 | 0 | 0 | 0 | 0 | 0 | 0 | 0 | 0 | 0 | 0 | 0 | 0 | 0 | 0 | 0 | 0 | 0 | 0 | 0 | 4.8 | 4.8 | 0 | 0 | 0
[8 empty] | 2309 | April | Winter | Weekday | 0 | 0 | 0 | 0 | 0 | 0 | 0 | 0 | 0 | 0 | 0 | 0 | 0 | 0 | 0 | 0 | 0 | 0 | 0 | 0 | 0 | 0 | 0 | 0 | 0 | 4.8 | 4.8 | 0 | 0 | 0
[8 empty] | 2310 | April | Winter | Weekday | 0 | 0 | 0 | 0 | 0 | 0 | 0 | 0 | 0 | 0 | 0 | 0 | 0 | 0 | 0 | 0 | 0 | 0 | 0 | 0 | 0 | 0 | 0 | 0 | 0 | 4.8 | 4.8 | 0 | 0 | 0
[8 empty] | 2311 | April | Winter | Weekday | 0 | 0 | 0 | 0 | 0 | 0 | 0 | 0 | 0 | 0 | 0 | 0 | 0 | 0 | 0 | 0 | 0 | 0 | 0 | 0 | 0 | 0 | 0 | 0 | 0 | 1.2 | 1.2 | 0 | 0 | 0
[8 empty] | 2312 | April | Winter | Weekday | 0 | 0 | 0 | 0 | 0 | 0 | 0 | 0 | 0 | 0 | 0 | 0 | 0 | 0 | 0 | 0 | 0 | 0 | 0 | 0 | 0 | 0 | 0 | 0 | 0 | 0 | 0 | 0 | 0 | 0
[8 empty] | 2313 | April | Winter | Weekday | 0 | 0 | 0 | 0 | 0 | 0 | 0 | 0 | 0 | 0 | 0 | 0 | 0 | 0 | 0 | 0 | 0 | 0 | 0 | 0 | 0 | 0 | 0 | 0 | 0 | 0 | 0 | 0 | 0 | 0
[8 empty] | 2314 | April | Winter | Weekday | 0 | 0 | 0 | 0 | 0 | 0 | 0 | 0 | 0 | 0 | 0 | 0 | 0 | 0 | 0 | 0 | 0 | 0 | 0 | 0 | 0 | 0 | 0 | 0 | 0 | 0 | 0 | 0 | 0 | 0
[8 empty] | 2315 | April | Winter | Weekday | 0 | 0 | 0 | 0 | 0 | 0 | 0 | 0 | 0 | 0 | 0 | 0 | 0 | 0 | 0 | 0 | 0 | 0 | 0 | 0 | 0 | 0 | 0 | 0 | 0 | 0 | 0 | 0 | 0 | 0
[8 empty] | 2316 | April | Winter | Weekday | 0 | 0 | 0 | 0 | 0 | 0 | 0 | 0 | 0 | 0 | 0 | 0 | 0 | 0 | 0 | 0 | 0 | 0 | 0 | 0 | 0 | 0 | 0 | 0 | 0 | 0 | 0 | 0 | 0 | 0
[8 empty] | 2317 | April | Winter | Weekday | 0 | 0 | 0 | 0 | 0 | 0 | 0 | 0 | 0 | 0 | 0 | 0 | 0 | 0 | 0 | 0 | 0 | 0 | 0 | 0 | 0 | 0 | 0 | 0 | 0 | 0 | 0 | 0 | 0 | 0
[8 empty] | 2318 | April | Winter | Weekday | 0 | 0 | 0 | 0 | 0 | 0 | 0 | 0 | 0 | 0 | 0 | 0 | 0 | 0 | 0 | 0 | 0 | 0 | 0 | 0 | 0 | 0 | 0 | 0 | 0 | 0 | 0 | 0 | 0 | 0
[8 empty] | 2319 | April | Winter | Weekday | 0 | 0 | 0 | 0 | 0 | 0 | 0 | 0 | 0 | 0 | 0 | 0 | 0 | 0 | 0 | 0 | 0 | 0 | 0 | 0 | 0 | 0 | 0 | 0 | 0 | 0 | 0 | 0 | 0 | 0
[8 empty] | 2320 | April | Winter | Weekday | 0 | 0 | 0 | 0 | 0 | 0 | 0 | 0 | 0 | 0 | 0 | 0 | 0 | 0 | 0 | 0 | 0 | 0 | 0 | 0 | 0 | 0 | 0 | 0 | 0 | 0 | 0 | 0 | 0 | 0
[8 empty] | 2321 | April | Winter | Weekday | 0 | 0 | 0 | 0 | 0 | 0 | 0 | 0 | 0 | 0 | 0 | 0 | 0 | 0 | 0 | 0 | 0 | 0 | 0 | 0 | 0 | 0 | 0 | 0 | 0 | 0 | 0 | 0 | 0 | 0
[8 empty] | 2322 | April | Winter | Weekday | 0 | 0 | 0 | 0 | 0 | 0 | 0 | 0 | 0 | 0 | 0 | 0 | 0 | 0 | 0 | 0 | 0 | 0 | 0 | 0 | 0 | 0 | 0 | 0 | 0 | 0 | 0 | 0 | 0 | 0
[8 empty] | 2323 | April | Winter | Weekday | 0 | 0 | 0 | 0 | 0 | 0 | 0 | 0 | 0 | 0 | 0 | 0 | 0 | 0 | 0 | 0 | 0 | 0 | 0 | 0 | 0 | 0 | 0 | 0 | 0 | 0 | 0 | 0 | 0 | 0
[8 empty] | 2324 | April | Winter | Weekday | 0 | 0 | 0 | 0 | 0 | 0 | 0 | 0 | 0 | 0 | 0 | 0 | 0 | 0 | 0 | 0 | 0 | 0 | 0 | 0 | 0 | 0 | 0 | 0 | 0 | 0 | 0 | 0 | 0 | 0
[8 empty] | 2325 | April | Winter | Weekday | 0 | 0 | 0 | 0 | 0 | 0 | 0 | 0 | 0 | 0 | 0 | 0 | 0 | 0 | 0 | 0 | 0 | 0 | 0 | 0 | 0 | 0 | 0 | 0 | 0 | 0 | 0 | 0 | 0 | 0
[8 empty] | 2326 | April | Winter | Weekday | 0 | 0 | 0 | 0 | 0 | 0 | 0 | 0 | 0 | 0 | 0 | 0 | 0 | 0 | 0 | 0 | 0 | 0 | 0 | 0 | 0 | 0 | 0 | 0 | 0 | 0 | 0 | 0 | 0 | 0
[8 empty] | 2327 | April | Winter | Weekday | 0 | 0 | 0 | 0 | 0 | 0 | 0 | 0 | 0 | 0 | 0 | 0 | 0 | 0 | 0 | 0 | 0 | 0 | 0 | 0 | 0 | 0 | 0 | 0 | 0 | 0 | 0 | 0 | 0 | 0
[8 empty] | 2328 | April | Winter | Weekday | 0 | 0 | 0 | 0 | 0 | 0 | 0 | 0 | 0 | 0 | 0 | 0 | 0 | 0 | 0 | 0 | 0 | 0 | 0 | 0 | 0 | 0 | 0 | 0 | 0 | 0 | 0 | 0 | 0 | 0
[8 empty] | 2329 | April | Winter | Weekend | 0 | 0 | 0 | 0 | 0 | 0 | 0 | 0 | 0 | 0 | 0 | 0 | 0 | 0 | 0 | 0 | 0 | 0 | 0 | 0 | 0 | 0 | 0 | 0 | 0 | 4.8 | 4.8 | 0 | 0 | 0
[8 empty] | 2330 | April | Winter | Weekend | 0 | 0 | 0 | 0 | 0 | 0 | 0 | 0 | 0 | 0 | 0 | 0 | 0 | 0 | 0 | 0 | 0 | 0 | 0 | 0 | 0 | 0 | 0 | 0 | 0 | 4.8 | 4.8 | 0 | 0 | 0
[8 empty] | 2331 | April | Winter | Weekend | 0 | 0 | 0 | 0 | 0 | 0 | 0 | 0 | 0 | 0 | 0 | 0 | 0 | 0 | 0 | 0 | 0 | 0 | 0 | 0 | 0 | 0 | 0 | 0 | 0 | 4.8 | 4.8 | 0 | 0 | 0
[8 empty] | 2332 | April | Winter | Weekend | 0 | 0 | 0 | 0 | 0 | 0 | 0 | 0 | 0 | 0 | 0 | 0 | 0 | 0 | 0 | 0 | 0 | 0 | 0 | 0 | 0 | 0 | 0 | 0 | 0 | 4.8 | 4.8 | 0 | 0 | 0
[8 empty] | 2333 | April | Winter | Weekend | 0 | 0 | 0 | 0 | 0 | 0 | 0 | 0 | 0 | 0 | 0 | 0 | 0 | 0 | 0 | 0 | 0 | 0 | 0 | 0 | 0 | 0 | 0 | 0 | 0 | 4.8 | 4.8 | 0 | 0 | 0
[8 empty] | 2334 | April | Winter | Weekend | 0 | 0 | 0 | 0 | 0 | 0 | 0 | 0 | 0 | 0 | 0 | 0 | 0 | 0 | 0 | 0 | 0 | 0 | 0 | 0 | 0 | 0 | 0 | 0 | 0 | 4.8 | 4.8 | 0 | 0 | 0
[8 empty] | 2335 | April | Winter | Weekend | 0 | 0 | 0 | 0 | 0 | 0 | 0 | 0 | 0 | 0 | 0 | 0 | 0 | 0 | 0 | 0 | 0 | 0 | 0 | 0 | 0 | 0 | 0 | 0 | 0 | 1.2 | 1.2 | 0 | 0 | 0
[8 empty] | 2336 | April | Winter | Weekend | 0 | 0 | 0 | 0 | 0 | 0 | 0 | 0 | 0 | 0 | 0 | 0 | 0 | 0 | 0 | 0 | 0 | 0 | 0 | 0 | 0 | 0 | 0 | 0 | 0 | 0 | 0 | 0 | 0 | 0
[8 empty] | 2337 | April | Winter | Weekend | 0 | 0 | 0 | 0 | 0 | 0 | 0 | 0 | 0 | 0 | 0 | 0 | 0 | 0 | 0 | 0 | 0 | 0 | 0 | 0 | 0 | 0 | 0 | 0 | 0 | 0 | 0 | 0 | 0 | 0
[8 empty] | 2338 | April | Winter | Weekend | 0 | 0 | 0 | 0 | 0 | 0 | 0 | 0 | 0 | 0 | 0 | 0 | 0 | 0 | 0 | 0 | 0 | 0 | 0 | 0 | 0 | 0 | 0 | 0 | 0 | 0 | 0 | 0 | 0 | 0
[8 empty] | 2339 | April | Winter | Weekend | 0 | 0 | 0 | 0 | 0 | 0 | 0 | 0 | 0 | 0 | 0 | 0 | 0 | 0 | 0 | 0 | 0 | 0 | 0 | 0 | 0 | 0 | 0 | 0 | 0 | 0 | 0 | 0 | 0 | 0
[8 empty] | 2340 | April | Winter | Weekend | 0 | 0 | 0 | 0 | 0 | 0 | 0 | 0 | 0 | 0 | 0 | 0 | 0 | 0 | 0 | 0 | 0 | 0 | 0 | 0 | 0 | 0 | 0 | 0 | 0 | 0 | 0 | 0 | 0 | 0
[8 empty] | 2341 | April | Winter | Weekend | 0 | 0 | 0 | 0 | 0 | 0 | 0 | 0 | 0 | 0 | 0 | 0 | 0 | 0 | 0 | 0 | 0 | 0 | 0 | 0 | 0 | 0 | 0 | 0 | 0 | 0 | 0 | 0 | 0 | 0
[8 empty] | 2342 | April | Winter | Weekend | 0 | 0 | 0 | 0 | 0 | 0 | 0 | 0 | 0 | 0 | 0 | 0 | 0 | 0 | 0 | 0 | 0 | 0 | 0 | 0 | 0 | 0 | 0 | 0 | 0 | 0 | 0 | 0 | 0 | 0
[8 empty] | 2343 | April | Winter | Weekend | 0 | 0 | 0 | 0 | 0 | 0 | 0 | 0 | 0 | 0 | 0 | 0 | 0 | 0 | 0 | 0 | 0 | 0 | 0 | 0 | 0 | 0 | 0 | 0 | 0 | 0 | 0 | 0 | 0 | 0
[8 empty] | 2344 | April | Winter | Weekend | 0 | 0 | 0 | 0 | 0 | 0 | 0 | 0 | 0 | 0 | 0 | 0 | 0 | 0 | 0 | 0 | 0 | 0 | 0 | 0 | 0 | 0 | 0 | 0 | 0 | 0 | 0 | 0 | 0 | 0
[8 empty] | 2345 | April | Winter | Weekend | 0 | 0 | 0 | 0 | 0 | 0 | 0 | 0 | 0 | 0 | 0 | 0 | 0 | 0 | 0 | 0 | 0 | 0 | 0 | 0 | 0 | 0 | 0 | 0 | 0 | 0 | 0 | 0 | 0 | 0
[8 empty] | 2346 | April | Winter | Weekend | 0 | 0 | 0 | 0 | 0 | 0 | 0 | 0 | 0 | 0 | 0 | 0 | 0 | 0 | 0 | 0 | 0 | 0 | 0 | 0 | 0 | 0 | 0 | 0 | 0 | 0 | 0 | 0 | 0 | 0
[8 empty] | 2347 | April | Winter | Weekend | 0 | 0 | 0 | 0 | 0 | 0 | 0 | 0 | 0 | 0 | 0 | 0 | 0 | 0 | 0 | 0 | 0 | 0 | 0 | 0 | 0 | 0 | 0 | 0 | 0 | 0 | 0 | 0 | 0 | 0
[8 empty] | 2348 | April | Winter | Weekend | 0 | 0 | 0 | 0 | 0 | 0 | 0 | 0 | 0 | 0 | 0 | 0 | 0 | 0 | 0 | 0 | 0 | 0 | 0 | 0 | 0 | 0 | 0 | 0 | 0 | 0 | 0 | 0 | 0 | 0
[8 empty] | 2349 | April | Winter | Weekend | 0 | 0 | 0 | 0 | 0 | 0 | 0 | 0 | 0 | 0 | 0 | 0 | 0 | 0 | 0 | 0 | 0 | 0 | 0 | 0 | 0 | 0 | 0 | 0 | 0 | 0 | 0 | 0 | 0 | 0
[8 empty] | 2350 | April | Winter | Weekend | 0 | 0 | 0 | 0 | 0 | 0 | 0 | 0 | 0 | 0 | 0 | 0 | 0 | 0 | 0 | 0 | 0 | 0 | 0 | 0 | 0 | 0 | 0 | 0 | 0 | 0 | 0 | 0 | 0 | 0
[8 empty] | 2351 | April | Winter | Weekend | 0 | 0 | 0 | 0 | 0 | 0 | 0 | 0 | 0 | 0 | 0 | 0 | 0 | 0 | 0 | 0 | 0 | 0 | 0 | 0 | 0 | 0 | 0 | 0 | 0 | 0 | 0 | 0 | 0 | 0
[8 empty] | 2352 | April | Winter | Weekend | 0 | 0 | 0 | 0 | 0 | 0 | 0 | 0 | 0 | 0 | 0 | 0 | 0 | 0 | 0 | 0 | 0 | 0 | 0 | 0 | 0 | 0 | 0 | 0 | 0 | 0 | 0 | 0 | 0 | 0
[8 empty] | 2353 | April | Winter | Weekend | 0 | 0 | 0 | 0 | 0 | 0 | 0 | 0 | 0 | 0 | 0 | 0 | 0 | 0 | 0 | 0 | 0 | 0 | 0 | 0 | 0 | 0 | 0 | 0 | 0 | 4.8 | 4.8 | 0 | 0 | 0
[8 empty] | 2354 | April | Winter | Weekend | 0 | 0 | 0 | 0 | 0 | 0 | 0 | 0 | 0 | 0 | 0 | 0 | 0 | 0 | 0 | 0 | 0 | 0 | 0 | 0 | 0 | 0 | 0 | 0 | 0 | 4.8 | 4.8 | 0 | 0 | 0
[8 empty] | 2355 | April | Winter | Weekend | 0 | 0 | 0 | 0 | 0 | 0 | 0 | 0 | 0 | 0 | 0 | 0 | 0 | 0 | 0 | 0 | 0 | 0 | 0 | 0 | 0 | 0 | 0 | 0 | 0 | 4.8 | 4.8 | 0 | 0 | 0
[8 empty] | 2356 | April | Winter | Weekend | 0 | 0 | 0 | 0 | 0 | 0 | 0 | 0 | 0 | 0 | 0 | 0 | 0 | 0 | 0 | 0 | 0 | 0 | 0 | 0 | 0 | 0 | 0 | 0 | 0 | 4.8 | 4.8 | 0 | 0 | 0
[8 empty] | 2357 | April | Winter | Weekend | 0 | 0 | 0 | 0 | 0 | 0 | 0 | 0 | 0 | 0 | 0 | 0 | 0 | 0 | 0 | 0 | 0 | 0 | 0 | 0 | 0 | 0 | 0 | 0 | 0 | 4.8 | 4.8 | 0 | 0 | 0
[8 empty] | 2358 | April | Winter | Weekend | 0 | 0 | 0 | 0 | 0 | 0 | 0 | 0 | 0 | 0 | 0 | 0 | 0 | 0 | 0 | 0 | 0 | 0 | 0 | 0 | 0 | 0 | 0 | 0 | 0 | 4.8 | 4.8 | 0 | 0 | 0
[8 empty] | 2359 | April | Winter | Weekend | 0 | 0 | 0 | 0 | 0 | 0 | 0 | 0 | 0 | 0 | 0 | 0 | 0 | 0 | 0 | 0 | 0 | 0 | 0 | 0 | 0 | 0 | 0 | 0 | 0 | 1.2 | 1.2 | 0 | 0 | 0
[8 empty] | 2360 | April | Winter | Weekend | 0 | 0 | 0 | 0 | 0 | 0 | 0 | 0 | 0 | 0 | 0 | 0 | 0 | 0 | 0 | 0 | 0 | 0 | 0 | 0 | 0 | 0 | 0 | 0 | 0 | 0 | 0 | 0 | 0 | 0
[8 empty] | 2361 | April | Winter | Weekend | 0 | 0 | 0 | 0 | 0 | 0 | 0 | 0 | 0 | 0 | 0 | 0 | 0 | 0 | 0 | 0 | 0 | 0 | 0 | 0 | 0 | 0 | 0 | 0 | 0 | 0 | 0 | 0 | 0 | 0
[8 empty] | 2362 | April | Winter | Weekend | 0 | 0 | 0 | 0 | 0 | 0 | 0 | 0 | 0 | 0 | 0 | 0 | 0 | 0 | 0 | 0 | 0 | 0 | 0 | 0 | 0 | 0 | 0 | 0 | 0 | 0 | 0 | 0 | 0 | 0
[8 empty] | 2363 | April | Winter | Weekend | 0 | 0 | 0 | 0 | 0 | 0 | 0 | 0 | 0 | 0 | 0 | 0 | 0 | 0 | 0 | 0 | 0 | 0 | 0 | 0 | 0 | 0 | 0 | 0 | 0 | 0 | 0 | 0 | 0 | 0
[8 empty] | 2364 | April | Winter | Weekend | 0 | 0 | 0 | 0 | 0 | 0 | 0 | 0 | 0 | 0 | 0 | 0 | 0 | 0 | 0 | 0 | 0 | 0 | 0 | 0 | 0 | 0 | 0 | 0 | 0 | 0 | 0 | 0 | 0 | 0
[8 empty] | 2365 | April | Winter | Weekend | 0 | 0 | 0 | 0 | 0 | 0 | 0 | 0 | 0 | 0 | 0 | 0 | 0 | 0 | 0 | 0 | 0 | 0 | 0 | 0 | 0 | 0 | 0 | 0 | 0 | 0 | 0 | 0 | 0 | 0
[8 empty] | 2366 | April | Winter | Weekend | 0 | 0 | 0 | 0 | 0 | 0 | 0 | 0 | 0 | 0 | 0 | 0 | 0 | 0 | 0 | 0 | 0 | 0 | 0 | 0 | 0 | 0 | 0 | 0 | 0 | 0 | 0 | 0 | 0 | 0
[8 empty] | 2367 | April | Winter | Weekend | 0 | 0 | 0 | 0 | 0 | 0 | 0 | 0 | 0 | 0 | 0 | 0 | 0 | 0 | 0 | 0 | 0 | 0 | 0 | 0 | 0 | 0 | 0 | 0 | 0 | 0 | 0 | 0 | 0 | 0
[8 empty] | 2368 | April | Winter | Weekend | 0 | 0 | 0 | 0 | 0 | 0 | 0 | 0 | 0 | 0 | 0 | 0 | 0 | 0 | 0 | 0 | 0 | 0 | 0 | 0 | 0 | 0 | 0 | 0 | 0 | 0 | 0 | 0 | 0 | 0
[8 empty] | 2369 | April | Winter | Weekend | 0 | 0 | 0 | 0 | 0 | 0 | 0 | 0 | 0 | 0 | 0 | 0 | 0 | 0 | 0 | 0 | 0 | 0 | 0 | 0 | 0 | 0 | 0 | 0 | 0 | 0 | 0 | 0 | 0 | 0
[8 empty] | 2370 | April | Winter | Weekend | 0 | 0 | 0 | 0 | 0 | 0 | 0 | 0 | 0 | 0 | 0 | 0 | 0 | 0 | 0 | 0 | 0 | 0 | 0 | 0 | 0 | 0 | 0 | 0 | 0 | 0 | 0 | 0 | 0 | 0
[8 empty] | 2371 | April | Winter | Weekend | 0 | 0 | 0 | 0 | 0 | 0 | 0 | 0 | 0 | 0 | 0 | 0 | 0 | 0 | 0 | 0 | 0 | 0 | 0 | 0 | 0 | 0 | 0 | 0 | 0 | 0 | 0 | 0 | 0 | 0
[8 empty] | 2372 | April | Winter | Weekend | 0 | 0 | 0 | 0 | 0 | 0 | 0 | 0 | 0 | 0 | 0 | 0 | 0 | 0 | 0 | 0 | 0 | 0 | 0 | 0 | 0 | 0 | 0 | 0 | 0 | 0 | 0 | 0 | 0 | 0
[8 empty] | 2373 | April | Winter | Weekend | 0 | 0 | 0 | 0 | 0 | 0 | 0 | 0 | 0 | 0 | 0 | 0 | 0 | 0 | 0 | 0 | 0 | 0 | 0 | 0 | 0 | 0 | 0 | 0 | 0 | 0 | 0 | 0 | 0 | 0
[8 empty] | 2374 | April | Winter | Weekend | 0 | 0 | 0 | 0 | 0 | 0 | 0 | 0 | 0 | 0 | 0 | 0 | 0 | 0 | 0 | 0 | 0 | 0 | 0 | 0 | 0 | 0 | 0 | 0 | 0 | 0 | 0 | 0 | 0 | 0
[8 empty] | 2375 | April | Winter | Weekend | 0 | 0 | 0 | 0 | 0 | 0 | 0 | 0 | 0 | 0 | 0 | 0 | 0 | 0 | 0 | 0 | 0 | 0 | 0 | 0 | 0 | 0 | 0 | 0 | 0 | 0 | 0 | 0 | 0 | 0
[8 empty] | 2376 | April | Winter | Weekend | 0 | 0 | 0 | 0 | 0 | 0 | 0 | 0 | 0 | 0 | 0 | 0 | 0 | 0 | 0 | 0 | 0 | 0 | 0 | 0 | 0 | 0 | 0 | 0 | 0 | 0 | 0 | 0 | 0 | 0
[8 empty] | 2377 | April | Winter | Weekday | 0 | 0 | 0 | 0 | 0 | 0 | 0 | 0 | 0 | 0 | 0 | 0 | 0 | 0 | 0 | 0 | 0 | 0 | 0 | 0 | 0 | 0 | 0 | 0 | 0 | 4.8 | 4.8 | 0 | 0 | 0
[8 empty] | 2378 | April | Winter | Weekday | 0 | 0 | 0 | 0 | 0 | 0 | 0 | 0 | 0 | 0 | 0 | 0 | 0 | 0 | 0 | 0 | 0 | 0 | 0 | 0 | 0 | 0 | 0 | 0 | 0 | 4.8 | 4.8 | 0 | 0 | 0
[8 empty] | 2379 | April | Winter | Weekday | 0 | 0 | 0 | 0 | 0 | 0 | 0 | 0 | 0 | 0 | 0 | 0 | 0 | 0 | 0 | 0 | 0 | 0 | 0 | 0 | 0 | 0 | 0 | 0 | 0 | 4.8 | 4.8 | 0 | 0 | 0
[8 empty] | 2380 | April | Winter | Weekday | 0 | 0 | 0 | 0 | 0 | 0 | 0 | 0 | 0 | 0 | 0 | 0 | 0 | 0 | 0 | 0 | 0 | 0 | 0 | 0 | 0 | 0 | 0 | 0 | 0 | 4.8 | 4.8 | 0 | 0 | 0
[8 empty] | 2381 | April | Winter | Weekday | 0 | 0 | 0 | 0 | 0 | 0 | 0 | 0 | 0 | 0 | 0 | 0 | 0 | 0 | 0 | 0 | 0 | 0 | 0 | 0 | 0 | 0 | 0 | 0 | 0 | 4.8 | 4.8 | 0 | 0 | 0
[8 empty] | 2382 | April | Winter | Weekday | 0 | 0 | 0 | 0 | 0 | 0 | 0 | 0 | 0 | 0 | 0 | 0 | 0 | 0 | 0 | 0 | 0 | 0 | 0 | 0 | 0 | 0 | 0 | 0 | 0 | 4.8 | 4.8 | 0 | 0 | 0
[8 empty] | 2383 | April | Winter | Weekday | 0 | 0 | 0 | 0 | 0 | 0 | 0 | 0 | 0 | 0 | 0 | 0 | 0 | 0 | 0 | 0 | 0 | 0 | 0 | 0 | 0 | 0 | 0 | 0 | 0 | 1.2 | 1.2 | 0 | 0 | 0
[8 empty] | 2384 | April | Winter | Weekday | 0 | 0 | 0 | 0 | 0 | 0 | 0 | 0 | 0 | 0 | 0 | 0 | 0 | 0 | 0 | 0 | 0 | 0 | 0 | 0 | 0 | 0 | 0 | 0 | 0 | 0 | 0 | 0 | 0 | 0
[8 empty] | 2385 | April | Winter | Weekday | 0 | 0 | 0 | 0 | 0 | 0 | 0 | 0 | 0 | 0 | 0 | 0 | 0 | 0 | 0 | 0 | 0 | 0 | 0 | 0 | 0 | 0 | 0 | 0 | 0 | 0 | 0 | 0 | 0 | 0
[8 empty] | 2386 | April | Winter | Weekday | 0 | 0 | 0 | 0 | 0 | 0 | 0 | 0 | 0 | 0 | 0 | 0 | 0 | 0 | 0 | 0 | 0 | 0 | 0 | 0 | 0 | 0 | 0 | 0 | 0 | 0 | 0 | 0 | 0 | 0
[8 empty] | 2387 | April | Winter | Weekday | 0 | 0 | 0 | 0 | 0 | 0 | 0 | 0 | 0 | 0 | 0 | 0 | 0 | 0 | 0 | 0 | 0 | 0 | 0 | 0 | 0 | 0 | 0 | 0 | 0 | 0 | 0 | 0 | 0 | 0
[8 empty] | 2388 | April | Winter | Weekday | 0 | 0 | 0 | 0 | 0 | 0 | 0 | 0 | 0 | 0 | 0 | 0 | 0 | 0 | 0 | 0 | 0 | 0 | 0 | 0 | 0 | 0 | 0 | 0 | 0 | 0 | 0 | 0 | 0 | 0
[8 empty] | 2389 | April | Winter | Weekday | 0 | 0 | 0 | 0 | 0 | 0 | 0 | 0 | 0 | 0 | 0 | 0 | 0 | 0 | 0 | 0 | 0 | 0 | 0 | 0 | 0 | 0 | 0 | 0 | 0 | 0 | 0 | 0 | 0 | 0
[8 empty] | 2390 | April | Winter | Weekday | 0 | 0 | 0 | 0 | 0 | 0 | 0 | 0 | 0 | 0 | 0 | 0 | 0 | 0 | 0 | 0 | 0 | 0 | 0 | 0 | 0 | 0 | 0 | 0 | 0 | 0 | 0 | 0 | 0 | 0
[8 empty] | 2391 | April | Winter | Weekday | 0 | 0 | 0 | 0 | 0 | 0 | 0 | 0 | 0 | 0 | 0 | 0 | 0 | 0 | 0 | 0 | 0 | 0 | 0 | 0 | 0 | 0 | 0 | 0 | 0 | 0 | 0 | 0 | 0 | 0
[8 empty] | 2392 | April | Winter | Weekday | 0 | 0 | 0 | 0 | 0 | 0 | 0 | 0 | 0 | 0 | 0 | 0 | 0 | 0 | 0 | 0 | 0 | 0 | 0 | 0 | 0 | 0 | 0 | 0 | 0 | 0 | 0 | 0 | 0 | 0
[8 empty] | 2393 | April | Winter | Weekday | 0 | 0 | 0 | 0 | 0 | 0 | 0 | 0 | 0 | 0 | 0 | 0 | 0 | 0 | 0 | 0 | 0 | 0 | 0 | 0 | 0 | 0 | 0 | 0 | 0 | 0 | 0 | 0 | 0 | 0
[8 empty] | 2394 | April | Winter | Weekday | 0 | 0 | 0 | 0 | 0 | 0 | 0 | 0 | 0 | 0 | 0 | 0 | 0 | 0 | 0 | 0 | 0 | 0 | 0 | 0 | 0 | 0 | 0 | 0 | 0 | 0 | 0 | 0 | 0 | 0
[8 empty] | 2395 | April | Winter | Weekday | 0 | 0 | 0 | 0 | 0 | 0 | 0 | 0 | 0 | 0 | 0 | 0 | 0 | 0 | 0 | 0 | 0 | 0 | 0 | 0 | 0 | 0 | 0 | 0 | 0 | 0 | 0 | 0 | 0 | 0
[8 empty] | 2396 | April | Winter | Weekday | 0 | 0 | 0 | 0 | 0 | 0 | 0 | 0 | 0 | 0 | 0 | 0 | 0 | 0 | 0 | 0 | 0 | 0 | 0 | 0 | 0 | 0 | 0 | 0 | 0 | 0 | 0 | 0 | 0 | 0
[8 empty] | 2397 | April | Winter | Weekday | 0 | 0 | 0 | 0 | 0 | 0 | 0 | 0 | 0 | 0 | 0 | 0 | 0 | 0 | 0 | 0 | 0 | 0 | 0 | 0 | 0 | 0 | 0 | 0 | 0 | 0 | 0 | 0 | 0 | 0
[8 empty] | 2398 | April | Winter | Weekday | 0 | 0 | 0 | 0 | 0 | 0 | 0 | 0 | 0 | 0 | 0 | 0 | 0 | 0 | 0 | 0 | 0 | 0 | 0 | 0 | 0 | 0 | 0 | 0 | 0 | 0 | 0 | 0 | 0 | 0
[8 empty] | 2399 | April | Winter | Weekday | 0 | 0 | 0 | 0 | 0 | 0 | 0 | 0 | 0 | 0 | 0 | 0 | 0 | 0 | 0 | 0 | 0 | 0 | 0 | 0 | 0 | 0 | 0 | 0 | 0 | 0 | 0 | 0 | 0 | 0
[8 empty] | 2400 | April | Winter | Weekday | 0 | 0 | 0 | 0 | 0 | 0 | 0 | 0 | 0 | 0 | 0 | 0 | 0 | 0 | 0 | 0 | 0 | 0 | 0 | 0 | 0 | 0 | 0 | 0 | 0 | 0 | 0 | 0 | 0 | 0
[8 empty] | 2401 | April | Winter | Weekday | 0 | 0 | 0 | 0 | 0 | 0 | 0 | 0 | 0 | 0 | 0 | 0 | 0 | 0 | 0 | 0 | 0 | 0 | 0 | 0 | 0 | 0 | 0 | 0 | 0 | 4.8 | 4.8 | 0 | 0 | 0
[8 empty] | 2402 | April | Winter | Weekday | 0 | 0 | 0 | 0 | 0 | 0 | 0 | 0 | 0 | 0 | 0 | 0 | 0 | 0 | 0 | 0 | 0 | 0 | 0 | 0 | 0 | 0 | 0 | 0 | 0 | 4.8 | 4.8 | 0 | 0 | 0
[8 empty] | 2403 | April | Winter | Weekday | 0 | 0 | 0 | 0 | 0 | 0 | 0 | 0 | 0 | 0 | 0 | 0 | 0 | 0 | 0 | 0 | 0 | 0 | 0 | 0 | 0 | 0 | 0 | 0 | 0 | 4.8 | 4.8 | 0 | 0 | 0
[8 empty] | 2404 | April | Winter | Weekday | 0 | 0 | 0 | 0 | 0 | 0 | 0 | 0 | 0 | 0 | 0 | 0 | 0 | 0 | 0 | 0 | 0 | 0 | 0 | 0 | 0 | 0 | 0 | 0 | 0 | 4.8 | 4.8 | 0 | 0 | 0
[8 empty] | 2405 | April | Winter | Weekday | 0 | 0 | 0 | 0 | 0 | 0 | 0 | 0 | 0 | 0 | 0 | 0 | 0 | 0 | 0 | 0 | 0 | 0 | 0 | 0 | 0 | 0 | 0 | 0 | 0 | 4.8 | 4.8 | 0 | 0 | 0
[8 empty] | 2406 | April | Winter | Weekday | 0 | 0 | 0 | 0 | 0 | 0 | 0 | 0 | 0 | 0 | 0 | 0 | 0 | 0 | 0 | 0 | 0 | 0 | 0 | 0 | 0 | 0 | 0 | 0 | 0 | 4.8 | 4.8 | 0 | 0 | 0
[8 empty] | 2407 | April | Winter | Weekday | 0 | 0 | 0 | 0 | 0 | 0 | 0 | 0 | 0 | 0 | 0 | 0 | 0 | 0 | 0 | 0 | 0 | 0 | 0 | 0 | 0 | 0 | 0 | 0 | 0 | 1.2 | 1.2 | 0 | 0 | 0
[8 empty] | 2408 | April | Winter | Weekday | 0 | 0 | 0 | 0 | 0 | 0 | 0 | 0 | 0 | 0 | 0 | 0 | 0 | 0 | 0 | 0 | 0 | 0 | 0 | 0 | 0 | 0 | 0 | 0 | 0 | 0 | 0 | 0 | 0 | 0
[8 empty] | 2409 | April | Winter | Weekday | 0 | 0 | 0 | 0 | 0 | 0 | 0 | 0 | 0 | 0 | 0 | 0 | 0 | 0 | 0 | 0 | 0 | 0 | 0 | 0 | 0 | 0 | 0 | 0 | 0 | 0 | 0 | 0 | 0 | 0
[8 empty] | 2410 | April | Winter | Weekday | 0 | 0 | 0 | 0 | 0 | 0 | 0 | 0 | 0 | 0 | 0 | 0 | 0 | 0 | 0 | 0 | 0 | 0 | 0 | 0 | 0 | 0 | 0 | 0 | 0 | 0 | 0 | 0 | 0 | 0
[8 empty] | 2411 | April | Winter | Weekday | 0 | 0 | 0 | 0 | 0 | 0 | 0 | 0 | 0 | 0 | 0 | 0 | 0 | 0 | 0 | 0 | 0 | 0 | 0 | 0 | 0 | 0 | 0 | 0 | 0 | 0 | 0 | 0 | 0 | 0
[8 empty] | 2412 | April | Winter | Weekday | 0 | 0 | 0 | 0 | 0 | 0 | 0 | 0 | 0 | 0 | 0 | 0 | 0 | 0 | 0 | 0 | 0 | 0 | 0 | 0 | 0 | 0 | 0 | 0 | 0 | 0 | 0 | 0 | 0 | 0
[8 empty] | 2413 | April | Winter | Weekday | 0 | 0 | 0 | 0 | 0 | 0 | 0 | 0 | 0 | 0 | 0 | 0 | 0 | 0 | 0 | 0 | 0 | 0 | 0 | 0 | 0 | 0 | 0 | 0 | 0 | 0 | 0 | 0 | 0 | 0
[8 empty] | 2414 | April | Winter | Weekday | 0 | 0 | 0 | 0 | 0 | 0 | 0 | 0 | 0 | 0 | 0 | 0 | 0 | 0 | 0 | 0 | 0 | 0 | 0 | 0 | 0 | 0 | 0 | 0 | 0 | 0 | 0 | 0 | 0 | 0
[8 empty] | 2415 | April | Winter | Weekday | 0 | 0 | 0 | 0 | 0 | 0 | 0 | 0 | 0 | 0 | 0 | 0 | 0 | 0 | 0 | 0 | 0 | 0 | 0 | 0 | 0 | 0 | 0 | 0 | 0 | 0 | 0 | 0 | 0 | 0
[8 empty] | 2416 | April | Winter | Weekday | 0 | 0 | 0 | 0 | 0 | 0 | 0 | 0 | 0 | 0 | 0 | 0 | 0 | 0 | 0 | 0 | 0 | 0 | 0 | 0 | 0 | 0 | 0 | 0 | 0 | 0 | 0 | 0 | 0 | 0
[8 empty] | 2417 | April | Winter | Weekday | 0 | 0 | 0 | 0 | 0 | 0 | 0 | 0 | 0 | 0 | 0 | 0 | 0 | 0 | 0 | 0 | 0 | 0 | 0 | 0 | 0 | 0 | 0 | 0 | 0 | 0 | 0 | 0 | 0 | 0
[8 empty] | 2418 | April | Winter | Weekday | 0 | 0 | 0 | 0 | 0 | 0 | 0 | 0 | 0 | 0 | 0 | 0 | 0 | 0 | 0 | 0 | 0 | 0 | 0 | 0 | 0 | 0 | 0 | 0 | 0 | 0 | 0 | 0 | 0 | 0
[8 empty] | 2419 | April | Winter | Weekday | 0 | 0 | 0 | 0 | 0 | 0 | 0 | 0 | 0 | 0 | 0 | 0 | 0 | 0 | 0 | 0 | 0 | 0 | 0 | 0 | 0 | 0 | 0 | 0 | 0 | 0 | 0 | 0 | 0 | 0
[8 empty] | 2420 | April | Winter | Weekday | 0 | 0 | 0 | 0 | 0 | 0 | 0 | 0 | 0 | 0 | 0 | 0 | 0 | 0 | 0 | 0 | 0 | 0 | 0 | 0 | 0 | 0 | 0 | 0 | 0 | 0 | 0 | 0 | 0 | 0
[8 empty] | 2421 | April | Winter | Weekday | 0 | 0 | 0 | 0 | 0 | 0 | 0 | 0 | 0 | 0 | 0 | 0 | 0 | 0 | 0 | 0 | 0 | 0 | 0 | 0 | 0 | 0 | 0 | 0 | 0 | 0 | 0 | 0 | 0 | 0
[8 empty] | 2422 | April | Winter | Weekday | 0 | 0 | 0 | 0 | 0 | 0 | 0 | 0 | 0 | 0 | 0 | 0 | 0 | 0 | 0 | 0 | 0 | 0 | 0 | 0 | 0 | 0 | 0 | 0 | 0 | 0 | 0 | 0 | 0 | 0
[8 empty] | 2423 | April | Winter | Weekday | 0 | 0 | 0 | 0 | 0 | 0 | 0 | 0 | 0 | 0 | 0 | 0 | 0 | 0 | 0 | 0 | 0 | 0 | 0 | 0 | 0 | 0 | 0 | 0 | 0 | 0 | 0 | 0 | 0 | 0
[8 empty] | 2424 | April | Winter | Weekday | 0 | 0 | 0 | 0 | 0 | 0 | 0 | 0 | 0 | 0 | 0 | 0 | 0 | 0 | 0 | 0 | 0 | 0 | 0 | 0 | 0 | 0 | 0 | 0 | 0 | 0 | 0 | 0 | 0 | 0
[8 empty] | 2425 | April | Winter | Weekday | 0 | 0 | 0 | 0 | 0 | 0 | 0 | 0 | 0 | 0 | 0 | 0 | 0 | 0 | 0 | 0 | 0 | 0 | 0 | 0 | 0 | 0 | 0 | 0 | 0 | 4.8 | 4.8 | 0 | 0 | 0
[8 empty] | 2426 | April | Winter | Weekday | 0 | 0 | 0 | 0 | 0 | 0 | 0 | 0 | 0 | 0 | 0 | 0 | 0 | 0 | 0 | 0 | 0 | 0 | 0 | 0 | 0 | 0 | 0 | 0 | 0 | 4.8 | 4.8 | 0 | 0 | 0
[8 empty] | 2427 | April | Winter | Weekday | 0 | 0 | 0 | 0 | 0 | 0 | 0 | 0 | 0 | 0 | 0 | 0 | 0 | 0 | 0 | 0 | 0 | 0 | 0 | 0 | 0 | 0 | 0 | 0 | 0 | 4.8 | 4.8 | 0 | 0 | 0
[8 empty] | 2428 | April | Winter | Weekday | 0 | 0 | 0 | 0 | 0 | 0 | 0 | 0 | 0 | 0 | 0 | 0 | 0 | 0 | 0 | 0 | 0 | 0 | 0 | 0 | 0 | 0 | 0 | 0 | 0 | 4.8 | 4.8 | 0 | 0 | 0
[8 empty] | 2429 | April | Winter | Weekday | 0 | 0 | 0 | 0 | 0 | 0 | 0 | 0 | 0 | 0 | 0 | 0 | 0 | 0 | 0 | 0 | 0 | 0 | 0 | 0 | 0 | 0 | 0 | 0 | 0 | 4.8 | 4.8 | 0 | 0 | 0
[8 empty] | 2430 | April | Winter | Weekday | 0 | 0 | 0 | 0 | 0 | 0 | 0 | 0 | 0 | 0 | 0 | 0 | 0 | 0 | 0 | 0 | 0 | 0 | 0 | 0 | 0 | 0 | 0 | 0 | 0 | 4.8 | 4.8 | 0 | 0 | 0
[8 empty] | 2431 | April | Winter | Weekday | 0 | 0 | 0 | 0 | 0 | 0 | 0 | 0 | 0 | 0 | 0 | 0 | 0 | 0 | 0 | 0 | 0 | 0 | 0 | 0 | 0 | 0 | 0 | 0 | 0 | 1.2 | 1.2 | 0 | 0 | 0
[8 empty] | 2432 | April | Winter | Weekday | 0 | 0 | 0 | 0 | 0 | 0 | 0 | 0 | 0 | 0 | 0 | 0 | 0 | 0 | 0 | 0 | 0 | 0 | 0 | 0 | 0 | 0 | 0 | 0 | 0 | 0 | 0 | 0 | 0 | 0
[8 empty] | 2433 | April | Winter | Weekday | 0 | 0 | 0 | 0 | 0 | 0 | 0 | 0 | 0 | 0 | 0 | 0 | 0 | 0 | 0 | 0 | 0 | 0 | 0 | 0 | 0 | 0 | 0 | 0 | 0 | 0 | 0 | 0 | 0 | 0
[8 empty] | 2434 | April | Winter | Weekday | 0 | 0 | 0 | 0 | 0 | 0 | 0 | 0 | 0 | 0 | 0 | 0 | 0 | 0 | 0 | 0 | 0 | 0 | 0 | 0 | 0 | 0 | 0 | 0 | 0 | 0 | 0 | 0 | 0 | 0
[8 empty] | 2435 | April | Winter | Weekday | 0 | 0 | 0 | 0 | 0 | 0 | 0 | 0 | 0 | 0 | 0 | 0 | 0 | 0 | 0 | 0 | 0 | 0 | 0 | 0 | 0 | 0 | 0 | 0 | 0 | 0 | 0 | 0 | 0 | 0
[8 empty] | 2436 | April | Winter | Weekday | 0 | 0 | 0 | 0 | 0 | 0 | 0 | 0 | 0 | 0 | 0 | 0 | 0 | 0 | 0 | 0 | 0 | 0 | 0 | 0 | 0 | 0 | 0 | 0 | 0 | 0 | 0 | 0 | 0 | 0
[8 empty] | 2437 | April | Winter | Weekday | 0 | 0 | 0 | 0 | 0 | 0 | 0 | 0 | 0 | 0 | 0 | 0 | 0 | 0 | 0 | 0 | 0 | 0 | 0 | 0 | 0 | 0 | 0 | 0 | 0 | 0 | 0 | 0 | 0 | 0
[8 empty] | 2438 | April | Winter | Weekday | 0 | 0 | 0 | 0 | 0 | 0 | 0 | 0 | 0 | 0 | 0 | 0 | 0 | 0 | 0 | 0 | 0 | 0 | 0 | 0 | 0 | 0 | 0 | 0 | 0 | 0 | 0 | 0 | 0 | 0
[8 empty] | 2439 | April | Winter | Weekday | 0 | 0 | 0 | 0 | 0 | 0 | 0 | 0 | 0 | 0 | 0 | 0 | 0 | 0 | 0 | 0 | 0 | 0 | 0 | 0 | 0 | 0 | 0 | 0 | 0 | 0 | 0 | 0 | 0 | 0
[8 empty] | 2440 | April | Winter | Weekday | 0 | 0 | 0 | 0 | 0 | 0 | 0 | 0 | 0 | 0 | 0 | 0 | 0 | 0 | 0 | 0 | 0 | 0 | 0 | 0 | 0 | 0 | 0 | 0 | 0 | 0 | 0 | 0 | 0 | 0
[8 empty] | 2441 | April | Winter | Weekday | 0 | 0 | 0 | 0 | 0 | 0 | 0 | 0 | 0 | 0 | 0 | 0 | 0 | 0 | 0 | 0 | 0 | 0 | 0 | 0 | 0 | 0 | 0 | 0 | 0 | 0 | 0 | 0 | 0 | 0
[8 empty] | 2442 | April | Winter | Weekday | 0 | 0 | 0 | 0 | 0 | 0 | 0 | 0 | 0 | 0 | 0 | 0 | 0 | 0 | 0 | 0 | 0 | 0 | 0 | 0 | 0 | 0 | 0 | 0 | 0 | 0 | 0 | 0 | 0 | 0
[8 empty] | 2443 | April | Winter | Weekday | 0 | 0 | 0 | 0 | 0 | 0 | 0 | 0 | 0 | 0 | 0 | 0 | 0 | 0 | 0 | 0 | 0 | 0 | 0 | 0 | 0 | 0 | 0 | 0 | 0 | 0 | 0 | 0 | 0 | 0
[8 empty] | 2444 | April | Winter | Weekday | 0 | 0 | 0 | 0 | 0 | 0 | 0 | 0 | 0 | 0 | 0 | 0 | 0 | 0 | 0 | 0 | 0 | 0 | 0 | 0 | 0 | 0 | 0 | 0 | 0 | 0 | 0 | 0 | 0 | 0
[8 empty] | 2445 | April | Winter | Weekday | 0 | 0 | 0 | 0 | 0 | 0 | 0 | 0 | 0 | 0 | 0 | 0 | 0 | 0 | 0 | 0 | 0 | 0 | 0 | 0 | 0 | 0 | 0 | 0 | 0 | 0 | 0 | 0 | 0 | 0
[8 empty] | 2446 | April | Winter | Weekday | 0 | 0 | 0 | 0 | 0 | 0 | 0 | 0 | 0 | 0 | 0 | 0 | 0 | 0 | 0 | 0 | 0 | 0 | 0 | 0 | 0 | 0 | 0 | 0 | 0 | 0 | 0 | 0 | 0 | 0
[8 empty] | 2447 | April | Winter | Weekday | 0 | 0 | 0 | 0 | 0 | 0 | 0 | 0 | 0 | 0 | 0 | 0 | 0 | 0 | 0 | 0 | 0 | 0 | 0 | 0 | 0 | 0 | 0 | 0 | 0 | 0 | 0 | 0 | 0 | 0
[8 empty] | 2448 | April | Winter | Weekday | 0 | 0 | 0 | 0 | 0 | 0 | 0 | 0 | 0 | 0 | 0 | 0 | 0 | 0 | 0 | 0 | 0 | 0 | 0 | 0 | 0 | 0 | 0 | 0 | 0 | 0 | 0 | 0 | 0 | 0
[8 empty] | 2449 | April | Winter | Weekday | 0 | 0 | 0 | 0 | 0 | 0 | 0 | 0 | 0 | 0 | 0 | 0 | 0 | 0 | 0 | 0 | 0 | 0 | 0 | 0 | 0 | 0 | 0 | 0 | 0 | 4.8 | 4.8 | 0 | 0 | 0
[8 empty] | 2450 | April | Winter | Weekday | 0 | 0 | 0 | 0 | 0 | 0 | 0 | 0 | 0 | 0 | 0 | 0 | 0 | 0 | 0 | 0 | 0 | 0 | 0 | 0 | 0 | 0 | 0 | 0 | 0 | 4.8 | 4.8 | 0 | 0 | 0
[8 empty] | 2451 | April | Winter | Weekday | 0 | 0 | 0 | 0 | 0 | 0 | 0 | 0 | 0 | 0 | 0 | 0 | 0 | 0 | 0 | 0 | 0 | 0 | 0 | 0 | 0 | 0 | 0 | 0 | 0 | 4.8 | 4.8 | 0 | 0 | 0
[8 empty] | 2452 | April | Winter | Weekday | 0 | 0 | 0 | 0 | 0 | 0 | 0 | 0 | 0 | 0 | 0 | 0 | 0 | 0 | 0 | 0 | 0 | 0 | 0 | 0 | 0 | 0 | 0 | 0 | 0 | 4.8 | 4.8 | 0 | 0 | 0
[8 empty] | 2453 | April | Winter | Weekday | 0 | 0 | 0 | 0 | 0 | 0 | 0 | 0 | 0 | 0 | 0 | 0 | 0 | 0 | 0 | 0 | 0 | 0 | 0 | 0 | 0 | 0 | 0 | 0 | 0 | 4.8 | 4.8 | 0 | 0 | 0
[8 empty] | 2454 | April | Winter | Weekday | 0 | 0 | 0 | 0 | 0 | 0 | 0 | 0 | 0 | 0 | 0 | 0 | 0 | 0 | 0 | 0 | 0 | 0 | 0 | 0 | 0 | 0 | 0 | 0 | 0 | 4.8 | 4.8 | 0 | 0 | 0
[8 empty] | 2455 | April | Winter | Weekday | 0 | 0 | 0 | 0 | 0 | 0 | 0 | 0 | 0 | 0 | 0 | 0 | 0 | 0 | 0 | 0 | 0 | 0 | 0 | 0 | 0 | 0 | 0 | 0 | 0 | 1.2 | 1.2 | 0 | 0 | 0
[8 empty] | 2456 | April | Winter | Weekday | 0 | 0 | 0 | 0 | 0 | 0 | 0 | 0 | 0 | 0 | 0 | 0 | 0 | 0 | 0 | 0 | 0 | 0 | 0 | 0 | 0 | 0 | 0 | 0 | 0 | 0 | 0 | 0 | 0 | 0
[8 empty] | 2457 | April | Winter | Weekday | 0 | 0 | 0 | 0 | 0 | 0 | 0 | 0 | 0 | 0 | 0 | 0 | 0 | 0 | 0 | 0 | 0 | 0 | 0 | 0 | 0 | 0 | 0 | 0 | 0 | 0 | 0 | 0 | 0 | 0
[8 empty] | 2458 | April | Winter | Weekday | 0 | 0 | 0 | 0 | 0 | 0 | 0 | 0 | 0 | 0 | 0 | 0 | 0 | 0 | 0 | 0 | 0 | 0 | 0 | 0 | 0 | 0 | 0 | 0 | 0 | 0 | 0 | 0 | 0 | 0
[8 empty] | 2459 | April | Winter | Weekday | 0 | 0 | 0 | 0 | 0 | 0 | 0 | 0 | 0 | 0 | 0 | 0 | 0 | 0 | 0 | 0 | 0 | 0 | 0 | 0 | 0 | 0 | 0 | 0 | 0 | 0 | 0 | 0 | 0 | 0
[8 empty] | 2460 | April | Winter | Weekday | 0 | 0 | 0 | 0 | 0 | 0 | 0 | 0 | 0 | 0 | 0 | 0 | 0 | 0 | 0 | 0 | 0 | 0 | 0 | 0 | 0 | 0 | 0 | 0 | 0 | 0 | 0 | 0 | 0 | 0
[8 empty] | 2461 | April | Winter | Weekday | 0 | 0 | 0 | 0 | 0 | 0 | 0 | 0 | 0 | 0 | 0 | 0 | 0 | 0 | 0 | 0 | 0 | 0 | 0 | 0 | 0 | 0 | 0 | 0 | 0 | 0 | 0 | 0 | 0 | 0
[8 empty] | 2462 | April | Winter | Weekday | 0 | 0 | 0 | 0 | 0 | 0 | 0 | 0 | 0 | 0 | 0 | 0 | 0 | 0 | 0 | 0 | 0 | 0 | 0 | 0 | 0 | 0 | 0 | 0 | 0 | 0 | 0 | 0 | 0 | 0
[8 empty] | 2463 | April | Winter | Weekday | 0 | 0 | 0 | 0 | 0 | 0 | 0 | 0 | 0 | 0 | 0 | 0 | 0 | 0 | 0 | 0 | 0 | 0 | 0 | 0 | 0 | 0 | 0 | 0 | 0 | 0 | 0 | 0 | 0 | 0
[8 empty] | 2464 | April | Winter | Weekday | 0 | 0 | 0 | 0 | 0 | 0 | 0 | 0 | 0 | 0 | 0 | 0 | 0 | 0 | 0 | 0 | 0 | 0 | 0 | 0 | 0 | 0 | 0 | 0 | 0 | 0 | 0 | 0 | 0 | 0
[8 empty] | 2465 | April | Winter | Weekday | 0 | 0 | 0 | 0 | 0 | 0 | 0 | 0 | 0 | 0 | 0 | 0 | 0 | 0 | 0 | 0 | 0 | 0 | 0 | 0 | 0 | 0 | 0 | 0 | 0 | 0 | 0 | 0 | 0 | 0
[8 empty] | 2466 | April | Winter | Weekday | 0 | 0 | 0 | 0 | 0 | 0 | 0 | 0 | 0 | 0 | 0 | 0 | 0 | 0 | 0 | 0 | 0 | 0 | 0 | 0 | 0 | 0 | 0 | 0 | 0 | 0 | 0 | 0 | 0 | 0
[8 empty] | 2467 | April | Winter | Weekday | 0 | 0 | 0 | 0 | 0 | 0 | 0 | 0 | 0 | 0 | 0 | 0 | 0 | 0 | 0 | 0 | 0 | 0 | 0 | 0 | 0 | 0 | 0 | 0 | 0 | 0 | 0 | 0 | 0 | 0
[8 empty] | 2468 | April | Winter | Weekday | 0 | 0 | 0 | 0 | 0 | 0 | 0 | 0 | 0 | 0 | 0 | 0 | 0 | 0 | 0 | 0 | 0 | 0 | 0 | 0 | 0 | 0 | 0 | 0 | 0 | 0 | 0 | 0 | 0 | 0
[8 empty] | 2469 | April | Winter | Weekday | 0 | 0 | 0 | 0 | 0 | 0 | 0 | 0 | 0 | 0 | 0 | 0 | 0 | 0 | 0 | 0 | 0 | 0 | 0 | 0 | 0 | 0 | 0 | 0 | 0 | 0 | 0 | 0 | 0 | 0
[8 empty] | 2470 | April | Winter | Weekday | 0 | 0 | 0 | 0 | 0 | 0 | 0 | 0 | 0 | 0 | 0 | 0 | 0 | 0 | 0 | 0 | 0 | 0 | 0 | 0 | 0 | 0 | 0 | 0 | 0 | 0 | 0 | 0 | 0 | 0
[8 empty] | 2471 | April | Winter | Weekday | 0 | 0 | 0 | 0 | 0 | 0 | 0 | 0 | 0 | 0 | 0 | 0 | 0 | 0 | 0 | 0 | 0 | 0 | 0 | 0 | 0 | 0 | 0 | 0 | 0 | 0 | 0 | 0 | 0 | 0
[8 empty] | 2472 | April | Winter | Weekday | 0 | 0 | 0 | 0 | 0 | 0 | 0 | 0 | 0 | 0 | 0 | 0 | 0 | 0 | 0 | 0 | 0 | 0 | 0 | 0 | 0 | 0 | 0 | 0 | 0 | 0 | 0 | 0 | 0 | 0
[8 empty] | 2473 | April | Winter | Weekday | 0 | 0 | 0 | 0 | 0 | 0 | 0 | 0 | 0 | 0 | 0 | 0 | 0 | 0 | 0 | 0 | 0 | 0 | 0 | 0 | 0 | 0 | 0 | 0 | 0 | 4.8 | 4.8 | 0 | 0 | 0
[8 empty] | 2474 | April | Winter | Weekday | 0 | 0 | 0 | 0 | 0 | 0 | 0 | 0 | 0 | 0 | 0 | 0 | 0 | 0 | 0 | 0 | 0 | 0 | 0 | 0 | 0 | 0 | 0 | 0 | 0 | 4.8 | 4.8 | 0 | 0 | 0
[8 empty] | 2475 | April | Winter | Weekday | 0 | 0 | 0 | 0 | 0 | 0 | 0 | 0 | 0 | 0 | 0 | 0 | 0 | 0 | 0 | 0 | 0 | 0 | 0 | 0 | 0 | 0 | 0 | 0 | 0 | 4.8 | 4.8 | 0 | 0 | 0
[8 empty] | 2476 | April | Winter | Weekday | 0 | 0 | 0 | 0 | 0 | 0 | 0 | 0 | 0 | 0 | 0 | 0 | 0 | 0 | 0 | 0 | 0 | 0 | 0 | 0 | 0 | 0 | 0 | 0 | 0 | 4.8 | 4.8 | 0 | 0 | 0
[8 empty] | 2477 | April | Winter | Weekday | 0 | 0 | 0 | 0 | 0 | 0 | 0 | 0 | 0 | 0 | 0 | 0 | 0 | 0 | 0 | 0 | 0 | 0 | 0 | 0 | 0 | 0 | 0 | 0 | 0 | 4.8 | 4.8 | 0 | 0 | 0
[8 empty] | 2478 | April | Winter | Weekday | 0 | 0 | 0 | 0 | 0 | 0 | 0 | 0 | 0 | 0 | 0 | 0 | 0 | 0 | 0 | 0 | 0 | 0 | 0 | 0 | 0 | 0 | 0 | 0 | 0 | 4.8 | 4.8 | 0 | 0 | 0
[8 empty] | 2479 | April | Winter | Weekday | 0 | 0 | 0 | 0 | 0 | 0 | 0 | 0 | 0 | 0 | 0 | 0 | 0 | 0 | 0 | 0 | 0 | 0 | 0 | 0 | 0 | 0 | 0 | 0 | 0 | 1.2 | 1.2 | 0 | 0 | 0
[8 empty] | 2480 | April | Winter | Weekday | 0 | 0 | 0 | 0 | 0 | 0 | 0 | 0 | 0 | 0 | 0 | 0 | 0 | 0 | 0 | 0 | 0 | 0 | 0 | 0 | 0 | 0 | 0 | 0 | 0 | 0 | 0 | 0 | 0 | 0
[8 empty] | 2481 | April | Winter | Weekday | 0 | 0 | 0 | 0 | 0 | 0 | 0 | 0 | 0 | 0 | 0 | 0 | 0 | 0 | 0 | 0 | 0 | 0 | 0 | 0 | 0 | 0 | 0 | 0 | 0 | 0 | 0 | 0 | 0 | 0
[8 empty] | 2482 | April | Winter | Weekday | 0 | 0 | 0 | 0 | 0 | 0 | 0 | 0 | 0 | 0 | 0 | 0 | 0 | 0 | 0 | 0 | 0 | 0 | 0 | 0 | 0 | 0 | 0 | 0 | 0 | 0 | 0 | 0 | 0 | 0
[8 empty] | 2483 | April | Winter | Weekday | 0 | 0 | 0 | 0 | 0 | 0 | 0 | 0 | 0 | 0 | 0 | 0 | 0 | 0 | 0 | 0 | 0 | 0 | 0 | 0 | 0 | 0 | 0 | 0 | 0 | 0 | 0 | 0 | 0 | 0
[8 empty] | 2484 | April | Winter | Weekday | 0 | 0 | 0 | 0 | 0 | 0 | 0 | 0 | 0 | 0 | 0 | 0 | 0 | 0 | 0 | 0 | 0 | 0 | 0 | 0 | 0 | 0 | 0 | 0 | 0 | 0 | 0 | 0 | 0 | 0
[8 empty] | 2485 | April | Winter | Weekday | 0 | 0 | 0 | 0 | 0 | 0 | 0 | 0 | 0 | 0 | 0 | 0 | 0 | 0 | 0 | 0 | 0 | 0 | 0 | 0 | 0 | 0 | 0 | 0 | 0 | 0 | 0 | 0 | 0 | 0
[8 empty] | 2486 | April | Winter | Weekday | 0 | 0 | 0 | 0 | 0 | 0 | 0 | 0 | 0 | 0 | 0 | 0 | 0 | 0 | 0 | 0 | 0 | 0 | 0 | 0 | 0 | 0 | 0 | 0 | 0 | 0 | 0 | 0 | 0 | 0
[8 empty] | 2487 | April | Winter | Weekday | 0 | 0 | 0 | 0 | 0 | 0 | 0 | 0 | 0 | 0 | 0 | 0 | 0 | 0 | 0 | 0 | 0 | 0 | 0 | 0 | 0 | 0 | 0 | 0 | 0 | 0 | 0 | 0 | 0 | 0
[8 empty] | 2488 | April | Winter | Weekday | 0 | 0 | 0 | 0 | 0 | 0 | 0 | 0 | 0 | 0 | 0 | 0 | 0 | 0 | 0 | 0 | 0 | 0 | 0 | 0 | 0 | 0 | 0 | 0 | 0 | 0 | 0 | 0 | 0 | 0
[8 empty] | 2489 | April | Winter | Weekday | 0 | 0 | 0 | 0 | 0 | 0 | 0 | 0 | 0 | 0 | 0 | 0 | 0 | 0 | 0 | 0 | 0 | 0 | 0 | 0 | 0 | 0 | 0 | 0 | 0 | 0 | 0 | 0 | 0 | 0
[8 empty] | 2490 | April | Winter | Weekday | 0 | 0 | 0 | 0 | 0 | 0 | 0 | 0 | 0 | 0 | 0 | 0 | 0 | 0 | 0 | 0 | 0 | 0 | 0 | 0 | 0 | 0 | 0 | 0 | 0 | 0 | 0 | 0 | 0 | 0
[8 empty] | 2491 | April | Winter | Weekday | 0 | 0 | 0 | 0 | 0 | 0 | 0 | 0 | 0 | 0 | 0 | 0 | 0 | 0 | 0 | 0 | 0 | 0 | 0 | 0 | 0 | 0 | 0 | 0 | 0 | 0 | 0 | 0 | 0 | 0
[8 empty] | 2492 | April | Winter | Weekday | 0 | 0 | 0 | 0 | 0 | 0 | 0 | 0 | 0 | 0 | 0 | 0 | 0 | 0 | 0 | 0 | 0 | 0 | 0 | 0 | 0 | 0 | 0 | 0 | 0 | 0 | 0 | 0 | 0 | 0
[8 empty] | 2493 | April | Winter | Weekday | 0 | 0 | 0 | 0 | 0 | 0 | 0 | 0 | 0 | 0 | 0 | 0 | 0 | 0 | 0 | 0 | 0 | 0 | 0 | 0 | 0 | 0 | 0 | 0 | 0 | 0 | 0 | 0 | 0 | 0
[8 empty] | 2494 | April | Winter | Weekday | 0 | 0 | 0 | 0 | 0 | 0 | 0 | 0 | 0 | 0 | 0 | 0 | 0 | 0 | 0 | 0 | 0 | 0 | 0 | 0 | 0 | 0 | 0 | 0 | 0 | 0 | 0 | 0 | 0 | 0
[8 empty] | 2495 | April | Winter | Weekday | 0 | 0 | 0 | 0 | 0 | 0 | 0 | 0 | 0 | 0 | 0 | 0 | 0 | 0 | 0 | 0 | 0 | 0 | 0 | 0 | 0 | 0 | 0 | 0 | 0 | 0 | 0 | 0 | 0 | 0
[8 empty] | 2496 | April | Winter | Weekday | 0 | 0 | 0 | 0 | 0 | 0 | 0 | 0 | 0 | 0 | 0 | 0 | 0 | 0 | 0 | 0 | 0 | 0 | 0 | 0 | 0 | 0 | 0 | 0 | 0 | 0 | 0 | 0 | 0 | 0
[8 empty] | 2497 | April | Winter | Weekend | 0 | 0 | 0 | 0 | 0 | 0 | 0 | 0 | 0 | 0 | 0 | 0 | 0 | 0 | 0 | 0 | 0 | 0 | 0 | 0 | 0 | 0 | 0 | 0 | 0 | 4.8 | 4.8 | 0 | 0 | 0
[8 empty] | 2498 | April | Winter | Weekend | 0 | 0 | 0 | 0 | 0 | 0 | 0 | 0 | 0 | 0 | 0 | 0 | 0 | 0 | 0 | 0 | 0 | 0 | 0 | 0 | 0 | 0 | 0 | 0 | 0 | 4.8 | 4.8 | 0 | 0 | 0
[8 empty] | 2499 | April | Winter | Weekend | 0 | 0 | 0 | 0 | 0 | 0 | 0 | 0 | 0 | 0 | 0 | 0 | 0 | 0 | 0 | 0 | 0 | 0 | 0 | 0 | 0 | 0 | 0 | 0 | 0 | 4.8 | 4.8 | 0 | 0 | 0
[8 empty] | 2500 | April | Winter | Weekend | 0 | 0 | 0 | 0 | 0 | 0 | 0 | 0 | 0 | 0 | 0 | 0 | 0 | 0 | 0 | 0 | 0 | 0 | 0 | 0 | 0 | 0 | 0 | 0 | 0 | 4.8 | 4.8 | 0 | 0 | 0
[8 empty] | 2501 | April | Winter | Weekend | 0 | 0 | 0 | 0 | 0 | 0 | 0 | 0 | 0 | 0 | 0 | 0 | 0 | 0 | 0 | 0 | 0 | 0 | 0 | 0 | 0 | 0 | 0 | 0 | 0 | 4.8 | 4.8 | 0 | 0 | 0
[8 empty] | 2502 | April | Winter | Weekend | 0 | 0 | 0 | 0 | 0 | 0 | 0 | 0 | 0 | 0 | 0 | 0 | 0 | 0 | 0 | 0 | 0 | 0 | 0 | 0 | 0 | 0 | 0 | 0 | 0 | 4.8 | 4.8 | 0 | 0 | 0
[8 empty] | 2503 | April | Winter | Weekend | 0 | 0 | 0 | 0 | 0 | 0 | 0 | 0 | 0 | 0 | 0 | 0 | 0 | 0 | 0 | 0 | 0 | 0 | 0 | 0 | 0 | 0 | 0 | 0 | 0 | 1.2 | 1.2 | 0 | 0 | 0
[8 empty] | 2504 | April | Winter | Weekend | 0 | 0 | 0 | 0 | 0 | 0 | 0 | 0 | 0 | 0 | 0 | 0 | 0 | 0 | 0 | 0 | 0 | 0 | 0 | 0 | 0 | 0 | 0 | 0 | 0 | 0 | 0 | 0 | 0 | 0
[8 empty] | 2505 | April | Winter | Weekend | 0 | 0 | 0 | 0 | 0 | 0 | 0 | 0 | 0 | 0 | 0 | 0 | 0 | 0 | 0 | 0 | 0 | 0 | 0 | 0 | 0 | 0 | 0 | 0 | 0 | 0 | 0 | 0 | 0 | 0
[8 empty] | 2506 | April | Winter | Weekend | 0 | 0 | 0 | 0 | 0 | 0 | 0 | 0 | 0 | 0 | 0 | 0 | 0 | 0 | 0 | 0 | 0 | 0 | 0 | 0 | 0 | 0 | 0 | 0 | 0 | 0 | 0 | 0 | 0 | 0
[8 empty] | 2507 | April | Winter | Weekend | 0 | 0 | 0 | 0 | 0 | 0 | 0 | 0 | 0 | 0 | 0 | 0 | 0 | 0 | 0 | 0 | 0 | 0 | 0 | 0 | 0 | 0 | 0 | 0 | 0 | 0 | 0 | 0 | 0 | 0
[8 empty] | 2508 | April | Winter | Weekend | 0 | 0 | 0 | 0 | 0 | 0 | 0 | 0 | 0 | 0 | 0 | 0 | 0 | 0 | 0 | 0 | 0 | 0 | 0 | 0 | 0 | 0 | 0 | 0 | 0 | 0 | 0 | 0 | 0 | 0
[8 empty] | 2509 | April | Winter | Weekend | 0 | 0 | 0 | 0 | 0 | 0 | 0 | 0 | 0 | 0 | 0 | 0 | 0 | 0 | 0 | 0 | 0 | 0 | 0 | 0 | 0 | 0 | 0 | 0 | 0 | 0 | 0 | 0 | 0 | 0
[8 empty] | 2510 | April | Winter | Weekend | 0 | 0 | 0 | 0 | 0 | 0 | 0 | 0 | 0 | 0 | 0 | 0 | 0 | 0 | 0 | 0 | 0 | 0 | 0 | 0 | 0 | 0 | 0 | 0 | 0 | 0 | 0 | 0 | 0 | 0
[8 empty] | 2511 | April | Winter | Weekend | 0 | 0 | 0 | 0 | 0 | 0 | 0 | 0 | 0 | 0 | 0 | 0 | 0 | 0 | 0 | 0 | 0 | 0 | 0 | 0 | 0 | 0 | 0 | 0 | 0 | 0 | 0 | 0 | 0 | 0
[8 empty] | 2512 | April | Winter | Weekend | 0 | 0 | 0 | 0 | 0 | 0 | 0 | 0 | 0 | 0 | 0 | 0 | 0 | 0 | 0 | 0 | 0 | 0 | 0 | 0 | 0 | 0 | 0 | 0 | 0 | 0 | 0 | 0 | 0 | 0
[8 empty] | 2513 | April | Winter | Weekend | 0 | 0 | 0 | 0 | 0 | 0 | 0 | 0 | 0 | 0 | 0 | 0 | 0 | 0 | 0 | 0 | 0 | 0 | 0 | 0 | 0 | 0 | 0 | 0 | 0 | 0 | 0 | 0 | 0 | 0
[8 empty] | 2514 | April | Winter | Weekend | 0 | 0 | 0 | 0 | 0 | 0 | 0 | 0 | 0 | 0 | 0 | 0 | 0 | 0 | 0 | 0 | 0 | 0 | 0 | 0 | 0 | 0 | 0 | 0 | 0 | 0 | 0 | 0 | 0 | 0
[8 empty] | 2515 | April | Winter | Weekend | 0 | 0 | 0 | 0 | 0 | 0 | 0 | 0 | 0 | 0 | 0 | 0 | 0 | 0 | 0 | 0 | 0 | 0 | 0 | 0 | 0 | 0 | 0 | 0 | 0 | 0 | 0 | 0 | 0 | 0
[8 empty] | 2516 | April | Winter | Weekend | 0 | 0 | 0 | 0 | 0 | 0 | 0 | 0 | 0 | 0 | 0 | 0 | 0 | 0 | 0 | 0 | 0 | 0 | 0 | 0 | 0 | 0 | 0 | 0 | 0 | 0 | 0 | 0 | 0 | 0
[8 empty] | 2517 | April | Winter | Weekend | 0 | 0 | 0 | 0 | 0 | 0 | 0 | 0 | 0 | 0 | 0 | 0 | 0 | 0 | 0 | 0 | 0 | 0 | 0 | 0 | 0 | 0 | 0 | 0 | 0 | 0 | 0 | 0 | 0 | 0
[8 empty] | 2518 | April | Winter | Weekend | 0 | 0 | 0 | 0 | 0 | 0 | 0 | 0 | 0 | 0 | 0 | 0 | 0 | 0 | 0 | 0 | 0 | 0 | 0 | 0 | 0 | 0 | 0 | 0 | 0 | 0 | 0 | 0 | 0 | 0
[8 empty] | 2519 | April | Winter | Weekend | 0 | 0 | 0 | 0 | 0 | 0 | 0 | 0 | 0 | 0 | 0 | 0 | 0 | 0 | 0 | 0 | 0 | 0 | 0 | 0 | 0 | 0 | 0 | 0 | 0 | 0 | 0 | 0 | 0 | 0
[8 empty] | 2520 | April | Winter | Weekend | 0 | 0 | 0 | 0 | 0 | 0 | 0 | 0 | 0 | 0 | 0 | 0 | 0 | 0 | 0 | 0 | 0 | 0 | 0 | 0 | 0 | 0 | 0 | 0 | 0 | 0 | 0 | 0 | 0 | 0
[8 empty] | 2521 | April | Winter | Weekend | 0 | 0 | 0 | 0 | 0 | 0 | 0 | 0 | 0 | 0 | 0 | 0 | 0 | 0 | 0 | 0 | 0 | 0 | 0 | 0 | 0 | 0 | 0 | 0 | 0 | 4.8 | 4.8 | 0 | 0 | 0
[8 empty] | 2522 | April | Winter | Weekend | 0 | 0 | 0 | 0 | 0 | 0 | 0 | 0 | 0 | 0 | 0 | 0 | 0 | 0 | 0 | 0 | 0 | 0 | 0 | 0 | 0 | 0 | 0 | 0 | 0 | 4.8 | 4.8 | 0 | 0 | 0
[8 empty] | 2523 | April | Winter | Weekend | 0 | 0 | 0 | 0 | 0 | 0 | 0 | 0 | 0 | 0 | 0 | 0 | 0 | 0 | 0 | 0 | 0 | 0 | 0 | 0 | 0 | 0 | 0 | 0 | 0 | 4.8 | 4.8 | 0 | 0 | 0
[8 empty] | 2524 | April | Winter | Weekend | 0 | 0 | 0 | 0 | 0 | 0 | 0 | 0 | 0 | 0 | 0 | 0 | 0 | 0 | 0 | 0 | 0 | 0 | 0 | 0 | 0 | 0 | 0 | 0 | 0 | 4.8 | 4.8 | 0 | 0 | 0
[8 empty] | 2525 | April | Winter | Weekend | 0 | 0 | 0 | 0 | 0 | 0 | 0 | 0 | 0 | 0 | 0 | 0 | 0 | 0 | 0 | 0 | 0 | 0 | 0 | 0 | 0 | 0 | 0 | 0 | 0 | 4.8 | 4.8 | 0 | 0 | 0
[8 empty] | 2526 | April | Winter | Weekend | 0 | 0 | 0 | 0 | 0 | 0 | 0 | 0 | 0 | 0 | 0 | 0 | 0 | 0 | 0 | 0 | 0 | 0 | 0 | 0 | 0 | 0 | 0 | 0 | 0 | 4.8 | 4.8 | 0 | 0 | 0
[8 empty] | 2527 | April | Winter | Weekend | 0 | 0 | 0 | 0 | 0 | 0 | 0 | 0 | 0 | 0 | 0 | 0 | 0 | 0 | 0 | 0 | 0 | 0 | 0 | 0 | 0 | 0 | 0 | 0 | 0 | 1.2 | 1.2 | 0 | 0 | 0
[8 empty] | 2528 | April | Winter | Weekend | 0 | 0 | 0 | 0 | 0 | 0 | 0 | 0 | 0 | 0 | 0 | 0 | 0 | 0 | 0 | 0 | 0 | 0 | 0 | 0 | 0 | 0 | 0 | 0 | 0 | 0 | 0 | 0 | 0 | 0
[8 empty] | 2529 | April | Winter | Weekend | 0 | 0 | 0 | 0 | 0 | 0 | 0 | 0 | 0 | 0 | 0 | 0 | 0 | 0 | 0 | 0 | 0 | 0 | 0 | 0 | 0 | 0 | 0 | 0 | 0 | 0 | 0 | 0 | 0 | 0
[8 empty] | 2530 | April | Winter | Weekend | 0 | 0 | 0 | 0 | 0 | 0 | 0 | 0 | 0 | 0 | 0 | 0 | 0 | 0 | 0 | 0 | 0 | 0 | 0 | 0 | 0 | 0 | 0 | 0 | 0 | 0 | 0 | 0 | 0 | 0
[8 empty] | 2531 | April | Winter | Weekend | 0 | 0 | 0 | 0 | 0 | 0 | 0 | 0 | 0 | 0 | 0 | 0 | 0 | 0 | 0 | 0 | 0 | 0 | 0 | 0 | 0 | 0 | 0 | 0 | 0 | 0 | 0 | 0 | 0 | 0
[8 empty] | 2532 | April | Winter | Weekend | 0 | 0 | 0 | 0 | 0 | 0 | 0 | 0 | 0 | 0 | 0 | 0 | 0 | 0 | 0 | 0 | 0 | 0 | 0 | 0 | 0 | 0 | 0 | 0 | 0 | 0 | 0 | 0 | 0 | 0
[8 empty] | 2533 | April | Winter | Weekend | 0 | 0 | 0 | 0 | 0 | 0 | 0 | 0 | 0 | 0 | 0 | 0 | 0 | 0 | 0 | 0 | 0 | 0 | 0 | 0 | 0 | 0 | 0 | 0 | 0 | 0 | 0 | 0 | 0 | 0
[8 empty] | 2534 | April | Winter | Weekend | 0 | 0 | 0 | 0 | 0 | 0 | 0 | 0 | 0 | 0 | 0 | 0 | 0 | 0 | 0 | 0 | 0 | 0 | 0 | 0 | 0 | 0 | 0 | 0 | 0 | 0 | 0 | 0 | 0 | 0
[8 empty] | 2535 | April | Winter | Weekend | 0 | 0 | 0 | 0 | 0 | 0 | 0 | 0 | 0 | 0 | 0 | 0 | 0 | 0 | 0 | 0 | 0 | 0 | 0 | 0 | 0 | 0 | 0 | 0 | 0 | 0 | 0 | 0 | 0 | 0
[8 empty] | 2536 | April | Winter | Weekend | 0 | 0 | 0 | 0 | 0 | 0 | 0 | 0 | 0 | 0 | 0 | 0 | 0 | 0 | 0 | 0 | 0 | 0 | 0 | 0 | 0 | 0 | 0 | 0 | 0 | 0 | 0 | 0 | 0 | 0
[8 empty] | 2537 | April | Winter | Weekend | 0 | 0 | 0 | 0 | 0 | 0 | 0 | 0 | 0 | 0 | 0 | 0 | 0 | 0 | 0 | 0 | 0 | 0 | 0 | 0 | 0 | 0 | 0 | 0 | 0 | 0 | 0 | 0 | 0 | 0
[8 empty] | 2538 | April | Winter | Weekend | 0 | 0 | 0 | 0 | 0 | 0 | 0 | 0 | 0 | 0 | 0 | 0 | 0 | 0 | 0 | 0 | 0 | 0 | 0 | 0 | 0 | 0 | 0 | 0 | 0 | 0 | 0 | 0 | 0 | 0
[8 empty] | 2539 | April | Winter | Weekend | 0 | 0 | 0 | 0 | 0 | 0 | 0 | 0 | 0 | 0 | 0 | 0 | 0 | 0 | 0 | 0 | 0 | 0 | 0 | 0 | 0 | 0 | 0 | 0 | 0 | 0 | 0 | 0 | 0 | 0
[8 empty] | 2540 | April | Winter | Weekend | 0 | 0 | 0 | 0 | 0 | 0 | 0 | 0 | 0 | 0 | 0 | 0 | 0 | 0 | 0 | 0 | 0 | 0 | 0 | 0 | 0 | 0 | 0 | 0 | 0 | 0 | 0 | 0 | 0 | 0
[8 empty] | 2541 | April | Winter | Weekend | 0 | 0 | 0 | 0 | 0 | 0 | 0 | 0 | 0 | 0 | 0 | 0 | 0 | 0 | 0 | 0 | 0 | 0 | 0 | 0 | 0 | 0 | 0 | 0 | 0 | 0 | 0 | 0 | 0 | 0
[8 empty] | 2542 | April | Winter | Weekend | 0 | 0 | 0 | 0 | 0 | 0 | 0 | 0 | 0 | 0 | 0 | 0 | 0 | 0 | 0 | 0 | 0 | 0 | 0 | 0 | 0 | 0 | 0 | 0 | 0 | 0 | 0 | 0 | 0 | 0
[8 empty] | 2543 | April | Winter | Weekend | 0 | 0 | 0 | 0 | 0 | 0 | 0 | 0 | 0 | 0 | 0 | 0 | 0 | 0 | 0 | 0 | 0 | 0 | 0 | 0 | 0 | 0 | 0 | 0 | 0 | 0 | 0 | 0 | 0 | 0
[8 empty] | 2544 | April | Winter | Weekend | 0 | 0 | 0 | 0 | 0 | 0 | 0 | 0 | 0 | 0 | 0 | 0 | 0 | 0 | 0 | 0 | 0 | 0 | 0 | 0 | 0 | 0 | 0 | 0 | 0 | 0 | 0 | 0 | 0 | 0
[8 empty] | 2545 | April | Winter | Weekday | 0 | 0 | 0 | 0 | 0 | 0 | 0 | 0 | 0 | 0 | 0 | 0 | 0 | 0 | 0 | 0 | 0 | 0 | 0 | 0 | 0 | 0 | 0 | 0 | 0 | 4.8 | 4.8 | 0 | 0 | 0
[8 empty] | 2546 | April | Winter | Weekday | 0 | 0 | 0 | 0 | 0 | 0 | 0 | 0 | 0 | 0 | 0 | 0 | 0 | 0 | 0 | 0 | 0 | 0 | 0 | 0 | 0 | 0 | 0 | 0 | 0 | 4.8 | 4.8 | 0 | 0 | 0
[8 empty] | 2547 | April | Winter | Weekday | 0 | 0 | 0 | 0 | 0 | 0 | 0 | 0 | 0 | 0 | 0 | 0 | 0 | 0 | 0 | 0 | 0 | 0 | 0 | 0 | 0 | 0 | 0 | 0 | 0 | 4.8 | 4.8 | 0 | 0 | 0
[8 empty] | 2548 | April | Winter | Weekday | 0 | 0 | 0 | 0 | 0 | 0 | 0 | 0 | 0 | 0 | 0 | 0 | 0 | 0 | 0 | 0 | 0 | 0 | 0 | 0 | 0 | 0 | 0 | 0 | 0 | 4.8 | 4.8 | 0 | 0 | 0
[8 empty] | 2549 | April | Winter | Weekday | 0 | 0 | 0 | 0 | 0 | 0 | 0 | 0 | 0 | 0 | 0 | 0 | 0 | 0 | 0 | 0 | 0 | 0 | 0 | 0 | 0 | 0 | 0 | 0 | 0 | 4.8 | 4.8 | 0 | 0 | 0
[8 empty] | 2550 | April | Winter | Weekday | 0 | 0 | 0 | 0 | 0 | 0 | 0 | 0 | 0 | 0 | 0 | 0 | 0 | 0 | 0 | 0 | 0 | 0 | 0 | 0 | 0 | 0 | 0 | 0 | 0 | 4.8 | 4.8 | 0 | 0 | 0
[8 empty] | 2551 | April | Winter | Weekday | 0 | 0 | 0 | 0 | 0 | 0 | 0 | 0 | 0 | 0 | 0 | 0 | 0 | 0 | 0 | 0 | 0 | 0 | 0 | 0 | 0 | 0 | 0 | 0 | 0 | 1.2 | 1.2 | 0 | 0 | 0
[8 empty] | 2552 | April | Winter | Weekday | 0 | 0 | 0 | 0 | 0 | 0 | 0 | 0 | 0 | 0 | 0 | 0 | 0 | 0 | 0 | 0 | 0 | 0 | 0 | 0 | 0 | 0 | 0 | 0 | 0 | 0 | 0 | 0 | 0 | 0
[8 empty] | 2553 | April | Winter | Weekday | 0 | 0 | 0 | 0 | 0 | 0 | 0 | 0 | 0 | 0 | 0 | 0 | 0 | 0 | 0 | 0 | 0 | 0 | 0 | 0 | 0 | 0 | 0 | 0 | 0 | 0 | 0 | 0 | 0 | 0
[8 empty] | 2554 | April | Winter | Weekday | 0 | 0 | 0 | 0 | 0 | 0 | 0 | 0 | 0 | 0 | 0 | 0 | 0 | 0 | 0 | 0 | 0 | 0 | 0 | 0 | 0 | 0 | 0 | 0 | 0 | 0 | 0 | 0 | 0 | 0
[8 empty] | 2555 | April | Winter | Weekday | 0 | 0 | 0 | 0 | 0 | 0 | 0 | 0 | 0 | 0 | 0 | 0 | 0 | 0 | 0 | 0 | 0 | 0 | 0 | 0 | 0 | 0 | 0 | 0 | 0 | 0 | 0 | 0 | 0 | 0
[8 empty] | 2556 | April | Winter | Weekday | 0 | 0 | 0 | 0 | 0 | 0 | 0 | 0 | 0 | 0 | 0 | 0 | 0 | 0 | 0 | 0 | 0 | 0 | 0 | 0 | 0 | 0 | 0 | 0 | 0 | 0 | 0 | 0 | 0 | 0
[8 empty] | 2557 | April | Winter | Weekday | 0 | 0 | 0 | 0 | 0 | 0 | 0 | 0 | 0 | 0 | 0 | 0 | 0 | 0 | 0 | 0 | 0 | 0 | 0 | 0 | 0 | 0 | 0 | 0 | 0 | 0 | 0 | 0 | 0 | 0
[8 empty] | 2558 | April | Winter | Weekday | 0 | 0 | 0 | 0 | 0 | 0 | 0 | 0 | 0 | 0 | 0 | 0 | 0 | 0 | 0 | 0 | 0 | 0 | 0 | 0 | 0 | 0 | 0 | 0 | 0 | 0 | 0 | 0 | 0 | 0
[8 empty] | 2559 | April | Winter | Weekday | 0 | 0 | 0 | 0 | 0 | 0 | 0 | 0 | 0 | 0 | 0 | 0 | 0 | 0 | 0 | 0 | 0 | 0 | 0 | 0 | 0 | 0 | 0 | 0 | 0 | 0 | 0 | 0 | 0 | 0
[8 empty] | 2560 | April | Winter | Weekday | 0 | 0 | 0 | 0 | 0 | 0 | 0 | 0 | 0 | 0 | 0 | 0 | 0 | 0 | 0 | 0 | 0 | 0 | 0 | 0 | 0 | 0 | 0 | 0 | 0 | 0 | 0 | 0 | 0 | 0
[8 empty] | 2561 | April | Winter | Weekday | 0 | 0 | 0 | 0 | 0 | 0 | 0 | 0 | 0 | 0 | 0 | 0 | 0 | 0 | 0 | 0 | 0 | 0 | 0 | 0 | 0 | 0 | 0 | 0 | 0 | 0 | 0 | 0 | 0 | 0
[8 empty] | 2562 | April | Winter | Weekday | 0 | 0 | 0 | 0 | 0 | 0 | 0 | 0 | 0 | 0 | 0 | 0 | 0 | 0 | 0 | 0 | 0 | 0 | 0 | 0 | 0 | 0 | 0 | 0 | 0 | 0 | 0 | 0 | 0 | 0
[8 empty] | 2563 | April | Winter | Weekday | 0 | 0 | 0 | 0 | 0 | 0 | 0 | 0 | 0 | 0 | 0 | 0 | 0 | 0 | 0 | 0 | 0 | 0 | 0 | 0 | 0 | 0 | 0 | 0 | 0 | 0 | 0 | 0 | 0 | 0
[8 empty] | 2564 | April | Winter | Weekday | 0 | 0 | 0 | 0 | 0 | 0 | 0 | 0 | 0 | 0 | 0 | 0 | 0 | 0 | 0 | 0 | 0 | 0 | 0 | 0 | 0 | 0 | 0 | 0 | 0 | 0 | 0 | 0 | 0 | 0
[8 empty] | 2565 | April | Winter | Weekday | 0 | 0 | 0 | 0 | 0 | 0 | 0 | 0 | 0 | 0 | 0 | 0 | 0 | 0 | 0 | 0 | 0 | 0 | 0 | 0 | 0 | 0 | 0 | 0 | 0 | 0 | 0 | 0 | 0 | 0
[8 empty] | 2566 | April | Winter | Weekday | 0 | 0 | 0 | 0 | 0 | 0 | 0 | 0 | 0 | 0 | 0 | 0 | 0 | 0 | 0 | 0 | 0 | 0 | 0 | 0 | 0 | 0 | 0 | 0 | 0 | 0 | 0 | 0 | 0 | 0
[8 empty] | 2567 | April | Winter | Weekday | 0 | 0 | 0 | 0 | 0 | 0 | 0 | 0 | 0 | 0 | 0 | 0 | 0 | 0 | 0 | 0 | 0 | 0 | 0 | 0 | 0 | 0 | 0 | 0 | 0 | 0 | 0 | 0 | 0 | 0
[8 empty] | 2568 | April | Winter | Weekday | 0 | 0 | 0 | 0 | 0 | 0 | 0 | 0 | 0 | 0 | 0 | 0 | 0 | 0 | 0 | 0 | 0 | 0 | 0 | 0 | 0 | 0 | 0 | 0 | 0 | 0 | 0 | 0 | 0 | 0
[8 empty] | 2569 | April | Winter | Weekday | 0 | 0 | 0 | 0 | 0 | 0 | 0 | 0 | 0 | 0 | 0 | 0 | 0 | 0 | 0 | 0 | 0 | 0 | 0 | 0 | 0 | 0 | 0 | 0 | 0 | 4.8 | 4.8 | 0 | 0 | 0
[8 empty] | 2570 | April | Winter | Weekday | 0 | 0 | 0 | 0 | 0 | 0 | 0 | 0 | 0 | 0 | 0 | 0 | 0 | 0 | 0 | 0 | 0 | 0 | 0 | 0 | 0 | 0 | 0 | 0 | 0 | 4.8 | 4.8 | 0 | 0 | 0
[8 empty] | 2571 | April | Winter | Weekday | 0 | 0 | 0 | 0 | 0 | 0 | 0 | 0 | 0 | 0 | 0 | 0 | 0 | 0 | 0 | 0 | 0 | 0 | 0 | 0 | 0 | 0 | 0 | 0 | 0 | 4.8 | 4.8 | 0 | 0 | 0
[8 empty] | 2572 | April | Winter | Weekday | 0 | 0 | 0 | 0 | 0 | 0 | 0 | 0 | 0 | 0 | 0 | 0 | 0 | 0 | 0 | 0 | 0 | 0 | 0 | 0 | 0 | 0 | 0 | 0 | 0 | 4.8 | 4.8 | 0 | 0 | 0
[8 empty] | 2573 | April | Winter | Weekday | 0 | 0 | 0 | 0 | 0 | 0 | 0 | 0 | 0 | 0 | 0 | 0 | 0 | 0 | 0 | 0 | 0 | 0 | 0 | 0 | 0 | 0 | 0 | 0 | 0 | 4.8 | 4.8 | 0 | 0 | 0
[8 empty] | 2574 | April | Winter | Weekday | 0 | 0 | 0 | 0 | 0 | 0 | 0 | 0 | 0 | 0 | 0 | 0 | 0 | 0 | 0 | 0 | 0 | 0 | 0 | 0 | 0 | 0 | 0 | 0 | 0 | 4.8 | 4.8 | 0 | 0 | 0
[8 empty] | 2575 | April | Winter | Weekday | 0 | 0 | 0 | 0 | 0 | 0 | 0 | 0 | 0 | 0 | 0 | 0 | 0 | 0 | 0 | 0 | 0 | 0 | 0 | 0 | 0 | 0 | 0 | 0 | 0 | 1.2 | 1.2 | 0 | 0 | 0
[8 empty] | 2576 | April | Winter | Weekday | 0 | 0 | 0 | 0 | 0 | 0 | 0 | 0 | 0 | 0 | 0 | 0 | 0 | 0 | 0 | 0 | 0 | 0 | 0 | 0 | 0 | 0 | 0 | 0 | 0 | 0 | 0 | 0 | 0 | 0
[8 empty] | 2577 | April | Winter | Weekday | 0 | 0 | 0 | 0 | 0 | 0 | 0 | 0 | 0 | 0 | 0 | 0 | 0 | 0 | 0 | 0 | 0 | 0 | 0 | 0 | 0 | 0 | 0 | 0 | 0 | 0 | 0 | 0 | 0 | 0
[8 empty] | 2578 | April | Winter | Weekday | 0 | 0 | 0 | 0 | 0 | 0 | 0 | 0 | 0 | 0 | 0 | 0 | 0 | 0 | 0 | 0 | 0 | 0 | 0 | 0 | 0 | 0 | 0 | 0 | 0 | 0 | 0 | 0 | 0 | 0
[8 empty] | 2579 | April | Winter | Weekday | 0 | 0 | 0 | 0 | 0 | 0 | 0 | 0 | 0 | 0 | 0 | 0 | 0 | 0 | 0 | 0 | 0 | 0 | 0 | 0 | 0 | 0 | 0 | 0 | 0 | 0 | 0 | 0 | 0 | 0
[8 empty] | 2580 | April | Winter | Weekday | 0 | 0 | 0 | 0 | 0 | 0 | 0 | 0 | 0 | 0 | 0 | 0 | 0 | 0 | 0 | 0 | 0 | 0 | 0 | 0 | 0 | 0 | 0 | 0 | 0 | 0 | 0 | 0 | 0 | 0
[8 empty] | 2581 | April | Winter | Weekday | 0 | 0 | 0 | 0 | 0 | 0 | 0 | 0 | 0 | 0 | 0 | 0 | 0 | 0 | 0 | 0 | 0 | 0 | 0 | 0 | 0 | 0 | 0 | 0 | 0 | 0 | 0 | 0 | 0 | 0
[8 empty] | 2582 | April | Winter | Weekday | 0 | 0 | 0 | 0 | 0 | 0 | 0 | 0 | 0 | 0 | 0 | 0 | 0 | 0 | 0 | 0 | 0 | 0 | 0 | 0 | 0 | 0 | 0 | 0 | 0 | 0 | 0 | 0 | 0 | 0
[8 empty] | 2583 | April | Winter | Weekday | 0 | 0 | 0 | 0 | 0 | 0 | 0 | 0 | 0 | 0 | 0 | 0 | 0 | 0 | 0 | 0 | 0 | 0 | 0 | 0 | 0 | 0 | 0 | 0 | 0 | 0 | 0 | 0 | 0 | 0
[8 empty] | 2584 | April | Winter | Weekday | 0 | 0 | 0 | 0 | 0 | 0 | 0 | 0 | 0 | 0 | 0 | 0 | 0 | 0 | 0 | 0 | 0 | 0 | 0 | 0 | 0 | 0 | 0 | 0 | 0 | 0 | 0 | 0 | 0 | 0
[8 empty] | 2585 | April | Winter | Weekday | 0 | 0 | 0 | 0 | 0 | 0 | 0 | 0 | 0 | 0 | 0 | 0 | 0 | 0 | 0 | 0 | 0 | 0 | 0 | 0 | 0 | 0 | 0 | 0 | 0 | 0 | 0 | 0 | 0 | 0
[8 empty] | 2586 | April | Winter | Weekday | 0 | 0 | 0 | 0 | 0 | 0 | 0 | 0 | 0 | 0 | 0 | 0 | 0 | 0 | 0 | 0 | 0 | 0 | 0 | 0 | 0 | 0 | 0 | 0 | 0 | 0 | 0 | 0 | 0 | 0
[8 empty] | 2587 | April | Winter | Weekday | 0 | 0 | 0 | 0 | 0 | 0 | 0 | 0 | 0 | 0 | 0 | 0 | 0 | 0 | 0 | 0 | 0 | 0 | 0 | 0 | 0 | 0 | 0 | 0 | 0 | 0 | 0 | 0 | 0 | 0
[8 empty] | 2588 | April | Winter | Weekday | 0 | 0 | 0 | 0 | 0 | 0 | 0 | 0 | 0 | 0 | 0 | 0 | 0 | 0 | 0 | 0 | 0 | 0 | 0 | 0 | 0 | 0 | 0 | 0 | 0 | 0 | 0 | 0 | 0 | 0
[8 empty] | 2589 | April | Winter | Weekday | 0 | 0 | 0 | 0 | 0 | 0 | 0 | 0 | 0 | 0 | 0 | 0 | 0 | 0 | 0 | 0 | 0 | 0 | 0 | 0 | 0 | 0 | 0 | 0 | 0 | 0 | 0 | 0 | 0 | 0
[8 empty] | 2590 | April | Winter | Weekday | 0 | 0 | 0 | 0 | 0 | 0 | 0 | 0 | 0 | 0 | 0 | 0 | 0 | 0 | 0 | 0 | 0 | 0 | 0 | 0 | 0 | 0 | 0 | 0 | 0 | 0 | 0 | 0 | 0 | 0
[8 empty] | 2591 | April | Winter | Weekday | 0 | 0 | 0 | 0 | 0 | 0 | 0 | 0 | 0 | 0 | 0 | 0 | 0 | 0 | 0 | 0 | 0 | 0 | 0 | 0 | 0 | 0 | 0 | 0 | 0 | 0 | 0 | 0 | 0 | 0
[8 empty] | 2592 | April | Winter | Weekday | 0 | 0 | 0 | 0 | 0 | 0 | 0 | 0 | 0 | 0 | 0 | 0 | 0 | 0 | 0 | 0 | 0 | 0 | 0 | 0 | 0 | 0 | 0 | 0 | 0 | 0 | 0 | 0 | 0 | 0
[8 empty] | 2593 | April | Winter | Weekday | 0 | 0 | 0 | 0 | 0 | 0 | 0 | 0 | 0 | 0 | 0 | 0 | 0 | 0 | 0 | 0 | 0 | 0 | 0 | 0 | 0 | 0 | 0 | 0 | 0 | 4.8 | 4.8 | 0 | 0 | 0
[8 empty] | 2594 | April | Winter | Weekday | 0 | 0 | 0 | 0 | 0 | 0 | 0 | 0 | 0 | 0 | 0 | 0 | 0 | 0 | 0 | 0 | 0 | 0 | 0 | 0 | 0 | 0 | 0 | 0 | 0 | 4.8 | 4.8 | 0 | 0 | 0
[8 empty] | 2595 | April | Winter | Weekday | 0 | 0 | 0 | 0 | 0 | 0 | 0 | 0 | 0 | 0 | 0 | 0 | 0 | 0 | 0 | 0 | 0 | 0 | 0 | 0 | 0 | 0 | 0 | 0 | 0 | 4.8 | 4.8 | 0 | 0 | 0
[8 empty] | 2596 | April | Winter | Weekday | 0 | 0 | 0 | 0 | 0 | 0 | 0 | 0 | 0 | 0 | 0 | 0 | 0 | 0 | 0 | 0 | 0 | 0 | 0 | 0 | 0 | 0 | 0 | 0 | 0 | 4.8 | 4.8 | 0 | 0 | 0
[8 empty] | 2597 | April | Winter | Weekday | 0 | 0 | 0 | 0 | 0 | 0 | 0 | 0 | 0 | 0 | 0 | 0 | 0 | 0 | 0 | 0 | 0 | 0 | 0 | 0 | 0 | 0 | 0 | 0 | 0 | 4.8 | 4.8 | 0 | 0 | 0
[8 empty] | 2598 | April | Winter | Weekday | 0 | 0 | 0 | 0 | 0 | 0 | 0 | 0 | 0 | 0 | 0 | 0 | 0 | 0 | 0 | 0 | 0 | 0 | 0 | 0 | 0 | 0 | 0 | 0 | 0 | 4.8 | 4.8 | 0 | 0 | 0
[8 empty] | 2599 | April | Winter | Weekday | 0 | 0 | 0 | 0 | 0 | 0 | 0 | 0 | 0 | 0 | 0 | 0 | 0 | 0 | 0 | 0 | 0 | 0 | 0 | 0 | 0 | 0 | 0 | 0 | 0 | 1.2 | 1.2 | 0 | 0 | 0
[8 empty] | 2600 | April | Winter | Weekday | 0 | 0 | 0 | 0 | 0 | 0 | 0 | 0 | 0 | 0 | 0 | 0 | 0 | 0 | 0 | 0 | 0 | 0 | 0 | 0 | 0 | 0 | 0 | 0 | 0 | 0 | 0 | 0 | 0 | 0
[8 empty] | 2601 | April | Winter | Weekday | 0 | 0 | 0 | 0 | 0 | 0 | 0 | 0 | 0 | 0 | 0 | 0 | 0 | 0 | 0 | 0 | 0 | 0 | 0 | 0 | 0 | 0 | 0 | 0 | 0 | 0 | 0 | 0 | 0 | 0
[8 empty] | 2602 | April | Winter | Weekday | 0 | 0 | 0 | 0 | 0 | 0 | 0 | 0 | 0 | 0 | 0 | 0 | 0 | 0 | 0 | 0 | 0 | 0 | 0 | 0 | 0 | 0 | 0 | 0 | 0 | 0 | 0 | 0 | 0 | 0
[8 empty] | 2603 | April | Winter | Weekday | 0 | 0 | 0 | 0 | 0 | 0 | 0 | 0 | 0 | 0 | 0 | 0 | 0 | 0 | 0 | 0 | 0 | 0 | 0 | 0 | 0 | 0 | 0 | 0 | 0 | 0 | 0 | 0 | 0 | 0
[8 empty] | 2604 | April | Winter | Weekday | 0 | 0 | 0 | 0 | 0 | 0 | 0 | 0 | 0 | 0 | 0 | 0 | 0 | 0 | 0 | 0 | 0 | 0 | 0 | 0 | 0 | 0 | 0 | 0 | 0 | 0 | 0 | 0 | 0 | 0
[8 empty] | 2605 | April | Winter | Weekday | 0 | 0 | 0 | 0 | 0 | 0 | 0 | 0 | 0 | 0 | 0 | 0 | 0 | 0 | 0 | 0 | 0 | 0 | 0 | 0 | 0 | 0 | 0 | 0 | 0 | 0 | 0 | 0 | 0 | 0
[8 empty] | 2606 | April | Winter | Weekday | 0 | 0 | 0 | 0 | 0 | 0 | 0 | 0 | 0 | 0 | 0 | 0 | 0 | 0 | 0 | 0 | 0 | 0 | 0 | 0 | 0 | 0 | 0 | 0 | 0 | 0 | 0 | 0 | 0 | 0
[8 empty] | 2607 | April | Winter | Weekday | 0 | 0 | 0 | 0 | 0 | 0 | 0 | 0 | 0 | 0 | 0 | 0 | 0 | 0 | 0 | 0 | 0 | 0 | 0 | 0 | 0 | 0 | 0 | 0 | 0 | 0 | 0 | 0 | 0 | 0
[8 empty] | 2608 | April | Winter | Weekday | 0 | 0 | 0 | 0 | 0 | 0 | 0 | 0 | 0 | 0 | 0 | 0 | 0 | 0 | 0 | 0 | 0 | 0 | 0 | 0 | 0 | 0 | 0 | 0 | 0 | 0 | 0 | 0 | 0 | 0
[8 empty] | 2609 | April | Winter | Weekday | 0 | 0 | 0 | 0 | 0 | 0 | 0 | 0 | 0 | 0 | 0 | 0 | 0 | 0 | 0 | 0 | 0 | 0 | 0 | 0 | 0 | 0 | 0 | 0 | 0 | 0 | 0 | 0 | 0 | 0
[8 empty] | 2610 | April | Winter | Weekday | 0 | 0 | 0 | 0 | 0 | 0 | 0 | 0 | 0 | 0 | 0 | 0 | 0 | 0 | 0 | 0 | 0 | 0 | 0 | 0 | 0 | 0 | 0 | 0 | 0 | 0 | 0 | 0 | 0 | 0
[8 empty] | 2611 | April | Winter | Weekday | 0 | 0 | 0 | 0 | 0 | 0 | 0 | 0 | 0 | 0 | 0 | 0 | 0 | 0 | 0 | 0 | 0 | 0 | 0 | 0 | 0 | 0 | 0 | 0 | 0 | 0 | 0 | 0 | 0 | 0
[8 empty] | 2612 | April | Winter | Weekday | 0 | 0 | 0 | 0 | 0 | 0 | 0 | 0 | 0 | 0 | 0 | 0 | 0 | 0 | 0 | 0 | 0 | 0 | 0 | 0 | 0 | 0 | 0 | 0 | 0 | 0 | 0 | 0 | 0 | 0
[8 empty] | 2613 | April | Winter | Weekday | 0 | 0 | 0 | 0 | 0 | 0 | 0 | 0 | 0 | 0 | 0 | 0 | 0 | 0 | 0 | 0 | 0 | 0 | 0 | 0 | 0 | 0 | 0 | 0 | 0 | 0 | 0 | 0 | 0 | 0
[8 empty] | 2614 | April | Winter | Weekday | 0 | 0 | 0 | 0 | 0 | 0 | 0 | 0 | 0 | 0 | 0 | 0 | 0 | 0 | 0 | 0 | 0 | 0 | 0 | 0 | 0 | 0 | 0 | 0 | 0 | 0 | 0 | 0 | 0 | 0
[8 empty] | 2615 | April | Winter | Weekday | 0 | 0 | 0 | 0 | 0 | 0 | 0 | 0 | 0 | 0 | 0 | 0 | 0 | 0 | 0 | 0 | 0 | 0 | 0 | 0 | 0 | 0 | 0 | 0 | 0 | 0 | 0 | 0 | 0 | 0
[8 empty] | 2616 | April | Winter | Weekday | 0 | 0 | 0 | 0 | 0 | 0 | 0 | 0 | 0 | 0 | 0 | 0 | 0 | 0 | 0 | 0 | 0 | 0 | 0 | 0 | 0 | 0 | 0 | 0 | 0 | 0 | 0 | 0 | 0 | 0
[8 empty] | 2617 | April | Winter | Weekday | 0 | 0 | 0 | 0 | 0 | 0 | 0 | 0 | 0 | 0 | 0 | 0 | 0 | 0 | 0 | 0 | 0 | 0 | 0 | 0 | 0 | 0 | 0 | 0 | 0 | 4.8 | 4.8 | 0 | 0 | 0
[8 empty] | 2618 | April | Winter | Weekday | 0 | 0 | 0 | 0 | 0 | 0 | 0 | 0 | 0 | 0 | 0 | 0 | 0 | 0 | 0 | 0 | 0 | 0 | 0 | 0 | 0 | 0 | 0 | 0 | 0 | 4.8 | 4.8 | 0 | 0 | 0
[8 empty] | 2619 | April | Winter | Weekday | 0 | 0 | 0 | 0 | 0 | 0 | 0 | 0 | 0 | 0 | 0 | 0 | 0 | 0 | 0 | 0 | 0 | 0 | 0 | 0 | 0 | 0 | 0 | 0 | 0 | 4.8 | 4.8 | 0 | 0 | 0
[8 empty] | 2620 | April | Winter | Weekday | 0 | 0 | 0 | 0 | 0 | 0 | 0 | 0 | 0 | 0 | 0 | 0 | 0 | 0 | 0 | 0 | 0 | 0 | 0 | 0 | 0 | 0 | 0 | 0 | 0 | 4.8 | 4.8 | 0 | 0 | 0
[8 empty] | 2621 | April | Winter | Weekday | 0 | 0 | 0 | 0 | 0 | 0 | 0 | 0 | 0 | 0 | 0 | 0 | 0 | 0 | 0 | 0 | 0 | 0 | 0 | 0 | 0 | 0 | 0 | 0 | 0 | 4.8 | 4.8 | 0 | 0 | 0
[8 empty] | 2622 | April | Winter | Weekday | 0 | 0 | 0 | 0 | 0 | 0 | 0 | 0 | 0 | 0 | 0 | 0 | 0 | 0 | 0 | 0 | 0 | 0 | 0 | 0 | 0 | 0 | 0 | 0 | 0 | 4.8 | 4.8 | 0 | 0 | 0
[8 empty] | 2623 | April | Winter | Weekday | 0 | 0 | 0 | 0 | 0 | 0 | 0 | 0 | 0 | 0 | 0 | 0 | 0 | 0 | 0 | 0 | 0 | 0 | 0 | 0 | 0 | 0 | 0 | 0 | 0 | 1.2 | 1.2 | 0 | 0 | 0
[8 empty] | 2624 | April | Winter | Weekday | 0 | 0 | 0 | 0 | 0 | 0 | 0 | 0 | 0 | 0 | 0 | 0 | 0 | 0 | 0 | 0 | 0 | 0 | 0 | 0 | 0 | 0 | 0 | 0 | 0 | 0 | 0 | 0 | 0 | 0
[8 empty] | 2625 | April | Winter | Weekday | 0 | 0 | 0 | 0 | 0 | 0 | 0 | 0 | 0 | 0 | 0 | 0 | 0 | 0 | 0 | 0 | 0 | 0 | 0 | 0 | 0 | 0 | 0 | 0 | 0 | 0 | 0 | 0 | 0 | 0
[8 empty] | 2626 | April | Winter | Weekday | 0 | 0 | 0 | 0 | 0 | 0 | 0 | 0 | 0 | 0 | 0 | 0 | 0 | 0 | 0 | 0 | 0 | 0 | 0 | 0 | 0 | 0 | 0 | 0 | 0 | 0 | 0 | 0 | 0 | 0
[8 empty] | 2627 | April | Winter | Weekday | 0 | 0 | 0 | 0 | 0 | 0 | 0 | 0 | 0 | 0 | 0 | 0 | 0 | 0 | 0 | 0 | 0 | 0 | 0 | 0 | 0 | 0 | 0 | 0 | 0 | 0 | 0 | 0 | 0 | 0
[8 empty] | 2628 | April | Winter | Weekday | 0 | 0 | 0 | 0 | 0 | 0 | 0 | 0 | 0 | 0 | 0 | 0 | 0 | 0 | 0 | 0 | 0 | 0 | 0 | 0 | 0 | 0 | 0 | 0 | 0 | 0 | 0 | 0 | 0 | 0
[8 empty] | 2629 | April | Winter | Weekday | 0 | 0 | 0 | 0 | 0 | 0 | 0 | 0 | 0 | 0 | 0 | 0 | 0 | 0 | 0 | 0 | 0 | 0 | 0 | 0 | 0 | 0 | 0 | 0 | 0 | 0 | 0 | 0 | 0 | 0
[8 empty] | 2630 | April | Winter | Weekday | 0 | 0 | 0 | 0 | 0 | 0 | 0 | 0 | 0 | 0 | 0 | 0 | 0 | 0 | 0 | 0 | 0 | 0 | 0 | 0 | 0 | 0 | 0 | 0 | 0 | 0 | 0 | 0 | 0 | 0
[8 empty] | 2631 | April | Winter | Weekday | 0 | 0 | 0 | 0 | 0 | 0 | 0 | 0 | 0 | 0 | 0 | 0 | 0 | 0 | 0 | 0 | 0 | 0 | 0 | 0 | 0 | 0 | 0 | 0 | 0 | 0 | 0 | 0 | 0 | 0
[8 empty] | 2632 | April | Winter | Weekday | 0 | 0 | 0 | 0 | 0 | 0 | 0 | 0 | 0 | 0 | 0 | 0 | 0 | 0 | 0 | 0 | 0 | 0 | 0 | 0 | 0 | 0 | 0 | 0 | 0 | 0 | 0 | 0 | 0 | 0
[8 empty] | 2633 | April | Winter | Weekday | 0 | 0 | 0 | 0 | 0 | 0 | 0 | 0 | 0 | 0 | 0 | 0 | 0 | 0 | 0 | 0 | 0 | 0 | 0 | 0 | 0 | 0 | 0 | 0 | 0 | 0 | 0 | 0 | 0 | 0
[8 empty] | 2634 | April | Winter | Weekday | 0 | 0 | 0 | 0 | 0 | 0 | 0 | 0 | 0 | 0 | 0 | 0 | 0 | 0 | 0 | 0 | 0 | 0 | 0 | 0 | 0 | 0 | 0 | 0 | 0 | 0 | 0 | 0 | 0 | 0
[8 empty] | 2635 | April | Winter | Weekday | 0 | 0 | 0 | 0 | 0 | 0 | 0 | 0 | 0 | 0 | 0 | 0 | 0 | 0 | 0 | 0 | 0 | 0 | 0 | 0 | 0 | 0 | 0 | 0 | 0 | 0 | 0 | 0 | 0 | 0
[8 empty] | 2636 | April | Winter | Weekday | 0 | 0 | 0 | 0 | 0 | 0 | 0 | 0 | 0 | 0 | 0 | 0 | 0 | 0 | 0 | 0 | 0 | 0 | 0 | 0 | 0 | 0 | 0 | 0 | 0 | 0 | 0 | 0 | 0 | 0
[8 empty] | 2637 | April | Winter | Weekday | 0 | 0 | 0 | 0 | 0 | 0 | 0 | 0 | 0 | 0 | 0 | 0 | 0 | 0 | 0 | 0 | 0 | 0 | 0 | 0 | 0 | 0 | 0 | 0 | 0 | 0 | 0 | 0 | 0 | 0
[8 empty] | 2638 | April | Winter | Weekday | 0 | 0 | 0 | 0 | 0 | 0 | 0 | 0 | 0 | 0 | 0 | 0 | 0 | 0 | 0 | 0 | 0 | 0 | 0 | 0 | 0 | 0 | 0 | 0 | 0 | 0 | 0 | 0 | 0 | 0
[8 empty] | 2639 | April | Winter | Weekday | 0 | 0 | 0 | 0 | 0 | 0 | 0 | 0 | 0 | 0 | 0 | 0 | 0 | 0 | 0 | 0 | 0 | 0 | 0 | 0 | 0 | 0 | 0 | 0 | 0 | 0 | 0 | 0 | 0 | 0
[8 empty] | 2640 | April | Winter | Weekday | 0 | 0 | 0 | 0 | 0 | 0 | 0 | 0 | 0 | 0 | 0 | 0 | 0 | 0 | 0 | 0 | 0 | 0 | 0 | 0 | 0 | 0 | 0 | 0 | 0 | 0 | 0 | 0 | 0 | 0
[8 empty] | 2641 | April | Winter | Weekday | 0 | 0 | 0 | 0 | 0 | 0 | 0 | 0 | 0 | 0 | 0 | 0 | 0 | 0 | 0 | 0 | 0 | 0 | 0 | 0 | 0 | 0 | 0 | 0 | 0 | 4.8 | 4.8 | 0 | 0 | 0
[8 empty] | 2642 | April | Winter | Weekday | 0 | 0 | 0 | 0 | 0 | 0 | 0 | 0 | 0 | 0 | 0 | 0 | 0 | 0 | 0 | 0 | 0 | 0 | 0 | 0 | 0 | 0 | 0 | 0 | 0 | 4.8 | 4.8 | 0 | 0 | 0
[8 empty] | 2643 | April | Winter | Weekday | 0 | 0 | 0 | 0 | 0 | 0 | 0 | 0 | 0 | 0 | 0 | 0 | 0 | 0 | 0 | 0 | 0 | 0 | 0 | 0 | 0 | 0 | 0 | 0 | 0 | 4.8 | 4.8 | 0 | 0 | 0
[8 empty] | 2644 | April | Winter | Weekday | 0 | 0 | 0 | 0 | 0 | 0 | 0 | 0 | 0 | 0 | 0 | 0 | 0 | 0 | 0 | 0 | 0 | 0 | 0 | 0 | 0 | 0 | 0 | 0 | 0 | 4.8 | 4.8 | 0 | 0 | 0
[8 empty] | 2645 | April | Winter | Weekday | 0 | 0 | 0 | 0 | 0 | 0 | 0 | 0 | 0 | 0 | 0 | 0 | 0 | 0 | 0 | 0 | 0 | 0 | 0 | 0 | 0 | 0 | 0 | 0 | 0 | 4.8 | 4.8 | 0 | 0 | 0
[8 empty] | 2646 | April | Winter | Weekday | 0 | 0 | 0 | 0 | 0 | 0 | 0 | 0 | 0 | 0 | 0 | 0 | 0 | 0 | 0 | 0 | 0 | 0 | 0 | 0 | 0 | 0 | 0 | 0 | 0 | 4.8 | 4.8 | 0 | 0 | 0
[8 empty] | 2647 | April | Winter | Weekday | 0 | 0 | 0 | 0 | 0 | 0 | 0 | 0 | 0 | 0 | 0 | 0 | 0 | 0 | 0 | 0 | 0 | 0 | 0 | 0 | 0 | 0 | 0 | 0 | 0 | 1.2 | 1.2 | 0 | 0 | 0
[8 empty] | 2648 | April | Winter | Weekday | 0 | 0 | 0 | 0 | 0 | 0 | 0 | 0 | 0 | 0 | 0 | 0 | 0 | 0 | 0 | 0 | 0 | 0 | 0 | 0 | 0 | 0 | 0 | 0 | 0 | 0 | 0 | 0 | 0 | 0
[8 empty] | 2649 | April | Winter | Weekday | 0 | 0 | 0 | 0 | 0 | 0 | 0 | 0 | 0 | 0 | 0 | 0 | 0 | 0 | 0 | 0 | 0 | 0 | 0 | 0 | 0 | 0 | 0 | 0 | 0 | 0 | 0 | 0 | 0 | 0
[8 empty] | 2650 | April | Winter | Weekday | 0 | 0 | 0 | 0 | 0 | 0 | 0 | 0 | 0 | 0 | 0 | 0 | 0 | 0 | 0 | 0 | 0 | 0 | 0 | 0 | 0 | 0 | 0 | 0 | 0 | 0 | 0 | 0 | 0 | 0
[8 empty] | 2651 | April | Winter | Weekday | 0 | 0 | 0 | 0 | 0 | 0 | 0 | 0 | 0 | 0 | 0 | 0 | 0 | 0 | 0 | 0 | 0 | 0 | 0 | 0 | 0 | 0 | 0 | 0 | 0 | 0 | 0 | 0 | 0 | 0
[8 empty] | 2652 | April | Winter | Weekday | 0 | 0 | 0 | 0 | 0 | 0 | 0 | 0 | 0 | 0 | 0 | 0 | 0 | 0 | 0 | 0 | 0 | 0 | 0 | 0 | 0 | 0 | 0 | 0 | 0 | 0 | 0 | 0 | 0 | 0
[8 empty] | 2653 | April | Winter | Weekday | 0 | 0 | 0 | 0 | 0 | 0 | 0 | 0 | 0 | 0 | 0 | 0 | 0 | 0 | 0 | 0 | 0 | 0 | 0 | 0 | 0 | 0 | 0 | 0 | 0 | 0 | 0 | 0 | 0 | 0
[8 empty] | 2654 | April | Winter | Weekday | 0 | 0 | 0 | 0 | 0 | 0 | 0 | 0 | 0 | 0 | 0 | 0 | 0 | 0 | 0 | 0 | 0 | 0 | 0 | 0 | 0 | 0 | 0 | 0 | 0 | 0 | 0 | 0 | 0 | 0
[8 empty] | 2655 | April | Winter | Weekday | 0 | 0 | 0 | 0 | 0 | 0 | 0 | 0 | 0 | 0 | 0 | 0 | 0 | 0 | 0 | 0 | 0 | 0 | 0 | 0 | 0 | 0 | 0 | 0 | 0 | 0 | 0 | 0 | 0 | 0
[8 empty] | 2656 | April | Winter | Weekday | 0 | 0 | 0 | 0 | 0 | 0 | 0 | 0 | 0 | 0 | 0 | 0 | 0 | 0 | 0 | 0 | 0 | 0 | 0 | 0 | 0 | 0 | 0 | 0 | 0 | 0 | 0 | 0 | 0 | 0
[8 empty] | 2657 | April | Winter | Weekday | 0 | 0 | 0 | 0 | 0 | 0 | 0 | 0 | 0 | 0 | 0 | 0 | 0 | 0 | 0 | 0 | 0 | 0 | 0 | 0 | 0 | 0 | 0 | 0 | 0 | 0 | 0 | 0 | 0 | 0
[8 empty] | 2658 | April | Winter | Weekday | 0 | 0 | 0 | 0 | 0 | 0 | 0 | 0 | 0 | 0 | 0 | 0 | 0 | 0 | 0 | 0 | 0 | 0 | 0 | 0 | 0 | 0 | 0 | 0 | 0 | 0 | 0 | 0 | 0 | 0
[8 empty] | 2659 | April | Winter | Weekday | 0 | 0 | 0 | 0 | 0 | 0 | 0 | 0 | 0 | 0 | 0 | 0 | 0 | 0 | 0 | 0 | 0 | 0 | 0 | 0 | 0 | 0 | 0 | 0 | 0 | 0 | 0 | 0 | 0 | 0
[8 empty] | 2660 | April | Winter | Weekday | 0 | 0 | 0 | 0 | 0 | 0 | 0 | 0 | 0 | 0 | 0 | 0 | 0 | 0 | 0 | 0 | 0 | 0 | 0 | 0 | 0 | 0 | 0 | 0 | 0 | 0 | 0 | 0 | 0 | 0
[8 empty] | 2661 | April | Winter | Weekday | 0 | 0 | 0 | 0 | 0 | 0 | 0 | 0 | 0 | 0 | 0 | 0 | 0 | 0 | 0 | 0 | 0 | 0 | 0 | 0 | 0 | 0 | 0 | 0 | 0 | 0 | 0 | 0 | 0 | 0
[8 empty] | 2662 | April | Winter | Weekday | 0 | 0 | 0 | 0 | 0 | 0 | 0 | 0 | 0 | 0 | 0 | 0 | 0 | 0 | 0 | 0 | 0 | 0 | 0 | 0 | 0 | 0 | 0 | 0 | 0 | 0 | 0 | 0 | 0 | 0
[8 empty] | 2663 | April | Winter | Weekday | 0 | 0 | 0 | 0 | 0 | 0 | 0 | 0 | 0 | 0 | 0 | 0 | 0 | 0 | 0 | 0 | 0 | 0 | 0 | 0 | 0 | 0 | 0 | 0 | 0 | 0 | 0 | 0 | 0 | 0
[8 empty] | 2664 | April | Winter | Weekday | 0 | 0 | 0 | 0 | 0 | 0 | 0 | 0 | 0 | 0 | 0 | 0 | 0 | 0 | 0 | 0 | 0 | 0 | 0 | 0 | 0 | 0 | 0 | 0 | 0 | 0 | 0 | 0 | 0 | 0
[8 empty] | 2665 | April | Winter | Weekend | 0 | 0 | 0 | 0 | 0 | 0 | 0 | 0 | 0 | 0 | 0 | 0 | 0 | 0 | 0 | 0 | 0 | 0 | 0 | 0 | 0 | 0 | 0 | 0 | 0 | 4.8 | 4.8 | 0 | 0 | 0
[8 empty] | 2666 | April | Winter | Weekend | 0 | 0 | 0 | 0 | 0 | 0 | 0 | 0 | 0 | 0 | 0 | 0 | 0 | 0 | 0 | 0 | 0 | 0 | 0 | 0 | 0 | 0 | 0 | 0 | 0 | 4.8 | 4.8 | 0 | 0 | 0
[8 empty] | 2667 | April | Winter | Weekend | 0 | 0 | 0 | 0 | 0 | 0 | 0 | 0 | 0 | 0 | 0 | 0 | 0 | 0 | 0 | 0 | 0 | 0 | 0 | 0 | 0 | 0 | 0 | 0 | 0 | 4.8 | 4.8 | 0 | 0 | 0
[8 empty] | 2668 | April | Winter | Weekend | 0 | 0 | 0 | 0 | 0 | 0 | 0 | 0 | 0 | 0 | 0 | 0 | 0 | 0 | 0 | 0 | 0 | 0 | 0 | 0 | 0 | 0 | 0 | 0 | 0 | 4.8 | 4.8 | 0 | 0 | 0
[8 empty] | 2669 | April | Winter | Weekend | 0 | 0 | 0 | 0 | 0 | 0 | 0 | 0 | 0 | 0 | 0 | 0 | 0 | 0 | 0 | 0 | 0 | 0 | 0 | 0 | 0 | 0 | 0 | 0 | 0 | 4.8 | 4.8 | 0 | 0 | 0
[8 empty] | 2670 | April | Winter | Weekend | 0 | 0 | 0 | 0 | 0 | 0 | 0 | 0 | 0 | 0 | 0 | 0 | 0 | 0 | 0 | 0 | 0 | 0 | 0 | 0 | 0 | 0 | 0 | 0 | 0 | 4.8 | 4.8 | 0 | 0 | 0
[8 empty] | 2671 | April | Winter | Weekend | 0 | 0 | 0 | 0 | 0 | 0 | 0 | 0 | 0 | 0 | 0 | 0 | 0 | 0 | 0 | 0 | 0 | 0 | 0 | 0 | 0 | 0 | 0 | 0 | 0 | 1.2 | 1.2 | 0 | 0 | 0
[8 empty] | 2672 | April | Winter | Weekend | 0 | 0 | 0 | 0 | 0 | 0 | 0 | 0 | 0 | 0 | 0 | 0 | 0 | 0 | 0 | 0 | 0 | 0 | 0 | 0 | 0 | 0 | 0 | 0 | 0 | 0 | 0 | 0 | 0 | 0
[8 empty] | 2673 | April | Winter | Weekend | 0 | 0 | 0 | 0 | 0 | 0 | 0 | 0 | 0 | 0 | 0 | 0 | 0 | 0 | 0 | 0 | 0 | 0 | 0 | 0 | 0 | 0 | 0 | 0 | 0 | 0 | 0 | 0 | 0 | 0
[8 empty] | 2674 | April | Winter | Weekend | 0 | 0 | 0 | 0 | 0 | 0 | 0 | 0 | 0 | 0 | 0 | 0 | 0 | 0 | 0 | 0 | 0 | 0 | 0 | 0 | 0 | 0 | 0 | 0 | 0 | 0 | 0 | 0 | 0 | 0
[8 empty] | 2675 | April | Winter | Weekend | 0 | 0 | 0 | 0 | 0 | 0 | 0 | 0 | 0 | 0 | 0 | 0 | 0 | 0 | 0 | 0 | 0 | 0 | 0 | 0 | 0 | 0 | 0 | 0 | 0 | 0 | 0 | 0 | 0 | 0
[8 empty] | 2676 | April | Winter | Weekend | 0 | 0 | 0 | 0 | 0 | 0 | 0 | 0 | 0 | 0 | 0 | 0 | 0 | 0 | 0 | 0 | 0 | 0 | 0 | 0 | 0 | 0 | 0 | 0 | 0 | 0 | 0 | 0 | 0 | 0
[8 empty] | 2677 | April | Winter | Weekend | 0 | 0 | 0 | 0 | 0 | 0 | 0 | 0 | 0 | 0 | 0 | 0 | 0 | 0 | 0 | 0 | 0 | 0 | 0 | 0 | 0 | 0 | 0 | 0 | 0 | 0 | 0 | 0 | 0 | 0
[8 empty] | 2678 | April | Winter | Weekend | 0 | 0 | 0 | 0 | 0 | 0 | 0 | 0 | 0 | 0 | 0 | 0 | 0 | 0 | 0 | 0 | 0 | 0 | 0 | 0 | 0 | 0 | 0 | 0 | 0 | 0 | 0 | 0 | 0 | 0
[8 empty] | 2679 | April | Winter | Weekend | 0 | 0 | 0 | 0 | 0 | 0 | 0 | 0 | 0 | 0 | 0 | 0 | 0 | 0 | 0 | 0 | 0 | 0 | 0 | 0 | 0 | 0 | 0 | 0 | 0 | 0 | 0 | 0 | 0 | 0
[8 empty] | 2680 | April | Winter | Weekend | 0 | 0 | 0 | 0 | 0 | 0 | 0 | 0 | 0 | 0 | 0 | 0 | 0 | 0 | 0 | 0 | 0 | 0 | 0 | 0 | 0 | 0 | 0 | 0 | 0 | 0 | 0 | 0 | 0 | 0
[8 empty] | 2681 | April | Winter | Weekend | 0 | 0 | 0 | 0 | 0 | 0 | 0 | 0 | 0 | 0 | 0 | 0 | 0 | 0 | 0 | 0 | 0 | 0 | 0 | 0 | 0 | 0 | 0 | 0 | 0 | 0 | 0 | 0 | 0 | 0
[8 empty] | 2682 | April | Winter | Weekend | 0 | 0 | 0 | 0 | 0 | 0 | 0 | 0 | 0 | 0 | 0 | 0 | 0 | 0 | 0 | 0 | 0 | 0 | 0 | 0 | 0 | 0 | 0 | 0 | 0 | 0 | 0 | 0 | 0 | 0
[8 empty] | 2683 | April | Winter | Weekend | 0 | 0 | 0 | 0 | 0 | 0 | 0 | 0 | 0 | 0 | 0 | 0 | 0 | 0 | 0 | 0 | 0 | 0 | 0 | 0 | 0 | 0 | 0 | 0 | 0 | 0 | 0 | 0 | 0 | 0
[8 empty] | 2684 | April | Winter | Weekend | 0 | 0 | 0 | 0 | 0 | 0 | 0 | 0 | 0 | 0 | 0 | 0 | 0 | 0 | 0 | 0 | 0 | 0 | 0 | 0 | 0 | 0 | 0 | 0 | 0 | 0 | 0 | 0 | 0 | 0
[8 empty] | 2685 | April | Winter | Weekend | 0 | 0 | 0 | 0 | 0 | 0 | 0 | 0 | 0 | 0 | 0 | 0 | 0 | 0 | 0 | 0 | 0 | 0 | 0 | 0 | 0 | 0 | 0 | 0 | 0 | 0 | 0 | 0 | 0 | 0
[8 empty] | 2686 | April | Winter | Weekend | 0 | 0 | 0 | 0 | 0 | 0 | 0 | 0 | 0 | 0 | 0 | 0 | 0 | 0 | 0 | 0 | 0 | 0 | 0 | 0 | 0 | 0 | 0 | 0 | 0 | 0 | 0 | 0 | 0 | 0
[8 empty] | 2687 | April | Winter | Weekend | 0 | 0 | 0 | 0 | 0 | 0 | 0 | 0 | 0 | 0 | 0 | 0 | 0 | 0 | 0 | 0 | 0 | 0 | 0 | 0 | 0 | 0 | 0 | 0 | 0 | 0 | 0 | 0 | 0 | 0
[8 empty] | 2688 | April | Winter | Weekend | 0 | 0 | 0 | 0 | 0 | 0 | 0 | 0 | 0 | 0 | 0 | 0 | 0 | 0 | 0 | 0 | 0 | 0 | 0 | 0 | 0 | 0 | 0 | 0 | 0 | 0 | 0 | 0 | 0 | 0
[8 empty] | 2689 | April | Winter | Weekend | 0 | 0 | 0 | 0 | 0 | 0 | 0 | 0 | 0 | 0 | 0 | 0 | 0 | 0 | 0 | 0 | 0 | 0 | 0 | 0 | 0 | 0 | 0 | 0 | 0 | 4.8 | 4.8 | 0 | 0 | 0
[8 empty] | 2690 | April | Winter | Weekend | 0 | 0 | 0 | 0 | 0 | 0 | 0 | 0 | 0 | 0 | 0 | 0 | 0 | 0 | 0 | 0 | 0 | 0 | 0 | 0 | 0 | 0 | 0 | 0 | 0 | 4.8 | 4.8 | 0 | 0 | 0
[8 empty] | 2691 | April | Winter | Weekend | 0 | 0 | 0 | 0 | 0 | 0 | 0 | 0 | 0 | 0 | 0 | 0 | 0 | 0 | 0 | 0 | 0 | 0 | 0 | 0 | 0 | 0 | 0 | 0 | 0 | 4.8 | 4.8 | 0 | 0 | 0
[8 empty] | 2692 | April | Winter | Weekend | 0 | 0 | 0 | 0 | 0 | 0 | 0 | 0 | 0 | 0 | 0 | 0 | 0 | 0 | 0 | 0 | 0 | 0 | 0 | 0 | 0 | 0 | 0 | 0 | 0 | 4.8 | 4.8 | 0 | 0 | 0
[8 empty] | 2693 | April | Winter | Weekend | 0 | 0 | 0 | 0 | 0 | 0 | 0 | 0 | 0 | 0 | 0 | 0 | 0 | 0 | 0 | 0 | 0 | 0 | 0 | 0 | 0 | 0 | 0 | 0 | 0 | 4.8 | 4.8 | 0 | 0 | 0
[8 empty] | 2694 | April | Winter | Weekend | 0 | 0 | 0 | 0 | 0 | 0 | 0 | 0 | 0 | 0 | 0 | 0 | 0 | 0 | 0 | 0 | 0 | 0 | 0 | 0 | 0 | 0 | 0 | 0 | 0 | 4.8 | 4.8 | 0 | 0 | 0
[8 empty] | 2695 | April | Winter | Weekend | 0 | 0 | 0 | 0 | 0 | 0 | 0 | 0 | 0 | 0 | 0 | 0 | 0 | 0 | 0 | 0 | 0 | 0 | 0 | 0 | 0 | 0 | 0 | 0 | 0 | 1.2 | 1.2 | 0 | 0 | 0
[8 empty] | 2696 | April | Winter | Weekend | 0 | 0 | 0 | 0 | 0 | 0 | 0 | 0 | 0 | 0 | 0 | 0 | 0 | 0 | 0 | 0 | 0 | 0 | 0 | 0 | 0 | 0 | 0 | 0 | 0 | 0 | 0 | 0 | 0 | 0
[8 empty] | 2697 | April | Winter | Weekend | 0 | 0 | 0 | 0 | 0 | 0 | 0 | 0 | 0 | 0 | 0 | 0 | 0 | 0 | 0 | 0 | 0 | 0 | 0 | 0 | 0 | 0 | 0 | 0 | 0 | 0 | 0 | 0 | 0 | 0
[8 empty] | 2698 | April | Winter | Weekend | 0 | 0 | 0 | 0 | 0 | 0 | 0 | 0 | 0 | 0 | 0 | 0 | 0 | 0 | 0 | 0 | 0 | 0 | 0 | 0 | 0 | 0 | 0 | 0 | 0 | 0 | 0 | 0 | 0 | 0
[8 empty] | 2699 | April | Winter | Weekend | 0 | 0 | 0 | 0 | 0 | 0 | 0 | 0 | 0 | 0 | 0 | 0 | 0 | 0 | 0 | 0 | 0 | 0 | 0 | 0 | 0 | 0 | 0 | 0 | 0 | 0 | 0 | 0 | 0 | 0
[8 empty] | 2700 | April | Winter | Weekend | 0 | 0 | 0 | 0 | 0 | 0 | 0 | 0 | 0 | 0 | 0 | 0 | 0 | 0 | 0 | 0 | 0 | 0 | 0 | 0 | 0 | 0 | 0 | 0 | 0 | 0 | 0 | 0 | 0 | 0
[8 empty] | 2701 | April | Winter | Weekend | 0 | 0 | 0 | 0 | 0 | 0 | 0 | 0 | 0 | 0 | 0 | 0 | 0 | 0 | 0 | 0 | 0 | 0 | 0 | 0 | 0 | 0 | 0 | 0 | 0 | 0 | 0 | 0 | 0 | 0
[8 empty] | 2702 | April | Winter | Weekend | 0 | 0 | 0 | 0 | 0 | 0 | 0 | 0 | 0 | 0 | 0 | 0 | 0 | 0 | 0 | 0 | 0 | 0 | 0 | 0 | 0 | 0 | 0 | 0 | 0 | 0 | 0 | 0 | 0 | 0
[8 empty] | 2703 | April | Winter | Weekend | 0 | 0 | 0 | 0 | 0 | 0 | 0 | 0 | 0 | 0 | 0 | 0 | 0 | 0 | 0 | 0 | 0 | 0 | 0 | 0 | 0 | 0 | 0 | 0 | 0 | 0 | 0 | 0 | 0 | 0
[8 empty] | 2704 | April | Winter | Weekend | 0 | 0 | 0 | 0 | 0 | 0 | 0 | 0 | 0 | 0 | 0 | 0 | 0 | 0 | 0 | 0 | 0 | 0 | 0 | 0 | 0 | 0 | 0 | 0 | 0 | 0 | 0 | 0 | 0 | 0
[8 empty] | 2705 | April | Winter | Weekend | 0 | 0 | 0 | 0 | 0 | 0 | 0 | 0 | 0 | 0 | 0 | 0 | 0 | 0 | 0 | 0 | 0 | 0 | 0 | 0 | 0 | 0 | 0 | 0 | 0 | 0 | 0 | 0 | 0 | 0
[8 empty] | 2706 | April | Winter | Weekend | 0 | 0 | 0 | 0 | 0 | 0 | 0 | 0 | 0 | 0 | 0 | 0 | 0 | 0 | 0 | 0 | 0 | 0 | 0 | 0 | 0 | 0 | 0 | 0 | 0 | 0 | 0 | 0 | 0 | 0
[8 empty] | 2707 | April | Winter | Weekend | 0 | 0 | 0 | 0 | 0 | 0 | 0 | 0 | 0 | 0 | 0 | 0 | 0 | 0 | 0 | 0 | 0 | 0 | 0 | 0 | 0 | 0 | 0 | 0 | 0 | 0 | 0 | 0 | 0 | 0
[8 empty] | 2708 | April | Winter | Weekend | 0 | 0 | 0 | 0 | 0 | 0 | 0 | 0 | 0 | 0 | 0 | 0 | 0 | 0 | 0 | 0 | 0 | 0 | 0 | 0 | 0 | 0 | 0 | 0 | 0 | 0 | 0 | 0 | 0 | 0
[8 empty] | 2709 | April | Winter | Weekend | 0 | 0 | 0 | 0 | 0 | 0 | 0 | 0 | 0 | 0 | 0 | 0 | 0 | 0 | 0 | 0 | 0 | 0 | 0 | 0 | 0 | 0 | 0 | 0 | 0 | 0 | 0 | 0 | 0 | 0
[8 empty] | 2710 | April | Winter | Weekend | 0 | 0 | 0 | 0 | 0 | 0 | 0 | 0 | 0 | 0 | 0 | 0 | 0 | 0 | 0 | 0 | 0 | 0 | 0 | 0 | 0 | 0 | 0 | 0 | 0 | 0 | 0 | 0 | 0 | 0
[8 empty] | 2711 | April | Winter | Weekend | 0 | 0 | 0 | 0 | 0 | 0 | 0 | 0 | 0 | 0 | 0 | 0 | 0 | 0 | 0 | 0 | 0 | 0 | 0 | 0 | 0 | 0 | 0 | 0 | 0 | 0 | 0 | 0 | 0 | 0
[8 empty] | 2712 | April | Winter | Weekend | 0 | 0 | 0 | 0 | 0 | 0 | 0 | 0 | 0 | 0 | 0 | 0 | 0 | 0 | 0 | 0 | 0 | 0 | 0 | 0 | 0 | 0 | 0 | 0 | 0 | 0 | 0 | 0 | 0 | 0
[8 empty] | 2713 | April | Winter | Weekday | 0 | 0 | 0 | 0 | 0 | 0 | 0 | 0 | 0 | 0 | 0 | 0 | 0 | 0 | 0 | 0 | 0 | 0 | 0 | 0 | 0 | 0 | 0 | 0 | 0 | 4.8 | 4.8 | 0 | 0 | 0
[8 empty] | 2714 | April | Winter | Weekday | 0 | 0 | 0 | 0 | 0 | 0 | 0 | 0 | 0 | 0 | 0 | 0 | 0 | 0 | 0 | 0 | 0 | 0 | 0 | 0 | 0 | 0 | 0 | 0 | 0 | 4.8 | 4.8 | 0 | 0 | 0
[8 empty] | 2715 | April | Winter | Weekday | 0 | 0 | 0 | 0 | 0 | 0 | 0 | 0 | 0 | 0 | 0 | 0 | 0 | 0 | 0 | 0 | 0 | 0 | 0 | 0 | 0 | 0 | 0 | 0 | 0 | 4.8 | 4.8 | 0 | 0 | 0
[8 empty] | 2716 | April | Winter | Weekday | 0 | 0 | 0 | 0 | 0 | 0 | 0 | 0 | 0 | 0 | 0 | 0 | 0 | 0 | 0 | 0 | 0 | 0 | 0 | 0 | 0 | 0 | 0 | 0 | 0 | 4.8 | 4.8 | 0 | 0 | 0
[8 empty] | 2717 | April | Winter | Weekday | 0 | 0 | 0 | 0 | 0 | 0 | 0 | 0 | 0 | 0 | 0 | 0 | 0 | 0 | 0 | 0 | 0 | 0 | 0 | 0 | 0 | 0 | 0 | 0 | 0 | 4.8 | 4.8 | 0 | 0 | 0
[8 empty] | 2718 | April | Winter | Weekday | 0 | 0 | 0 | 0 | 0 | 0 | 0 | 0 | 0 | 0 | 0 | 0 | 0 | 0 | 0 | 0 | 0 | 0 | 0 | 0 | 0 | 0 | 0 | 0 | 0 | 4.8 | 4.8 | 0 | 0 | 0
[8 empty] | 2719 | April | Winter | Weekday | 0 | 0 | 0 | 0 | 0 | 0 | 0 | 0 | 0 | 0 | 0 | 0 | 0 | 0 | 0 | 0 | 0 | 0 | 0 | 0 | 0 | 0 | 0 | 0 | 0 | 1.2 | 1.2 | 0 | 0 | 0
[8 empty] | 2720 | April | Winter | Weekday | 0 | 0 | 0 | 0 | 0 | 0 | 0 | 0 | 0 | 0 | 0 | 0 | 0 | 0 | 0 | 0 | 0 | 0 | 0 | 0 | 0 | 0 | 0 | 0 | 0 | 0 | 0 | 0 | 0 | 0
[8 empty] | 2721 | April | Winter | Weekday | 0 | 0 | 0 | 0 | 0 | 0 | 0 | 0 | 0 | 0 | 0 | 0 | 0 | 0 | 0 | 0 | 0 | 0 | 0 | 0 | 0 | 0 | 0 | 0 | 0 | 0 | 0 | 0 | 0 | 0
[8 empty] | 2722 | April | Winter | Weekday | 0 | 0 | 0 | 0 | 0 | 0 | 0 | 0 | 0 | 0 | 0 | 0 | 0 | 0 | 0 | 0 | 0 | 0 | 0 | 0 | 0 | 0 | 0 | 0 | 0 | 0 | 0 | 0 | 0 | 0
[8 empty] | 2723 | April | Winter | Weekday | 0 | 0 | 0 | 0 | 0 | 0 | 0 | 0 | 0 | 0 | 0 | 0 | 0 | 0 | 0 | 0 | 0 | 0 | 0 | 0 | 0 | 0 | 0 | 0 | 0 | 0 | 0 | 0 | 0 | 0
[8 empty] | 2724 | April | Winter | Weekday | 0 | 0 | 0 | 0 | 0 | 0 | 0 | 0 | 0 | 0 | 0 | 0 | 0 | 0 | 0 | 0 | 0 | 0 | 0 | 0 | 0 | 0 | 0 | 0 | 0 | 0 | 0 | 0 | 0 | 0
[8 empty] | 2725 | April | Winter | Weekday | 0 | 0 | 0 | 0 | 0 | 0 | 0 | 0 | 0 | 0 | 0 | 0 | 0 | 0 | 0 | 0 | 0 | 0 | 0 | 0 | 0 | 0 | 0 | 0 | 0 | 0 | 0 | 0 | 0 | 0
[8 empty] | 2726 | April | Winter | Weekday | 0 | 0 | 0 | 0 | 0 | 0 | 0 | 0 | 0 | 0 | 0 | 0 | 0 | 0 | 0 | 0 | 0 | 0 | 0 | 0 | 0 | 0 | 0 | 0 | 0 | 0 | 0 | 0 | 0 | 0
[8 empty] | 2727 | April | Winter | Weekday | 0 | 0 | 0 | 0 | 0 | 0 | 0 | 0 | 0 | 0 | 0 | 0 | 0 | 0 | 0 | 0 | 0 | 0 | 0 | 0 | 0 | 0 | 0 | 0 | 0 | 0 | 0 | 0 | 0 | 0
[8 empty] | 2728 | April | Winter | Weekday | 0 | 0 | 0 | 0 | 0 | 0 | 0 | 0 | 0 | 0 | 0 | 0 | 0 | 0 | 0 | 0 | 0 | 0 | 0 | 0 | 0 | 0 | 0 | 0 | 0 | 0 | 0 | 0 | 0 | 0
[8 empty] | 2729 | April | Winter | Weekday | 0 | 0 | 0 | 0 | 0 | 0 | 0 | 0 | 0 | 0 | 0 | 0 | 0 | 0 | 0 | 0 | 0 | 0 | 0 | 0 | 0 | 0 | 0 | 0 | 0 | 0 | 0 | 0 | 0 | 0
[8 empty] | 2730 | April | Winter | Weekday | 0 | 0 | 0 | 0 | 0 | 0 | 0 | 0 | 0 | 0 | 0 | 0 | 0 | 0 | 0 | 0 | 0 | 0 | 0 | 0 | 0 | 0 | 0 | 0 | 0 | 0 | 0 | 0 | 0 | 0
[8 empty] | 2731 | April | Winter | Weekday | 0 | 0 | 0 | 0 | 0 | 0 | 0 | 0 | 0 | 0 | 0 | 0 | 0 | 0 | 0 | 0 | 0 | 0 | 0 | 0 | 0 | 0 | 0 | 0 | 0 | 0 | 0 | 0 | 0 | 0
[8 empty] | 2732 | April | Winter | Weekday | 0 | 0 | 0 | 0 | 0 | 0 | 0 | 0 | 0 | 0 | 0 | 0 | 0 | 0 | 0 | 0 | 0 | 0 | 0 | 0 | 0 | 0 | 0 | 0 | 0 | 0 | 0 | 0 | 0 | 0
[8 empty] | 2733 | April | Winter | Weekday | 0 | 0 | 0 | 0 | 0 | 0 | 0 | 0 | 0 | 0 | 0 | 0 | 0 | 0 | 0 | 0 | 0 | 0 | 0 | 0 | 0 | 0 | 0 | 0 | 0 | 0 | 0 | 0 | 0 | 0
[8 empty] | 2734 | April | Winter | Weekday | 0 | 0 | 0 | 0 | 0 | 0 | 0 | 0 | 0 | 0 | 0 | 0 | 0 | 0 | 0 | 0 | 0 | 0 | 0 | 0 | 0 | 0 | 0 | 0 | 0 | 0 | 0 | 0 | 0 | 0
[8 empty] | 2735 | April | Winter | Weekday | 0 | 0 | 0 | 0 | 0 | 0 | 0 | 0 | 0 | 0 | 0 | 0 | 0 | 0 | 0 | 0 | 0 | 0 | 0 | 0 | 0 | 0 | 0 | 0 | 0 | 0 | 0 | 0 | 0 | 0
[8 empty] | 2736 | April | Winter | Weekday | 0 | 0 | 0 | 0 | 0 | 0 | 0 | 0 | 0 | 0 | 0 | 0 | 0 | 0 | 0 | 0 | 0 | 0 | 0 | 0 | 0 | 0 | 0 | 0 | 0 | 0 | 0 | 0 | 0 | 0
[8 empty] | 2737 | April | Winter | Weekday | 0 | 0 | 0 | 0 | 0 | 0 | 0 | 0 | 0 | 0 | 0 | 0 | 0 | 0 | 0 | 0 | 0 | 0 | 0 | 0 | 0 | 0 | 0 | 0 | 0 | 4.8 | 4.8 | 0 | 0 | 0
[8 empty] | 2738 | April | Winter | Weekday | 0 | 0 | 0 | 0 | 0 | 0 | 0 | 0 | 0 | 0 | 0 | 0 | 0 | 0 | 0 | 0 | 0 | 0 | 0 | 0 | 0 | 0 | 0 | 0 | 0 | 4.8 | 4.8 | 0 | 0 | 0
[8 empty] | 2739 | April | Winter | Weekday | 0 | 0 | 0 | 0 | 0 | 0 | 0 | 0 | 0 | 0 | 0 | 0 | 0 | 0 | 0 | 0 | 0 | 0 | 0 | 0 | 0 | 0 | 0 | 0 | 0 | 4.8 | 4.8 | 0 | 0 | 0
[8 empty] | 2740 | April | Winter | Weekday | 0 | 0 | 0 | 0 | 0 | 0 | 0 | 0 | 0 | 0 | 0 | 0 | 0 | 0 | 0 | 0 | 0 | 0 | 0 | 0 | 0 | 0 | 0 | 0 | 0 | 4.8 | 4.8 | 0 | 0 | 0
[8 empty] | 2741 | April | Winter | Weekday | 0 | 0 | 0 | 0 | 0 | 0 | 0 | 0 | 0 | 0 | 0 | 0 | 0 | 0 | 0 | 0 | 0 | 0 | 0 | 0 | 0 | 0 | 0 | 0 | 0 | 4.8 | 4.8 | 0 | 0 | 0
[8 empty] | 2742 | April | Winter | Weekday | 0 | 0 | 0 | 0 | 0 | 0 | 0 | 0 | 0 | 0 | 0 | 0 | 0 | 0 | 0 | 0 | 0 | 0 | 0 | 0 | 0 | 0 | 0 | 0 | 0 | 4.8 | 4.8 | 0 | 0 | 0
[8 empty] | 2743 | April | Winter | Weekday | 0 | 0 | 0 | 0 | 0 | 0 | 0 | 0 | 0 | 0 | 0 | 0 | 0 | 0 | 0 | 0 | 0 | 0 | 0 | 0 | 0 | 0 | 0 | 0 | 0 | 1.2 | 1.2 | 0 | 0 | 0
[8 empty] | 2744 | April | Winter | Weekday | 0 | 0 | 0 | 0 | 0 | 0 | 0 | 0 | 0 | 0 | 0 | 0 | 0 | 0 | 0 | 0 | 0 | 0 | 0 | 0 | 0 | 0 | 0 | 0 | 0 | 0 | 0 | 0 | 0 | 0
[8 empty] | 2745 | April | Winter | Weekday | 0 | 0 | 0 | 0 | 0 | 0 | 0 | 0 | 0 | 0 | 0 | 0 | 0 | 0 | 0 | 0 | 0 | 0 | 0 | 0 | 0 | 0 | 0 | 0 | 0 | 0 | 0 | 0 | 0 | 0
[8 empty] | 2746 | April | Winter | Weekday | 0 | 0 | 0 | 0 | 0 | 0 | 0 | 0 | 0 | 0 | 0 | 0 | 0 | 0 | 0 | 0 | 0 | 0 | 0 | 0 | 0 | 0 | 0 | 0 | 0 | 0 | 0 | 0 | 0 | 0
[8 empty] | 2747 | April | Winter | Weekday | 0 | 0 | 0 | 0 | 0 | 0 | 0 | 0 | 0 | 0 | 0 | 0 | 0 | 0 | 0 | 0 | 0 | 0 | 0 | 0 | 0 | 0 | 0 | 0 | 0 | 0 | 0 | 0 | 0 | 0
[8 empty] | 2748 | April | Winter | Weekday | 0 | 0 | 0 | 0 | 0 | 0 | 0 | 0 | 0 | 0 | 0 | 0 | 0 | 0 | 0 | 0 | 0 | 0 | 0 | 0 | 0 | 0 | 0 | 0 | 0 | 0 | 0 | 0 | 0 | 0
[8 empty] | 2749 | April | Winter | Weekday | 0 | 0 | 0 | 0 | 0 | 0 | 0 | 0 | 0 | 0 | 0 | 0 | 0 | 0 | 0 | 0 | 0 | 0 | 0 | 0 | 0 | 0 | 0 | 0 | 0 | 0 | 0 | 0 | 0 | 0
[8 empty] | 2750 | April | Winter | Weekday | 0 | 0 | 0 | 0 | 0 | 0 | 0 | 0 | 0 | 0 | 0 | 0 | 0 | 0 | 0 | 0 | 0 | 0 | 0 | 0 | 0 | 0 | 0 | 0 | 0 | 0 | 0 | 0 | 0 | 0
[8 empty] | 2751 | April | Winter | Weekday | 0 | 0 | 0 | 0 | 0 | 0 | 0 | 0 | 0 | 0 | 0 | 0 | 0 | 0 | 0 | 0 | 0 | 0 | 0 | 0 | 0 | 0 | 0 | 0 | 0 | 0 | 0 | 0 | 0 | 0
[8 empty] | 2752 | April | Winter | Weekday | 0 | 0 | 0 | 0 | 0 | 0 | 0 | 0 | 0 | 0 | 0 | 0 | 0 | 0 | 0 | 0 | 0 | 0 | 0 | 0 | 0 | 0 | 0 | 0 | 0 | 0 | 0 | 0 | 0 | 0
[8 empty] | 2753 | April | Winter | Weekday | 0 | 0 | 0 | 0 | 0 | 0 | 0 | 0 | 0 | 0 | 0 | 0 | 0 | 0 | 0 | 0 | 0 | 0 | 0 | 0 | 0 | 0 | 0 | 0 | 0 | 0 | 0 | 0 | 0 | 0
[8 empty] | 2754 | April | Winter | Weekday | 0 | 0 | 0 | 0 | 0 | 0 | 0 | 0 | 0 | 0 | 0 | 0 | 0 | 0 | 0 | 0 | 0 | 0 | 0 | 0 | 0 | 0 | 0 | 0 | 0 | 0 | 0 | 0 | 0 | 0
[8 empty] | 2755 | April | Winter | Weekday | 0 | 0 | 0 | 0 | 0 | 0 | 0 | 0 | 0 | 0 | 0 | 0 | 0 | 0 | 0 | 0 | 0 | 0 | 0 | 0 | 0 | 0 | 0 | 0 | 0 | 0 | 0 | 0 | 0 | 0
[8 empty] | 2756 | April | Winter | Weekday | 0 | 0 | 0 | 0 | 0 | 0 | 0 | 0 | 0 | 0 | 0 | 0 | 0 | 0 | 0 | 0 | 0 | 0 | 0 | 0 | 0 | 0 | 0 | 0 | 0 | 0 | 0 | 0 | 0 | 0
[8 empty] | 2757 | April | Winter | Weekday | 0 | 0 | 0 | 0 | 0 | 0 | 0 | 0 | 0 | 0 | 0 | 0 | 0 | 0 | 0 | 0 | 0 | 0 | 0 | 0 | 0 | 0 | 0 | 0 | 0 | 0 | 0 | 0 | 0 | 0
[8 empty] | 2758 | April | Winter | Weekday | 0 | 0 | 0 | 0 | 0 | 0 | 0 | 0 | 0 | 0 | 0 | 0 | 0 | 0 | 0 | 0 | 0 | 0 | 0 | 0 | 0 | 0 | 0 | 0 | 0 | 0 | 0 | 0 | 0 | 0
[8 empty] | 2759 | April | Winter | Weekday | 0 | 0 | 0 | 0 | 0 | 0 | 0 | 0 | 0 | 0 | 0 | 0 | 0 | 0 | 0 | 0 | 0 | 0 | 0 | 0 | 0 | 0 | 0 | 0 | 0 | 0 | 0 | 0 | 0 | 0
[8 empty] | 2760 | April | Winter | Weekday | 0 | 0 | 0 | 0 | 0 | 0 | 0 | 0 | 0 | 0 | 0 | 0 | 0 | 0 | 0 | 0 | 0 | 0 | 0 | 0 | 0 | 0 | 0 | 0 | 0 | 0 | 0 | 0 | 0 | 0
[8 empty] | 2761 | April | Winter | Weekday | 0 | 0 | 0 | 0 | 0 | 0 | 0 | 0 | 0 | 0 | 0 | 0 | 0 | 0 | 0 | 0 | 0 | 0 | 0 | 0 | 0 | 0 | 0 | 0 | 0 | 4.8 | 4.8 | 0 | 0 | 0
[8 empty] | 2762 | April | Winter | Weekday | 0 | 0 | 0 | 0 | 0 | 0 | 0 | 0 | 0 | 0 | 0 | 0 | 0 | 0 | 0 | 0 | 0 | 0 | 0 | 0 | 0 | 0 | 0 | 0 | 0 | 4.8 | 4.8 | 0 | 0 | 0
[8 empty] | 2763 | April | Winter | Weekday | 0 | 0 | 0 | 0 | 0 | 0 | 0 | 0 | 0 | 0 | 0 | 0 | 0 | 0 | 0 | 0 | 0 | 0 | 0 | 0 | 0 | 0 | 0 | 0 | 0 | 4.8 | 4.8 | 0 | 0 | 0
[8 empty] | 2764 | April | Winter | Weekday | 0 | 0 | 0 | 0 | 0 | 0 | 0 | 0 | 0 | 0 | 0 | 0 | 0 | 0 | 0 | 0 | 0 | 0 | 0 | 0 | 0 | 0 | 0 | 0 | 0 | 4.8 | 4.8 | 0 | 0 | 0
[8 empty] | 2765 | April | Winter | Weekday | 0 | 0 | 0 | 0 | 0 | 0 | 0 | 0 | 0 | 0 | 0 | 0 | 0 | 0 | 0 | 0 | 0 | 0 | 0 | 0 | 0 | 0 | 0 | 0 | 0 | 4.8 | 4.8 | 0 | 0 | 0
[8 empty] | 2766 | April | Winter | Weekday | 0 | 0 | 0 | 0 | 0 | 0 | 0 | 0 | 0 | 0 | 0 | 0 | 0 | 0 | 0 | 0 | 0 | 0 | 0 | 0 | 0 | 0 | 0 | 0 | 0 | 4.8 | 4.8 | 0 | 0 | 0
[8 empty] | 2767 | April | Winter | Weekday | 0 | 0 | 0 | 0 | 0 | 0 | 0 | 0 | 0 | 0 | 0 | 0 | 0 | 0 | 0 | 0 | 0 | 0 | 0 | 0 | 0 | 0 | 0 | 0 | 0 | 1.2 | 1.2 | 0 | 0 | 0
[8 empty] | 2768 | April | Winter | Weekday | 0 | 0 | 0 | 0 | 0 | 0 | 0 | 0 | 0 | 0 | 0 | 0 | 0 | 0 | 0 | 0 | 0 | 0 | 0 | 0 | 0 | 0 | 0 | 0 | 0 | 0 | 0 | 0 | 0 | 0
[8 empty] | 2769 | April | Winter | Weekday | 0 | 0 | 0 | 0 | 0 | 0 | 0 | 0 | 0 | 0 | 0 | 0 | 0 | 0 | 0 | 0 | 0 | 0 | 0 | 0 | 0 | 0 | 0 | 0 | 0 | 0 | 0 | 0 | 0 | 0
[8 empty] | 2770 | April | Winter | Weekday | 0 | 0 | 0 | 0 | 0 | 0 | 0 | 0 | 0 | 0 | 0 | 0 | 0 | 0 | 0 | 0 | 0 | 0 | 0 | 0 | 0 | 0 | 0 | 0 | 0 | 0 | 0 | 0 | 0 | 0
[8 empty] | 2771 | April | Winter | Weekday | 0 | 0 | 0 | 0 | 0 | 0 | 0 | 0 | 0 | 0 | 0 | 0 | 0 | 0 | 0 | 0 | 0 | 0 | 0 | 0 | 0 | 0 | 0 | 0 | 0 | 0 | 0 | 0 | 0 | 0
[8 empty] | 2772 | April | Winter | Weekday | 0 | 0 | 0 | 0 | 0 | 0 | 0 | 0 | 0 | 0 | 0 | 0 | 0 | 0 | 0 | 0 | 0 | 0 | 0 | 0 | 0 | 0 | 0 | 0 | 0 | 0 | 0 | 0 | 0 | 0
[8 empty] | 2773 | April | Winter | Weekday | 0 | 0 | 0 | 0 | 0 | 0 | 0 | 0 | 0 | 0 | 0 | 0 | 0 | 0 | 0 | 0 | 0 | 0 | 0 | 0 | 0 | 0 | 0 | 0 | 0 | 0 | 0 | 0 | 0 | 0
[8 empty] | 2774 | April | Winter | Weekday | 0 | 0 | 0 | 0 | 0 | 0 | 0 | 0 | 0 | 0 | 0 | 0 | 0 | 0 | 0 | 0 | 0 | 0 | 0 | 0 | 0 | 0 | 0 | 0 | 0 | 0 | 0 | 0 | 0 | 0
[8 empty] | 2775 | April | Winter | Weekday | 0 | 0 | 0 | 0 | 0 | 0 | 0 | 0 | 0 | 0 | 0 | 0 | 0 | 0 | 0 | 0 | 0 | 0 | 0 | 0 | 0 | 0 | 0 | 0 | 0 | 0 | 0 | 0 | 0 | 0
[8 empty] | 2776 | April | Winter | Weekday | 0 | 0 | 0 | 0 | 0 | 0 | 0 | 0 | 0 | 0 | 0 | 0 | 0 | 0 | 0 | 0 | 0 | 0 | 0 | 0 | 0 | 0 | 0 | 0 | 0 | 0 | 0 | 0 | 0 | 0
[8 empty] | 2777 | April | Winter | Weekday | 0 | 0 | 0 | 0 | 0 | 0 | 0 | 0 | 0 | 0 | 0 | 0 | 0 | 0 | 0 | 0 | 0 | 0 | 0 | 0 | 0 | 0 | 0 | 0 | 0 | 0 | 0 | 0 | 0 | 0
[8 empty] | 2778 | April | Winter | Weekday | 0 | 0 | 0 | 0 | 0 | 0 | 0 | 0 | 0 | 0 | 0 | 0 | 0 | 0 | 0 | 0 | 0 | 0 | 0 | 0 | 0 | 0 | 0 | 0 | 0 | 0 | 0 | 0 | 0 | 0
[8 empty] | 2779 | April | Winter | Weekday | 0 | 0 | 0 | 0 | 0 | 0 | 0 | 0 | 0 | 0 | 0 | 0 | 0 | 0 | 0 | 0 | 0 | 0 | 0 | 0 | 0 | 0 | 0 | 0 | 0 | 0 | 0 | 0 | 0 | 0
[8 empty] | 2780 | April | Winter | Weekday | 0 | 0 | 0 | 0 | 0 | 0 | 0 | 0 | 0 | 0 | 0 | 0 | 0 | 0 | 0 | 0 | 0 | 0 | 0 | 0 | 0 | 0 | 0 | 0 | 0 | 0 | 0 | 0 | 0 | 0
[8 empty] | 2781 | April | Winter | Weekday | 0 | 0 | 0 | 0 | 0 | 0 | 0 | 0 | 0 | 0 | 0 | 0 | 0 | 0 | 0 | 0 | 0 | 0 | 0 | 0 | 0 | 0 | 0 | 0 | 0 | 0 | 0 | 0 | 0 | 0
[8 empty] | 2782 | April | Winter | Weekday | 0 | 0 | 0 | 0 | 0 | 0 | 0 | 0 | 0 | 0 | 0 | 0 | 0 | 0 | 0 | 0 | 0 | 0 | 0 | 0 | 0 | 0 | 0 | 0 | 0 | 0 | 0 | 0 | 0 | 0
[8 empty] | 2783 | April | Winter | Weekday | 0 | 0 | 0 | 0 | 0 | 0 | 0 | 0 | 0 | 0 | 0 | 0 | 0 | 0 | 0 | 0 | 0 | 0 | 0 | 0 | 0 | 0 | 0 | 0 | 0 | 0 | 0 | 0 | 0 | 0
[8 empty] | 2784 | April | Winter | Weekday | 0 | 0 | 0 | 0 | 0 | 0 | 0 | 0 | 0 | 0 | 0 | 0 | 0 | 0 | 0 | 0 | 0 | 0 | 0 | 0 | 0 | 0 | 0 | 0 | 0 | 0 | 0 | 0 | 0 | 0
[8 empty] | 2785 | April | Winter | Weekday | 0 | 0 | 0 | 0 | 0 | 0 | 0 | 0 | 0 | 0 | 0 | 0 | 0 | 0 | 0 | 0 | 0 | 0 | 0 | 0 | 0 | 0 | 0 | 0 | 0 | 4.8 | 4.8 | 0 | 0 | 0
[8 empty] | 2786 | April | Winter | Weekday | 0 | 0 | 0 | 0 | 0 | 0 | 0 | 0 | 0 | 0 | 0 | 0 | 0 | 0 | 0 | 0 | 0 | 0 | 0 | 0 | 0 | 0 | 0 | 0 | 0 | 4.8 | 4.8 | 0 | 0 | 0
[8 empty] | 2787 | April | Winter | Weekday | 0 | 0 | 0 | 0 | 0 | 0 | 0 | 0 | 0 | 0 | 0 | 0 | 0 | 0 | 0 | 0 | 0 | 0 | 0 | 0 | 0 | 0 | 0 | 0 | 0 | 4.8 | 4.8 | 0 | 0 | 0
[8 empty] | 2788 | April | Winter | Weekday | 0 | 0 | 0 | 0 | 0 | 0 | 0 | 0 | 0 | 0 | 0 | 0 | 0 | 0 | 0 | 0 | 0 | 0 | 0 | 0 | 0 | 0 | 0 | 0 | 0 | 4.8 | 4.8 | 0 | 0 | 0
[8 empty] | 2789 | April | Winter | Weekday | 0 | 0 | 0 | 0 | 0 | 0 | 0 | 0 | 0 | 0 | 0 | 0 | 0 | 0 | 0 | 0 | 0 | 0 | 0 | 0 | 0 | 0 | 0 | 0 | 0 | 4.8 | 4.8 | 0 | 0 | 0
[8 empty] | 2790 | April | Winter | Weekday | 0 | 0 | 0 | 0 | 0 | 0 | 0 | 0 | 0 | 0 | 0 | 0 | 0 | 0 | 0 | 0 | 0 | 0 | 0 | 0 | 0 | 0 | 0 | 0 | 0 | 4.8 | 4.8 | 0 | 0 | 0
[8 empty] | 2791 | April | Winter | Weekday | 0 | 0 | 0 | 0 | 0 | 0 | 0 | 0 | 0 | 0 | 0 | 0 | 0 | 0 | 0 | 0 | 0 | 0 | 0 | 0 | 0 | 0 | 0 | 0 | 0 | 1.2 | 1.2 | 0 | 0 | 0
[8 empty] | 2792 | April | Winter | Weekday | 0 | 0 | 0 | 0 | 0 | 0 | 0 | 0 | 0 | 0 | 0 | 0 | 0 | 0 | 0 | 0 | 0 | 0 | 0 | 0 | 0 | 0 | 0 | 0 | 0 | 0 | 0 | 0 | 0 | 0
[8 empty] | 2793 | April | Winter | Weekday | 0 | 0 | 0 | 0 | 0 | 0 | 0 | 0 | 0 | 0 | 0 | 0 | 0 | 0 | 0 | 0 | 0 | 0 | 0 | 0 | 0 | 0 | 0 | 0 | 0 | 0 | 0 | 0 | 0 | 0
[8 empty] | 2794 | April | Winter | Weekday | 0 | 0 | 0 | 0 | 0 | 0 | 0 | 0 | 0 | 0 | 0 | 0 | 0 | 0 | 0 | 0 | 0 | 0 | 0 | 0 | 0 | 0 | 0 | 0 | 0 | 0 | 0 | 0 | 0 | 0
[8 empty] | 2795 | April | Winter | Weekday | 0 | 0 | 0 | 0 | 0 | 0 | 0 | 0 | 0 | 0 | 0 | 0 | 0 | 0 | 0 | 0 | 0 | 0 | 0 | 0 | 0 | 0 | 0 | 0 | 0 | 0 | 0 | 0 | 0 | 0
[8 empty] | 2796 | April | Winter | Weekday | 0 | 0 | 0 | 0 | 0 | 0 | 0 | 0 | 0 | 0 | 0 | 0 | 0 | 0 | 0 | 0 | 0 | 0 | 0 | 0 | 0 | 0 | 0 | 0 | 0 | 0 | 0 | 0 | 0 | 0
[8 empty] | 2797 | April | Winter | Weekday | 0 | 0 | 0 | 0 | 0 | 0 | 0 | 0 | 0 | 0 | 0 | 0 | 0 | 0 | 0 | 0 | 0 | 0 | 0 | 0 | 0 | 0 | 0 | 0 | 0 | 0 | 0 | 0 | 0 | 0
[8 empty] | 2798 | April | Winter | Weekday | 0 | 0 | 0 | 0 | 0 | 0 | 0 | 0 | 0 | 0 | 0 | 0 | 0 | 0 | 0 | 0 | 0 | 0 | 0 | 0 | 0 | 0 | 0 | 0 | 0 | 0 | 0 | 0 | 0 | 0
[8 empty] | 2799 | April | Winter | Weekday | 0 | 0 | 0 | 0 | 0 | 0 | 0 | 0 | 0 | 0 | 0 | 0 | 0 | 0 | 0 | 0 | 0 | 0 | 0 | 0 | 0 | 0 | 0 | 0 | 0 | 0 | 0 | 0 | 0 | 0
[8 empty] | 2800 | April | Winter | Weekday | 0 | 0 | 0 | 0 | 0 | 0 | 0 | 0 | 0 | 0 | 0 | 0 | 0 | 0 | 0 | 0 | 0 | 0 | 0 | 0 | 0 | 0 | 0 | 0 | 0 | 0 | 0 | 0 | 0 | 0
[8 empty] | 2801 | April | Winter | Weekday | 0 | 0 | 0 | 0 | 0 | 0 | 0 | 0 | 0 | 0 | 0 | 0 | 0 | 0 | 0 | 0 | 0 | 0 | 0 | 0 | 0 | 0 | 0 | 0 | 0 | 0 | 0 | 0 | 0 | 0
[8 empty] | 2802 | April | Winter | Weekday | 0 | 0 | 0 | 0 | 0 | 0 | 0 | 0 | 0 | 0 | 0 | 0 | 0 | 0 | 0 | 0 | 0 | 0 | 0 | 0 | 0 | 0 | 0 | 0 | 0 | 0 | 0 | 0 | 0 | 0
[8 empty] | 2803 | April | Winter | Weekday | 0 | 0 | 0 | 0 | 0 | 0 | 0 | 0 | 0 | 0 | 0 | 0 | 0 | 0 | 0 | 0 | 0 | 0 | 0 | 0 | 0 | 0 | 0 | 0 | 0 | 0 | 0 | 0 | 0 | 0
[8 empty] | 2804 | April | Winter | Weekday | 0 | 0 | 0 | 0 | 0 | 0 | 0 | 0 | 0 | 0 | 0 | 0 | 0 | 0 | 0 | 0 | 0 | 0 | 0 | 0 | 0 | 0 | 0 | 0 | 0 | 0 | 0 | 0 | 0 | 0
[8 empty] | 2805 | April | Winter | Weekday | 0 | 0 | 0 | 0 | 0 | 0 | 0 | 0 | 0 | 0 | 0 | 0 | 0 | 0 | 0 | 0 | 0 | 0 | 0 | 0 | 0 | 0 | 0 | 0 | 0 | 0 | 0 | 0 | 0 | 0
[8 empty] | 2806 | April | Winter | Weekday | 0 | 0 | 0 | 0 | 0 | 0 | 0 | 0 | 0 | 0 | 0 | 0 | 0 | 0 | 0 | 0 | 0 | 0 | 0 | 0 | 0 | 0 | 0 | 0 | 0 | 0 | 0 | 0 | 0 | 0
[8 empty] | 2807 | April | Winter | Weekday | 0 | 0 | 0 | 0 | 0 | 0 | 0 | 0 | 0 | 0 | 0 | 0 | 0 | 0 | 0 | 0 | 0 | 0 | 0 | 0 | 0 | 0 | 0 | 0 | 0 | 0 | 0 | 0 | 0 | 0
[8 empty] | 2808 | April | Winter | Weekday | 0 | 0 | 0 | 0 | 0 | 0 | 0 | 0 | 0 | 0 | 0 | 0 | 0 | 0 | 0 | 0 | 0 | 0 | 0 | 0 | 0 | 0 | 0 | 0 | 0 | 0 | 0 | 0 | 0 | 0
[8 empty] | 2809 | April | Winter | Weekday | 0 | 0 | 0 | 0 | 0 | 0 | 0 | 0 | 0 | 0 | 0 | 0 | 0 | 0 | 0 | 0 | 0 | 0 | 0 | 0 | 0 | 0 | 0 | 0 | 0 | 4.8 | 4.8 | 0 | 0 | 0
[8 empty] | 2810 | April | Winter | Weekday | 0 | 0 | 0 | 0 | 0 | 0 | 0 | 0 | 0 | 0 | 0 | 0 | 0 | 0 | 0 | 0 | 0 | 0 | 0 | 0 | 0 | 0 | 0 | 0 | 0 | 4.8 | 4.8 | 0 | 0 | 0
[8 empty] | 2811 | April | Winter | Weekday | 0 | 0 | 0 | 0 | 0 | 0 | 0 | 0 | 0 | 0 | 0 | 0 | 0 | 0 | 0 | 0 | 0 | 0 | 0 | 0 | 0 | 0 | 0 | 0 | 0 | 4.8 | 4.8 | 0 | 0 | 0
[8 empty] | 2812 | April | Winter | Weekday | 0 | 0 | 0 | 0 | 0 | 0 | 0 | 0 | 0 | 0 | 0 | 0 | 0 | 0 | 0 | 0 | 0 | 0 | 0 | 0 | 0 | 0 | 0 | 0 | 0 | 4.8 | 4.8 | 0 | 0 | 0
[8 empty] | 2813 | April | Winter | Weekday | 0 | 0 | 0 | 0 | 0 | 0 | 0 | 0 | 0 | 0 | 0 | 0 | 0 | 0 | 0 | 0 | 0 | 0 | 0 | 0 | 0 | 0 | 0 | 0 | 0 | 4.8 | 4.8 | 0 | 0 | 0
[8 empty] | 2814 | April | Winter | Weekday | 0 | 0 | 0 | 0 | 0 | 0 | 0 | 0 | 0 | 0 | 0 | 0 | 0 | 0 | 0 | 0 | 0 | 0 | 0 | 0 | 0 | 0 | 0 | 0 | 0 | 4.8 | 4.8 | 0 | 0 | 0
[8 empty] | 2815 | April | Winter | Weekday | 0 | 0 | 0 | 0 | 0 | 0 | 0 | 0 | 0 | 0 | 0 | 0 | 0 | 0 | 0 | 0 | 0 | 0 | 0 | 0 | 0 | 0 | 0 | 0 | 0 | 1.2 | 1.2 | 0 | 0 | 0
[8 empty] | 2816 | April | Winter | Weekday | 0 | 0 | 0 | 0 | 0 | 0 | 0 | 0 | 0 | 0 | 0 | 0 | 0 | 0 | 0 | 0 | 0 | 0 | 0 | 0 | 0 | 0 | 0 | 0 | 0 | 0 | 0 | 0 | 0 | 0
[8 empty] | 2817 | April | Winter | Weekday | 0 | 0 | 0 | 0 | 0 | 0 | 0 | 0 | 0 | 0 | 0 | 0 | 0 | 0 | 0 | 0 | 0 | 0 | 0 | 0 | 0 | 0 | 0 | 0 | 0 | 0 | 0 | 0 | 0 | 0
[8 empty] | 2818 | April | Winter | Weekday | 0 | 0 | 0 | 0 | 0 | 0 | 0 | 0 | 0 | 0 | 0 | 0 | 0 | 0 | 0 | 0 | 0 | 0 | 0 | 0 | 0 | 0 | 0 | 0 | 0 | 0 | 0 | 0 | 0 | 0
[8 empty] | 2819 | April | Winter | Weekday | 0 | 0 | 0 | 0 | 0 | 0 | 0 | 0 | 0 | 0 | 0 | 0 | 0 | 0 | 0 | 0 | 0 | 0 | 0 | 0 | 0 | 0 | 0 | 0 | 0 | 0 | 0 | 0 | 0 | 0
[8 empty] | 2820 | April | Winter | Weekday | 0 | 0 | 0 | 0 | 0 | 0 | 0 | 0 | 0 | 0 | 0 | 0 | 0 | 0 | 0 | 0 | 0 | 0 | 0 | 0 | 0 | 0 | 0 | 0 | 0 | 0 | 0 | 0 | 0 | 0
[8 empty] | 2821 | April | Winter | Weekday | 0 | 0 | 0 | 0 | 0 | 0 | 0 | 0 | 0 | 0 | 0 | 0 | 0 | 0 | 0 | 0 | 0 | 0 | 0 | 0 | 0 | 0 | 0 | 0 | 0 | 0 | 0 | 0 | 0 | 0
[8 empty] | 2822 | April | Winter | Weekday | 0 | 0 | 0 | 0 | 0 | 0 | 0 | 0 | 0 | 0 | 0 | 0 | 0 | 0 | 0 | 0 | 0 | 0 | 0 | 0 | 0 | 0 | 0 | 0 | 0 | 0 | 0 | 0 | 0 | 0
[8 empty] | 2823 | April | Winter | Weekday | 0 | 0 | 0 | 0 | 0 | 0 | 0 | 0 | 0 | 0 | 0 | 0 | 0 | 0 | 0 | 0 | 0 | 0 | 0 | 0 | 0 | 0 | 0 | 0 | 0 | 0 | 0 | 0 | 0 | 0
[8 empty] | 2824 | April | Winter | Weekday | 0 | 0 | 0 | 0 | 0 | 0 | 0 | 0 | 0 | 0 | 0 | 0 | 0 | 0 | 0 | 0 | 0 | 0 | 0 | 0 | 0 | 0 | 0 | 0 | 0 | 0 | 0 | 0 | 0 | 0
[8 empty] | 2825 | April | Winter | Weekday | 0 | 0 | 0 | 0 | 0 | 0 | 0 | 0 | 0 | 0 | 0 | 0 | 0 | 0 | 0 | 0 | 0 | 0 | 0 | 0 | 0 | 0 | 0 | 0 | 0 | 0 | 0 | 0 | 0 | 0
[8 empty] | 2826 | April | Winter | Weekday | 0 | 0 | 0 | 0 | 0 | 0 | 0 | 0 | 0 | 0 | 0 | 0 | 0 | 0 | 0 | 0 | 0 | 0 | 0 | 0 | 0 | 0 | 0 | 0 | 0 | 0 | 0 | 0 | 0 | 0
[8 empty] | 2827 | April | Winter | Weekday | 0 | 0 | 0 | 0 | 0 | 0 | 0 | 0 | 0 | 0 | 0 | 0 | 0 | 0 | 0 | 0 | 0 | 0 | 0 | 0 | 0 | 0 | 0 | 0 | 0 | 0 | 0 | 0 | 0 | 0
[8 empty] | 2828 | April | Winter | Weekday | 0 | 0 | 0 | 0 | 0 | 0 | 0 | 0 | 0 | 0 | 0 | 0 | 0 | 0 | 0 | 0 | 0 | 0 | 0 | 0 | 0 | 0 | 0 | 0 | 0 | 0 | 0 | 0 | 0 | 0
[8 empty] | 2829 | April | Winter | Weekday | 0 | 0 | 0 | 0 | 0 | 0 | 0 | 0 | 0 | 0 | 0 | 0 | 0 | 0 | 0 | 0 | 0 | 0 | 0 | 0 | 0 | 0 | 0 | 0 | 0 | 0 | 0 | 0 | 0 | 0
[8 empty] | 2830 | April | Winter | Weekday | 0 | 0 | 0 | 0 | 0 | 0 | 0 | 0 | 0 | 0 | 0 | 0 | 0 | 0 | 0 | 0 | 0 | 0 | 0 | 0 | 0 | 0 | 0 | 0 | 0 | 0 | 0 | 0 | 0 | 0
[8 empty] | 2831 | April | Winter | Weekday | 0 | 0 | 0 | 0 | 0 | 0 | 0 | 0 | 0 | 0 | 0 | 0 | 0 | 0 | 0 | 0 | 0 | 0 | 0 | 0 | 0 | 0 | 0 | 0 | 0 | 0 | 0 | 0 | 0 | 0
[8 empty] | 2832 | April | Winter | Weekday | 0 | 0 | 0 | 0 | 0 | 0 | 0 | 0 | 0 | 0 | 0 | 0 | 0 | 0 | 0 | 0 | 0 | 0 | 0 | 0 | 0 | 0 | 0 | 0 | 0 | 0 | 0 | 0 | 0 | 0
[8 empty] | 2833 | April | Winter | Weekend | 0 | 0 | 0 | 0 | 0 | 0 | 0 | 0 | 0 | 0 | 0 | 0 | 0 | 0 | 0 | 0 | 0 | 0 | 0 | 0 | 0 | 0 | 0 | 0 | 0 | 4.8 | 4.8 | 0 | 0 | 0
[8 empty] | 2834 | April | Winter | Weekend | 0 | 0 | 0 | 0 | 0 | 0 | 0 | 0 | 0 | 0 | 0 | 0 | 0 | 0 | 0 | 0 | 0 | 0 | 0 | 0 | 0 | 0 | 0 | 0 | 0 | 4.8 | 4.8 | 0 | 0 | 0
[8 empty] | 2835 | April | Winter | Weekend | 0 | 0 | 0 | 0 | 0 | 0 | 0 | 0 | 0 | 0 | 0 | 0 | 0 | 0 | 0 | 0 | 0 | 0 | 0 | 0 | 0 | 0 | 0 | 0 | 0 | 4.8 | 4.8 | 0 | 0 | 0
[8 empty] | 2836 | April | Winter | Weekend | 0 | 0 | 0 | 0 | 0 | 0 | 0 | 0 | 0 | 0 | 0 | 0 | 0 | 0 | 0 | 0 | 0 | 0 | 0 | 0 | 0 | 0 | 0 | 0 | 0 | 4.8 | 4.8 | 0 | 0 | 0
[8 empty] | 2837 | April | Winter | Weekend | 0 | 0 | 0 | 0 | 0 | 0 | 0 | 0 | 0 | 0 | 0 | 0 | 0 | 0 | 0 | 0 | 0 | 0 | 0 | 0 | 0 | 0 | 0 | 0 | 0 | 4.8 | 4.8 | 0 | 0 | 0
[8 empty] | 2838 | April | Winter | Weekend | 0 | 0 | 0 | 0 | 0 | 0 | 0 | 0 | 0 | 0 | 0 | 0 | 0 | 0 | 0 | 0 | 0 | 0 | 0 | 0 | 0 | 0 | 0 | 0 | 0 | 4.8 | 4.8 | 0 | 0 | 0
[8 empty] | 2839 | April | Winter | Weekend | 0 | 0 | 0 | 0 | 0 | 0 | 0 | 0 | 0 | 0 | 0 | 0 | 0 | 0 | 0 | 0 | 0 | 0 | 0 | 0 | 0 | 0 | 0 | 0 | 0 | 1.2 | 1.2 | 0 | 0 | 0
[8 empty] | 2840 | April | Winter | Weekend | 0 | 0 | 0 | 0 | 0 | 0 | 0 | 0 | 0 | 0 | 0 | 0 | 0 | 0 | 0 | 0 | 0 | 0 | 0 | 0 | 0 | 0 | 0 | 0 | 0 | 0 | 0 | 0 | 0 | 0
[8 empty] | 2841 | April | Winter | Weekend | 0 | 0 | 0 | 0 | 0 | 0 | 0 | 0 | 0 | 0 | 0 | 0 | 0 | 0 | 0 | 0 | 0 | 0 | 0 | 0 | 0 | 0 | 0 | 0 | 0 | 0 | 0 | 0 | 0 | 0
[8 empty] | 2842 | April | Winter | Weekend | 0 | 0 | 0 | 0 | 0 | 0 | 0 | 0 | 0 | 0 | 0 | 0 | 0 | 0 | 0 | 0 | 0 | 0 | 0 | 0 | 0 | 0 | 0 | 0 | 0 | 0 | 0 | 0 | 0 | 0
[8 empty] | 2843 | April | Winter | Weekend | 0 | 0 | 0 | 0 | 0 | 0 | 0 | 0 | 0 | 0 | 0 | 0 | 0 | 0 | 0 | 0 | 0 | 0 | 0 | 0 | 0 | 0 | 0 | 0 | 0 | 0 | 0 | 0 | 0 | 0
[8 empty] | 2844 | April | Winter | Weekend | 0 | 0 | 0 | 0 | 0 | 0 | 0 | 0 | 0 | 0 | 0 | 0 | 0 | 0 | 0 | 0 | 0 | 0 | 0 | 0 | 0 | 0 | 0 | 0 | 0 | 0 | 0 | 0 | 0 | 0
[8 empty] | 2845 | April | Winter | Weekend | 0 | 0 | 0 | 0 | 0 | 0 | 0 | 0 | 0 | 0 | 0 | 0 | 0 | 0 | 0 | 0 | 0 | 0 | 0 | 0 | 0 | 0 | 0 | 0 | 0 | 0 | 0 | 0 | 0 | 0
[8 empty] | 2846 | April | Winter | Weekend | 0 | 0 | 0 | 0 | 0 | 0 | 0 | 0 | 0 | 0 | 0 | 0 | 0 | 0 | 0 | 0 | 0 | 0 | 0 | 0 | 0 | 0 | 0 | 0 | 0 | 0 | 0 | 0 | 0 | 0
[8 empty] | 2847 | April | Winter | Weekend | 0 | 0 | 0 | 0 | 0 | 0 | 0 | 0 | 0 | 0 | 0 | 0 | 0 | 0 | 0 | 0 | 0 | 0 | 0 | 0 | 0 | 0 | 0 | 0 | 0 | 0 | 0 | 0 | 0 | 0
[8 empty] | 2848 | April | Winter | Weekend | 0 | 0 | 0 | 0 | 0 | 0 | 0 | 0 | 0 | 0 | 0 | 0 | 0 | 0 | 0 | 0 | 0 | 0 | 0 | 0 | 0 | 0 | 0 | 0 | 0 | 0 | 0 | 0 | 0 | 0
[8 empty] | 2849 | April | Winter | Weekend | 0 | 0 | 0 | 0 | 0 | 0 | 0 | 0 | 0 | 0 | 0 | 0 | 0 | 0 | 0 | 0 | 0 | 0 | 0 | 0 | 0 | 0 | 0 | 0 | 0 | 0 | 0 | 0 | 0 | 0
[8 empty] | 2850 | April | Winter | Weekend | 0 | 0 | 0 | 0 | 0 | 0 | 0 | 0 | 0 | 0 | 0 | 0 | 0 | 0 | 0 | 0 | 0 | 0 | 0 | 0 | 0 | 0 | 0 | 0 | 0 | 0 | 0 | 0 | 0 | 0
[8 empty] | 2851 | April | Winter | Weekend | 0 | 0 | 0 | 0 | 0 | 0 | 0 | 0 | 0 | 0 | 0 | 0 | 0 | 0 | 0 | 0 | 0 | 0 | 0 | 0 | 0 | 0 | 0 | 0 | 0 | 0 | 0 | 0 | 0 | 0
[8 empty] | 2852 | April | Winter | Weekend | 0 | 0 | 0 | 0 | 0 | 0 | 0 | 0 | 0 | 0 | 0 | 0 | 0 | 0 | 0 | 0 | 0 | 0 | 0 | 0 | 0 | 0 | 0 | 0 | 0 | 0 | 0 | 0 | 0 | 0
[8 empty] | 2853 | April | Winter | Weekend | 0 | 0 | 0 | 0 | 0 | 0 | 0 | 0 | 0 | 0 | 0 | 0 | 0 | 0 | 0 | 0 | 0 | 0 | 0 | 0 | 0 | 0 | 0 | 0 | 0 | 0 | 0 | 0 | 0 | 0
[8 empty] | 2854 | April | Winter | Weekend | 0 | 0 | 0 | 0 | 0 | 0 | 0 | 0 | 0 | 0 | 0 | 0 | 0 | 0 | 0 | 0 | 0 | 0 | 0 | 0 | 0 | 0 | 0 | 0 | 0 | 0 | 0 | 0 | 0 | 0
[8 empty] | 2855 | April | Winter | Weekend | 0 | 0 | 0 | 0 | 0 | 0 | 0 | 0 | 0 | 0 | 0 | 0 | 0 | 0 | 0 | 0 | 0 | 0 | 0 | 0 | 0 | 0 | 0 | 0 | 0 | 0 | 0 | 0 | 0 | 0
[8 empty] | 2856 | April | Winter | Weekend | 0 | 0 | 0 | 0 | 0 | 0 | 0 | 0 | 0 | 0 | 0 | 0 | 0 | 0 | 0 | 0 | 0 | 0 | 0 | 0 | 0 | 0 | 0 | 0 | 0 | 0 | 0 | 0 | 0 | 0
[8 empty] | 2857 | April | Winter | Weekend | 0 | 0 | 0 | 0 | 0 | 0 | 0 | 0 | 0 | 0 | 0 | 0 | 0 | 0 | 0 | 0 | 0 | 0 | 0 | 0 | 0 | 0 | 0 | 0 | 0 | 4.8 | 4.8 | 0 | 0 | 0
[8 empty] | 2858 | April | Winter | Weekend | 0 | 0 | 0 | 0 | 0 | 0 | 0 | 0 | 0 | 0 | 0 | 0 | 0 | 0 | 0 | 0 | 0 | 0 | 0 | 0 | 0 | 0 | 0 | 0 | 0 | 4.8 | 4.8 | 0 | 0 | 0
[8 empty] | 2859 | April | Winter | Weekend | 0 | 0 | 0 | 0 | 0 | 0 | 0 | 0 | 0 | 0 | 0 | 0 | 0 | 0 | 0 | 0 | 0 | 0 | 0 | 0 | 0 | 0 | 0 | 0 | 0 | 4.8 | 4.8 | 0 | 0 | 0
[8 empty] | 2860 | April | Winter | Weekend | 0 | 0 | 0 | 0 | 0 | 0 | 0 | 0 | 0 | 0 | 0 | 0 | 0 | 0 | 0 | 0 | 0 | 0 | 0 | 0 | 0 | 0 | 0 | 0 | 0 | 4.8 | 4.8 | 0 | 0 | 0
[8 empty] | 2861 | April | Winter | Weekend | 0 | 0 | 0 | 0 | 0 | 0 | 0 | 0 | 0 | 0 | 0 | 0 | 0 | 0 | 0 | 0 | 0 | 0 | 0 | 0 | 0 | 0 | 0 | 0 | 0 | 4.8 | 4.8 | 0 | 0 | 0
[8 empty] | 2862 | April | Winter | Weekend | 0 | 0 | 0 | 0 | 0 | 0 | 0 | 0 | 0 | 0 | 0 | 0 | 0 | 0 | 0 | 0 | 0 | 0 | 0 | 0 | 0 | 0 | 0 | 0 | 0 | 4.8 | 4.8 | 0 | 0 | 0
[8 empty] | 2863 | April | Winter | Weekend | 0 | 0 | 0 | 0 | 0 | 0 | 0 | 0 | 0 | 0 | 0 | 0 | 0 | 0 | 0 | 0 | 0 | 0 | 0 | 0 | 0 | 0 | 0 | 0 | 0 | 1.2 | 1.2 | 0 | 0 | 0
[8 empty] | 2864 | April | Winter | Weekend | 0 | 0 | 0 | 0 | 0 | 0 | 0 | 0 | 0 | 0 | 0 | 0 | 0 | 0 | 0 | 0 | 0 | 0 | 0 | 0 | 0 | 0 | 0 | 0 | 0 | 0 | 0 | 0 | 0 | 0
[8 empty] | 2865 | April | Winter | Weekend | 0 | 0 | 0 | 0 | 0 | 0 | 0 | 0 | 0 | 0 | 0 | 0 | 0 | 0 | 0 | 0 | 0 | 0 | 0 | 0 | 0 | 0 | 0 | 0 | 0 | 0 | 0 | 0 | 0 | 0
[8 empty] | 2866 | April | Winter | Weekend | 0 | 0 | 0 | 0 | 0 | 0 | 0 | 0 | 0 | 0 | 0 | 0 | 0 | 0 | 0 | 0 | 0 | 0 | 0 | 0 | 0 | 0 | 0 | 0 | 0 | 0 | 0 | 0 | 0 | 0
[8 empty] | 2867 | April | Winter | Weekend | 0 | 0 | 0 | 0 | 0 | 0 | 0 | 0 | 0 | 0 | 0 | 0 | 0 | 0 | 0 | 0 | 0 | 0 | 0 | 0 | 0 | 0 | 0 | 0 | 0 | 0 | 0 | 0 | 0 | 0
[8 empty] | 2868 | April | Winter | Weekend | 0 | 0 | 0 | 0 | 0 | 0 | 0 | 0 | 0 | 0 | 0 | 0 | 0 | 0 | 0 | 0 | 0 | 0 | 0 | 0 | 0 | 0 | 0 | 0 | 0 | 0 | 0 | 0 | 0 | 0
[8 empty] | 2869 | April | Winter | Weekend | 0 | 0 | 0 | 0 | 0 | 0 | 0 | 0 | 0 | 0 | 0 | 0 | 0 | 0 | 0 | 0 | 0 | 0 | 0 | 0 | 0 | 0 | 0 | 0 | 0 | 0 | 0 | 0 | 0 | 0
[8 empty] | 2870 | April | Winter | Weekend | 0 | 0 | 0 | 0 | 0 | 0 | 0 | 0 | 0 | 0 | 0 | 0 | 0 | 0 | 0 | 0 | 0 | 0 | 0 | 0 | 0 | 0 | 0 | 0 | 0 | 0 | 0 | 0 | 0 | 0
[8 empty] | 2871 | April | Winter | Weekend | 0 | 0 | 0 | 0 | 0 | 0 | 0 | 0 | 0 | 0 | 0 | 0 | 0 | 0 | 0 | 0 | 0 | 0 | 0 | 0 | 0 | 0 | 0 | 0 | 0 | 0 | 0 | 0 | 0 | 0
[8 empty] | 2872 | April | Winter | Weekend | 0 | 0 | 0 | 0 | 0 | 0 | 0 | 0 | 0 | 0 | 0 | 0 | 0 | 0 | 0 | 0 | 0 | 0 | 0 | 0 | 0 | 0 | 0 | 0 | 0 | 0 | 0 | 0 | 0 | 0
[8 empty] | 2873 | April | Winter | Weekend | 0 | 0 | 0 | 0 | 0 | 0 | 0 | 0 | 0 | 0 | 0 | 0 | 0 | 0 | 0 | 0 | 0 | 0 | 0 | 0 | 0 | 0 | 0 | 0 | 0 | 0 | 0 | 0 | 0 | 0
[8 empty] | 2874 | April | Winter | Weekend | 0 | 0 | 0 | 0 | 0 | 0 | 0 | 0 | 0 | 0 | 0 | 0 | 0 | 0 | 0 | 0 | 0 | 0 | 0 | 0 | 0 | 0 | 0 | 0 | 0 | 0 | 0 | 0 | 0 | 0
[8 empty] | 2875 | April | Winter | Weekend | 0 | 0 | 0 | 0 | 0 | 0 | 0 | 0 | 0 | 0 | 0 | 0 | 0 | 0 | 0 | 0 | 0 | 0 | 0 | 0 | 0 | 0 | 0 | 0 | 0 | 0 | 0 | 0 | 0 | 0
[8 empty] | 2876 | April | Winter | Weekend | 0 | 0 | 0 | 0 | 0 | 0 | 0 | 0 | 0 | 0 | 0 | 0 | 0 | 0 | 0 | 0 | 0 | 0 | 0 | 0 | 0 | 0 | 0 | 0 | 0 | 0 | 0 | 0 | 0 | 0
[8 empty] | 2877 | April | Winter | Weekend | 0 | 0 | 0 | 0 | 0 | 0 | 0 | 0 | 0 | 0 | 0 | 0 | 0 | 0 | 0 | 0 | 0 | 0 | 0 | 0 | 0 | 0 | 0 | 0 | 0 | 0 | 0 | 0 | 0 | 0
[8 empty] | 2878 | April | Winter | Weekend | 0 | 0 | 0 | 0 | 0 | 0 | 0 | 0 | 0 | 0 | 0 | 0 | 0 | 0 | 0 | 0 | 0 | 0 | 0 | 0 | 0 | 0 | 0 | 0 | 0 | 0 | 0 | 0 | 0 | 0
[8 empty] | 2879 | April | Winter | Weekend | 0 | 0 | 0 | 0 | 0 | 0 | 0 | 0 | 0 | 0 | 0 | 0 | 0 | 0 | 0 | 0 | 0 | 0 | 0 | 0 | 0 | 0 | 0 | 0 | 0 | 0 | 0 | 0 | 0 | 0
[8 empty] | 2880 | April | Winter | Weekend | 0 | 0 | 0 | 0 | 0 | 0 | 0 | 0 | 0 | 0 | 0 | 0 | 0 | 0 | 0 | 0 | 0 | 0 | 0 | 0 | 0 | 0 | 0 | 0 | 0 | 0 | 0 | 0 | 0 | 0
[8 empty] | 2881 | May | Summer | Weekday | 0 | 0 | 0 | 0 | 0 | 0 | 0 | 0 | 0 | 0 | 0 | 0 | 0 | 0 | 0 | 0 | 0 | 0 | 0 | 0 | 0 | 0 | 0 | 0 | 0 | 4.8 | 4.8 | 0 | 0 | 0
[8 empty] | 2882 | May | Summer | Weekday | 0 | 0 | 0 | 0 | 0 | 0 | 0 | 0 | 0 | 0 | 0 | 0 | 0 | 0 | 0 | 0 | 0 | 0 | 0 | 0 | 0 | 0 | 0 | 0 | 0 | 4.8 | 4.8 | 0 | 0 | 0
[8 empty] | 2883 | May | Summer | Weekday | 0 | 0 | 0 | 0 | 0 | 0 | 0 | 0 | 0 | 0 | 0 | 0 | 0 | 0 | 0 | 0 | 0 | 0 | 0 | 0 | 0 | 0 | 0 | 0 | 0 | 4.8 | 4.8 | 0 | 0 | 0
[8 empty] | 2884 | May | Summer | Weekday | 0 | 0 | 0 | 0 | 0 | 0 | 0 | 0 | 0 | 0 | 0 | 0 | 0 | 0 | 0 | 0 | 0 | 0 | 0 | 0 | 0 | 0 | 0 | 0 | 0 | 4.8 | 4.8 | 0 | 0 | 0
[8 empty] | 2885 | May | Summer | Weekday | 0 | 0 | 0 | 0 | 0 | 0 | 0 | 0 | 0 | 0 | 0 | 0 | 0 | 0 | 0 | 0 | 0 | 0 | 0 | 0 | 0 | 0 | 0 | 0 | 0 | 4.8 | 4.8 | 0 | 0 | 0
[8 empty] | 2886 | May | Summer | Weekday | 0 | 0 | 0 | 0 | 0 | 0 | 0 | 0 | 0 | 0 | 0 | 0 | 0 | 0 | 0 | 0 | 0 | 0 | 0 | 0 | 0 | 0 | 0 | 0 | 0 | 4.8 | 4.8 | 0 | 0 | 0
[8 empty] | 2887 | May | Summer | Weekday | 0 | 0 | 0 | 0 | 0 | 0 | 0 | 0 | 0 | 0 | 0 | 0 | 0 | 0 | 0 | 0 | 0 | 0 | 0 | 0 | 0 | 0 | 0 | 0 | 0 | 1.2 | 1.2 | 0 | 0 | 0
[8 empty] | 2888 | May | Summer | Weekday | 0 | 0 | 0 | 0 | 0 | 0 | 0 | 0 | 0 | 0 | 0 | 0 | 0 | 0 | 0 | 0 | 0 | 0 | 0 | 0 | 0 | 0 | 0 | 0 | 0 | 0 | 0 | 0 | 0 | 0
[8 empty] | 2889 | May | Summer | Weekday | 0 | 0 | 0 | 0 | 0 | 0 | 0 | 0 | 0 | 0 | 0 | 0 | 0 | 0 | 0 | 0 | 0 | 0 | 0 | 0 | 0 | 0 | 0 | 0 | 0 | 0 | 0 | 0 | 0 | 0
[8 empty] | 2890 | May | Summer | Weekday | 0 | 0 | 0 | 0 | 0 | 0 | 0 | 0 | 0 | 0 | 0 | 0 | 0 | 0 | 0 | 0 | 0 | 0 | 0 | 0 | 0 | 0 | 0 | 0 | 0 | 0 | 0 | 0 | 0 | 0
[8 empty] | 2891 | May | Summer | Weekday | 0 | 0 | 0 | 0 | 0 | 0 | 0 | 0 | 0 | 0 | 0 | 0 | 0 | 0 | 0 | 0 | 0 | 0 | 0 | 0 | 0 | 0 | 0 | 0 | 0 | 0 | 0 | 0 | 0 | 0
[8 empty] | 2892 | May | Summer | Weekday | 0 | 0 | 0 | 0 | 0 | 0 | 0 | 0 | 0 | 0 | 0 | 0 | 0 | 0 | 0 | 0 | 0 | 0 | 0 | 0 | 0 | 0 | 0 | 0 | 0 | 0 | 0 | 0 | 0 | 0
[8 empty] | 2893 | May | Summer | Weekday | 0 | 0 | 0 | 0 | 0 | 0 | 0 | 0 | 0 | 0 | 0 | 0 | 0 | 0 | 0 | 0 | 0 | 0 | 0 | 0 | 0 | 0 | 0 | 0 | 0 | 0 | 0 | 0 | 0 | 0
[8 empty] | 2894 | May | Summer | Weekday | 0 | 0 | 0 | 0 | 0 | 0 | 0 | 0 | 0 | 0 | 0 | 0 | 0 | 0 | 0 | 0 | 0 | 0 | 0 | 0 | 0 | 0 | 0 | 0 | 0 | 0 | 0 | 0 | 0 | 0
[8 empty] | 2895 | May | Summer | Weekday | 0 | 0 | 0 | 0 | 0 | 0 | 0 | 0 | 0 | 0 | 0 | 0 | 0 | 0 | 0 | 0 | 0 | 0 | 0 | 0 | 0 | 0 | 0 | 0 | 0 | 0 | 0 | 0 | 0 | 0
[8 empty] | 2896 | May | Summer | Weekday | 0 | 0 | 0 | 0 | 0 | 0 | 0 | 0 | 0 | 0 | 0 | 0 | 0 | 0 | 0 | 0 | 0 | 0 | 0 | 0 | 0 | 0 | 0 | 0 | 0 | 0 | 0 | 0 | 0 | 0
[8 empty] | 2897 | May | Summer | Weekday | 0 | 0 | 0 | 0 | 0 | 0 | 0 | 0 | 0 | 0 | 0 | 0 | 0 | 0 | 0 | 0 | 0 | 0 | 0 | 0 | 0 | 0 | 0 | 0 | 0 | 0 | 0 | 0 | 0 | 0
[8 empty] | 2898 | May | Summer | Weekday | 0 | 0 | 0 | 0 | 0 | 0 | 0 | 0 | 0 | 0 | 0 | 0 | 0 | 0 | 0 | 0 | 0 | 0 | 0 | 0 | 0 | 0 | 0 | 0 | 0 | 0 | 0 | 0 | 0 | 0
[8 empty] | 2899 | May | Summer | Weekday | 0 | 0 | 0 | 0 | 0 | 0 | 0 | 0 | 0 | 0 | 0 | 0 | 0 | 0 | 0 | 0 | 0 | 0 | 0 | 0 | 0 | 0 | 0 | 0 | 0 | 0 | 0 | 0 | 0 | 0
[8 empty] | 2900 | May | Summer | Weekday | 0 | 0 | 0 | 0 | 0 | 0 | 0 | 0 | 0 | 0 | 0 | 0 | 0 | 0 | 0 | 0 | 0 | 0 | 0 | 0 | 0 | 0 | 0 | 0 | 0 | 0 | 0 | 0 | 0 | 0
[8 empty] | 2901 | May | Summer | Weekday | 0 | 0 | 0 | 0 | 0 | 0 | 0 | 0 | 0 | 0 | 0 | 0 | 0 | 0 | 0 | 0 | 0 | 0 | 0 | 0 | 0 | 0 | 0 | 0 | 0 | 0 | 0 | 0 | 0 | 0
[8 empty] | 2902 | May | Summer | Weekday | 0 | 0 | 0 | 0 | 0 | 0 | 0 | 0 | 0 | 0 | 0 | 0 | 0 | 0 | 0 | 0 | 0 | 0 | 0 | 0 | 0 | 0 | 0 | 0 | 0 | 0 | 0 | 0 | 0 | 0
[8 empty] | 2903 | May | Summer | Weekday | 0 | 0 | 0 | 0 | 0 | 0 | 0 | 0 | 0 | 0 | 0 | 0 | 0 | 0 | 0 | 0 | 0 | 0 | 0 | 0 | 0 | 0 | 0 | 0 | 0 | 0 | 0 | 0 | 0 | 0
[8 empty] | 2904 | May | Summer | Weekday | 0 | 0 | 0 | 0 | 0 | 0 | 0 | 0 | 0 | 0 | 0 | 0 | 0 | 0 | 0 | 0 | 0 | 0 | 0 | 0 | 0 | 0 | 0 | 0 | 0 | 0 | 0 | 0 | 0 | 0
[8 empty] | 2905 | May | Summer | Weekday | 0 | 0 | 0 | 0 | 0 | 0 | 0 | 0 | 0 | 0 | 0 | 0 | 0 | 0 | 0 | 0 | 0 | 0 | 0 | 0 | 0 | 0 | 0 | 0 | 0 | 4.8 | 4.8 | 0 | 0 | 0
[8 empty] | 2906 | May | Summer | Weekday | 0 | 0 | 0 | 0 | 0 | 0 | 0 | 0 | 0 | 0 | 0 | 0 | 0 | 0 | 0 | 0 | 0 | 0 | 0 | 0 | 0 | 0 | 0 | 0 | 0 | 4.8 | 4.8 | 0 | 0 | 0
[8 empty] | 2907 | May | Summer | Weekday | 0 | 0 | 0 | 0 | 0 | 0 | 0 | 0 | 0 | 0 | 0 | 0 | 0 | 0 | 0 | 0 | 0 | 0 | 0 | 0 | 0 | 0 | 0 | 0 | 0 | 4.8 | 4.8 | 0 | 0 | 0
[8 empty] | 2908 | May | Summer | Weekday | 0 | 0 | 0 | 0 | 0 | 0 | 0 | 0 | 0 | 0 | 0 | 0 | 0 | 0 | 0 | 0 | 0 | 0 | 0 | 0 | 0 | 0 | 0 | 0 | 0 | 4.8 | 4.8 | 0 | 0 | 0
[8 empty] | 2909 | May | Summer | Weekday | 0 | 0 | 0 | 0 | 0 | 0 | 0 | 0 | 0 | 0 | 0 | 0 | 0 | 0 | 0 | 0 | 0 | 0 | 0 | 0 | 0 | 0 | 0 | 0 | 0 | 4.8 | 4.8 | 0 | 0 | 0
[8 empty] | 2910 | May | Summer | Weekday | 0 | 0 | 0 | 0 | 0 | 0 | 0 | 0 | 0 | 0 | 0 | 0 | 0 | 0 | 0 | 0 | 0 | 0 | 0 | 0 | 0 | 0 | 0 | 0 | 0 | 4.8 | 4.8 | 0 | 0 | 0
[8 empty] | 2911 | May | Summer | Weekday | 0 | 0 | 0 | 0 | 0 | 0 | 0 | 0 | 0 | 0 | 0 | 0 | 0 | 0 | 0 | 0 | 0 | 0 | 0 | 0 | 0 | 0 | 0 | 0 | 0 | 1.2 | 1.2 | 0 | 0 | 0
[8 empty] | 2912 | May | Summer | Weekday | 0 | 0 | 0 | 0 | 0 | 0 | 0 | 0 | 0 | 0 | 0 | 0 | 0 | 0 | 0 | 0 | 0 | 0 | 0 | 0 | 0 | 0 | 0 | 0 | 0 | 0 | 0 | 0 | 0 | 0
[8 empty] | 2913 | May | Summer | Weekday | 0 | 0 | 0 | 0 | 0 | 0 | 0 | 0 | 0 | 0 | 0 | 0 | 0 | 0 | 0 | 0 | 0 | 0 | 0 | 0 | 0 | 0 | 0 | 0 | 0 | 0 | 0 | 0 | 0 | 0
[8 empty] | 2914 | May | Summer | Weekday | 0 | 0 | 0 | 0 | 0 | 0 | 0 | 0 | 0 | 0 | 0 | 0 | 0 | 0 | 0 | 0 | 0 | 0 | 0 | 0 | 0 | 0 | 0 | 0 | 0 | 0 | 0 | 0 | 0 | 0
[8 empty] | 2915 | May | Summer | Weekday | 0 | 0 | 0 | 0 | 0 | 0 | 0 | 0 | 0 | 0 | 0 | 0 | 0 | 0 | 0 | 0 | 0 | 0 | 0 | 0 | 0 | 0 | 0 | 0 | 0 | 0 | 0 | 0 | 0 | 0
[8 empty] | 2916 | May | Summer | Weekday | 0 | 0 | 0 | 0 | 0 | 0 | 0 | 0 | 0 | 0 | 0 | 0 | 0 | 0 | 0 | 0 | 0 | 0 | 0 | 0 | 0 | 0 | 0 | 0 | 0 | 0 | 0 | 0 | 0 | 0
[8 empty] | 2917 | May | Summer | Weekday | 0 | 0 | 0 | 0 | 0 | 0 | 0 | 0 | 0 | 0 | 0 | 0 | 0 | 0 | 0 | 0 | 0 | 0 | 0 | 0 | 0 | 0 | 0 | 0 | 0 | 0 | 0 | 0 | 0 | 0
[8 empty] | 2918 | May | Summer | Weekday | 0 | 0 | 0 | 0 | 0 | 0 | 0 | 0 | 0 | 0 | 0 | 0 | 0 | 0 | 0 | 0 | 0 | 0 | 0 | 0 | 0 | 0 | 0 | 0 | 0 | 0 | 0 | 0 | 0 | 0
[8 empty] | 2919 | May | Summer | Weekday | 0 | 0 | 0 | 0 | 0 | 0 | 0 | 0 | 0 | 0 | 0 | 0 | 0 | 0 | 0 | 0 | 0 | 0 | 0 | 0 | 0 | 0 | 0 | 0 | 0 | 0 | 0 | 0 | 0 | 0
[8 empty] | 2920 | May | Summer | Weekday | 0 | 0 | 0 | 0 | 0 | 0 | 0 | 0 | 0 | 0 | 0 | 0 | 0 | 0 | 0 | 0 | 0 | 0 | 0 | 0 | 0 | 0 | 0 | 0 | 0 | 0 | 0 | 0 | 0 | 0
[8 empty] | 2921 | May | Summer | Weekday | 0 | 0 | 0 | 0 | 0 | 0 | 0 | 0 | 0 | 0 | 0 | 0 | 0 | 0 | 0 | 0 | 0 | 0 | 0 | 0 | 0 | 0 | 0 | 0 | 0 | 0 | 0 | 0 | 0 | 0
[8 empty] | 2922 | May | Summer | Weekday | 0 | 0 | 0 | 0 | 0 | 0 | 0 | 0 | 0 | 0 | 0 | 0 | 0 | 0 | 0 | 0 | 0 | 0 | 0 | 0 | 0 | 0 | 0 | 0 | 0 | 0 | 0 | 0 | 0 | 0
[8 empty] | 2923 | May | Summer | Weekday | 0 | 0 | 0 | 0 | 0 | 0 | 0 | 0 | 0 | 0 | 0 | 0 | 0 | 0 | 0 | 0 | 0 | 0 | 0 | 0 | 0 | 0 | 0 | 0 | 0 | 0 | 0 | 0 | 0 | 0
[8 empty] | 2924 | May | Summer | Weekday | 0 | 0 | 0 | 0 | 0 | 0 | 0 | 0 | 0 | 0 | 0 | 0 | 0 | 0 | 0 | 0 | 0 | 0 | 0 | 0 | 0 | 0 | 0 | 0 | 0 | 0 | 0 | 0 | 0 | 0
[8 empty] | 2925 | May | Summer | Weekday | 0 | 0 | 0 | 0 | 0 | 0 | 0 | 0 | 0 | 0 | 0 | 0 | 0 | 0 | 0 | 0 | 0 | 0 | 0 | 0 | 0 | 0 | 0 | 0 | 0 | 0 | 0 | 0 | 0 | 0
[8 empty] | 2926 | May | Summer | Weekday | 0 | 0 | 0 | 0 | 0 | 0 | 0 | 0 | 0 | 0 | 0 | 0 | 0 | 0 | 0 | 0 | 0 | 0 | 0 | 0 | 0 | 0 | 0 | 0 | 0 | 0 | 0 | 0 | 0 | 0
[8 empty] | 2927 | May | Summer | Weekday | 0 | 0 | 0 | 0 | 0 | 0 | 0 | 0 | 0 | 0 | 0 | 0 | 0 | 0 | 0 | 0 | 0 | 0 | 0 | 0 | 0 | 0 | 0 | 0 | 0 | 0 | 0 | 0 | 0 | 0
[8 empty] | 2928 | May | Summer | Weekday | 0 | 0 | 0 | 0 | 0 | 0 | 0 | 0 | 0 | 0 | 0 | 0 | 0 | 0 | 0 | 0 | 0 | 0 | 0 | 0 | 0 | 0 | 0 | 0 | 0 | 0 | 0 | 0 | 0 | 0
[8 empty] | 2929 | May | Summer | Weekday | 0 | 0 | 0 | 0 | 0 | 0 | 0 | 0 | 0 | 0 | 0 | 0 | 0 | 0 | 0 | 0 | 0 | 0 | 0 | 0 | 0 | 0 | 0 | 0 | 0 | 4.8 | 4.8 | 0 | 0 | 0
[8 empty] | 2930 | May | Summer | Weekday | 0 | 0 | 0 | 0 | 0 | 0 | 0 | 0 | 0 | 0 | 0 | 0 | 0 | 0 | 0 | 0 | 0 | 0 | 0 | 0 | 0 | 0 | 0 | 0 | 0 | 4.8 | 4.8 | 0 | 0 | 0
[8 empty] | 2931 | May | Summer | Weekday | 0 | 0 | 0 | 0 | 0 | 0 | 0 | 0 | 0 | 0 | 0 | 0 | 0 | 0 | 0 | 0 | 0 | 0 | 0 | 0 | 0 | 0 | 0 | 0 | 0 | 4.8 | 4.8 | 0 | 0 | 0
[8 empty] | 2932 | May | Summer | Weekday | 0 | 0 | 0 | 0 | 0 | 0 | 0 | 0 | 0 | 0 | 0 | 0 | 0 | 0 | 0 | 0 | 0 | 0 | 0 | 0 | 0 | 0 | 0 | 0 | 0 | 4.8 | 4.8 | 0 | 0 | 0
[8 empty] | 2933 | May | Summer | Weekday | 0 | 0 | 0 | 0 | 0 | 0 | 0 | 0 | 0 | 0 | 0 | 0 | 0 | 0 | 0 | 0 | 0 | 0 | 0 | 0 | 0 | 0 | 0 | 0 | 0 | 4.8 | 4.8 | 0 | 0 | 0
[8 empty] | 2934 | May | Summer | Weekday | 0 | 0 | 0 | 0 | 0 | 0 | 0 | 0 | 0 | 0 | 0 | 0 | 0 | 0 | 0 | 0 | 0 | 0 | 0 | 0 | 0 | 0 | 0 | 0 | 0 | 4.8 | 4.8 | 0 | 0 | 0
[8 empty] | 2935 | May | Summer | Weekday | 0 | 0 | 0 | 0 | 0 | 0 | 0 | 0 | 0 | 0 | 0 | 0 | 0 | 0 | 0 | 0 | 0 | 0 | 0 | 0 | 0 | 0 | 0 | 0 | 0 | 1.2 | 1.2 | 0 | 0 | 0
[8 empty] | 2936 | May | Summer | Weekday | 0 | 0 | 0 | 0 | 0 | 0 | 0 | 0 | 0 | 0 | 0 | 0 | 0 | 0 | 0 | 0 | 0 | 0 | 0 | 0 | 0 | 0 | 0 | 0 | 0 | 0 | 0 | 0 | 0 | 0
[8 empty] | 2937 | May | Summer | Weekday | 0 | 0 | 0 | 0 | 0 | 0 | 0 | 0 | 0 | 0 | 0 | 0 | 0 | 0 | 0 | 0 | 0 | 0 | 0 | 0 | 0 | 0 | 0 | 0 | 0 | 0 | 0 | 0 | 0 | 0
[8 empty] | 2938 | May | Summer | Weekday | 0 | 0 | 0 | 0 | 0 | 0 | 0 | 0 | 0 | 0 | 0 | 0 | 0 | 0 | 0 | 0 | 0 | 0 | 0 | 0 | 0 | 0 | 0 | 0 | 0 | 0 | 0 | 0 | 0 | 0
[8 empty] | 2939 | May | Summer | Weekday | 0 | 0 | 0 | 0 | 0 | 0 | 0 | 0 | 0 | 0 | 0 | 0 | 0 | 0 | 0 | 0 | 0 | 0 | 0 | 0 | 0 | 0 | 0 | 0 | 0 | 0 | 0 | 0 | 0 | 0
[8 empty] | 2940 | May | Summer | Weekday | 0 | 0 | 0 | 0 | 0 | 0 | 0 | 0 | 0 | 0 | 0 | 0 | 0 | 0 | 0 | 0 | 0 | 0 | 0 | 0 | 0 | 0 | 0 | 0 | 0 | 0 | 0 | 0 | 0 | 0
[8 empty] | 2941 | May | Summer | Weekday | 0 | 0 | 0 | 0 | 0 | 0 | 0 | 0 | 0 | 0 | 0 | 0 | 0 | 0 | 0 | 0 | 0 | 0 | 0 | 0 | 0 | 0 | 0 | 0 | 0 | 0 | 0 | 0 | 0 | 0
[8 empty] | 2942 | May | Summer | Weekday | 0 | 0 | 0 | 0 | 0 | 0 | 0 | 0 | 0 | 0 | 0 | 0 | 0 | 0 | 0 | 0 | 0 | 0 | 0 | 0 | 0 | 0 | 0 | 0 | 0 | 0 | 0 | 0 | 0 | 0
[8 empty] | 2943 | May | Summer | Weekday | 0 | 0 | 0 | 0 | 0 | 0 | 0 | 0 | 0 | 0 | 0 | 0 | 0 | 0 | 0 | 0 | 0 | 0 | 0 | 0 | 0 | 0 | 0 | 0 | 0 | 0 | 0 | 0 | 0 | 0
[8 empty] | 2944 | May | Summer | Weekday | 0 | 0 | 0 | 0 | 0 | 0 | 0 | 0 | 0 | 0 | 0 | 0 | 0 | 0 | 0 | 0 | 0 | 0 | 0 | 0 | 0 | 0 | 0 | 0 | 0 | 0 | 0 | 0 | 0 | 0
[8 empty] | 2945 | May | Summer | Weekday | 0 | 0 | 0 | 0 | 0 | 0 | 0 | 0 | 0 | 0 | 0 | 0 | 0 | 0 | 0 | 0 | 0 | 0 | 0 | 0 | 0 | 0 | 0 | 0 | 0 | 0 | 0 | 0 | 0 | 0
[8 empty] | 2946 | May | Summer | Weekday | 0 | 0 | 0 | 0 | 0 | 0 | 0 | 0 | 0 | 0 | 0 | 0 | 0 | 0 | 0 | 0 | 0 | 0 | 0 | 0 | 0 | 0 | 0 | 0 | 0 | 0 | 0 | 0 | 0 | 0
[8 empty] | 2947 | May | Summer | Weekday | 0 | 0 | 0 | 0 | 0 | 0 | 0 | 0 | 0 | 0 | 0 | 0 | 0 | 0 | 0 | 0 | 0 | 0 | 0 | 0 | 0 | 0 | 0 | 0 | 0 | 0 | 0 | 0 | 0 | 0
[8 empty] | 2948 | May | Summer | Weekday | 0 | 0 | 0 | 0 | 0 | 0 | 0 | 0 | 0 | 0 | 0 | 0 | 0 | 0 | 0 | 0 | 0 | 0 | 0 | 0 | 0 | 0 | 0 | 0 | 0 | 0 | 0 | 0 | 0 | 0
[8 empty] | 2949 | May | Summer | Weekday | 0 | 0 | 0 | 0 | 0 | 0 | 0 | 0 | 0 | 0 | 0 | 0 | 0 | 0 | 0 | 0 | 0 | 0 | 0 | 0 | 0 | 0 | 0 | 0 | 0 | 0 | 0 | 0 | 0 | 0
[8 empty] | 2950 | May | Summer | Weekday | 0 | 0 | 0 | 0 | 0 | 0 | 0 | 0 | 0 | 0 | 0 | 0 | 0 | 0 | 0 | 0 | 0 | 0 | 0 | 0 | 0 | 0 | 0 | 0 | 0 | 0 | 0 | 0 | 0 | 0
[8 empty] | 2951 | May | Summer | Weekday | 0 | 0 | 0 | 0 | 0 | 0 | 0 | 0 | 0 | 0 | 0 | 0 | 0 | 0 | 0 | 0 | 0 | 0 | 0 | 0 | 0 | 0 | 0 | 0 | 0 | 0 | 0 | 0 | 0 | 0
[8 empty] | 2952 | May | Summer | Weekday | 0 | 0 | 0 | 0 | 0 | 0 | 0 | 0 | 0 | 0 | 0 | 0 | 0 | 0 | 0 | 0 | 0 | 0 | 0 | 0 | 0 | 0 | 0 | 0 | 0 | 0 | 0 | 0 | 0 | 0
[8 empty] | 2953 | May | Summer | Weekday | 0 | 0 | 0 | 0 | 0 | 0 | 0 | 0 | 0 | 0 | 0 | 0 | 0 | 0 | 0 | 0 | 0 | 0 | 0 | 0 | 0 | 0 | 0 | 0 | 0 | 4.8 | 4.8 | 0 | 0 | 0
[8 empty] | 2954 | May | Summer | Weekday | 0 | 0 | 0 | 0 | 0 | 0 | 0 | 0 | 0 | 0 | 0 | 0 | 0 | 0 | 0 | 0 | 0 | 0 | 0 | 0 | 0 | 0 | 0 | 0 | 0 | 4.8 | 4.8 | 0 | 0 | 0
[8 empty] | 2955 | May | Summer | Weekday | 0 | 0 | 0 | 0 | 0 | 0 | 0 | 0 | 0 | 0 | 0 | 0 | 0 | 0 | 0 | 0 | 0 | 0 | 0 | 0 | 0 | 0 | 0 | 0 | 0 | 4.8 | 4.8 | 0 | 0 | 0
[8 empty] | 2956 | May | Summer | Weekday | 0 | 0 | 0 | 0 | 0 | 0 | 0 | 0 | 0 | 0 | 0 | 0 | 0 | 0 | 0 | 0 | 0 | 0 | 0 | 0 | 0 | 0 | 0 | 0 | 0 | 4.8 | 4.8 | 0 | 0 | 0
[8 empty] | 2957 | May | Summer | Weekday | 0 | 0 | 0 | 0 | 0 | 0 | 0 | 0 | 0 | 0 | 0 | 0 | 0 | 0 | 0 | 0 | 0 | 0 | 0 | 0 | 0 | 0 | 0 | 0 | 0 | 4.8 | 4.8 | 0 | 0 | 0
[8 empty] | 2958 | May | Summer | Weekday | 0 | 0 | 0 | 0 | 0 | 0 | 0 | 0 | 0 | 0 | 0 | 0 | 0 | 0 | 0 | 0 | 0 | 0 | 0 | 0 | 0 | 0 | 0 | 0 | 0 | 4.8 | 4.8 | 0 | 0 | 0
[8 empty] | 2959 | May | Summer | Weekday | 0 | 0 | 0 | 0 | 0 | 0 | 0 | 0 | 0 | 0 | 0 | 0 | 0 | 0 | 0 | 0 | 0 | 0 | 0 | 0 | 0 | 0 | 0 | 0 | 0 | 1.2 | 1.2 | 0 | 0 | 0
[8 empty] | 2960 | May | Summer | Weekday | 0 | 0 | 0 | 0 | 0 | 0 | 0 | 0 | 0 | 0 | 0 | 0 | 0 | 0 | 0 | 0 | 0 | 0 | 0 | 0 | 0 | 0 | 0 | 0 | 0 | 0 | 0 | 0 | 0 | 0
[8 empty] | 2961 | May | Summer | Weekday | 0 | 0 | 0 | 0 | 0 | 0 | 0 | 0 | 0 | 0 | 0 | 0 | 0 | 0 | 0 | 0 | 0 | 0 | 0 | 0 | 0 | 0 | 0 | 0 | 0 | 0 | 0 | 0 | 0 | 0
[8 empty] | 2962 | May | Summer | Weekday | 0 | 0 | 0 | 0 | 0 | 0 | 0 | 0 | 0 | 0 | 0 | 0 | 0 | 0 | 0 | 0 | 0 | 0 | 0 | 0 | 0 | 0 | 0 | 0 | 0 | 0 | 0 | 0 | 0 | 0
[8 empty] | 2963 | May | Summer | Weekday | 0 | 0 | 0 | 0 | 0 | 0 | 0 | 0 | 0 | 0 | 0 | 0 | 0 | 0 | 0 | 0 | 0 | 0 | 0 | 0 | 0 | 0 | 0 | 0 | 0 | 0 | 0 | 0 | 0 | 0
[8 empty] | 2964 | May | Summer | Weekday | 0 | 0 | 0 | 0 | 0 | 0 | 0 | 0 | 0 | 0 | 0 | 0 | 0 | 0 | 0 | 0 | 0 | 0 | 0 | 0 | 0 | 0 | 0 | 0 | 0 | 0 | 0 | 0 | 0 | 0
[8 empty] | 2965 | May | Summer | Weekday | 0 | 0 | 0 | 0 | 0 | 0 | 0 | 0 | 0 | 0 | 0 | 0 | 0 | 0 | 0 | 0 | 0 | 0 | 0 | 0 | 0 | 0 | 0 | 0 | 0 | 0 | 0 | 0 | 0 | 0
[8 empty] | 2966 | May | Summer | Weekday | 0 | 0 | 0 | 0 | 0 | 0 | 0 | 0 | 0 | 0 | 0 | 0 | 0 | 0 | 0 | 0 | 0 | 0 | 0 | 0 | 0 | 0 | 0 | 0 | 0 | 0 | 0 | 0 | 0 | 0
[8 empty] | 2967 | May | Summer | Weekday | 0 | 0 | 0 | 0 | 0 | 0 | 0 | 0 | 0 | 0 | 0 | 0 | 0 | 0 | 0 | 0 | 0 | 0 | 0 | 0 | 0 | 0 | 0 | 0 | 0 | 0 | 0 | 0 | 0 | 0
[8 empty] | 2968 | May | Summer | Weekday | 0 | 0 | 0 | 0 | 0 | 0 | 0 | 0 | 0 | 0 | 0 | 0 | 0 | 0 | 0 | 0 | 0 | 0 | 0 | 0 | 0 | 0 | 0 | 0 | 0 | 0 | 0 | 0 | 0 | 0
[8 empty] | 2969 | May | Summer | Weekday | 0 | 0 | 0 | 0 | 0 | 0 | 0 | 0 | 0 | 0 | 0 | 0 | 0 | 0 | 0 | 0 | 0 | 0 | 0 | 0 | 0 | 0 | 0 | 0 | 0 | 0 | 0 | 0 | 0 | 0
[8 empty] | 2970 | May | Summer | Weekday | 0 | 0 | 0 | 0 | 0 | 0 | 0 | 0 | 0 | 0 | 0 | 0 | 0 | 0 | 0 | 0 | 0 | 0 | 0 | 0 | 0 | 0 | 0 | 0 | 0 | 0 | 0 | 0 | 0 | 0
[8 empty] | 2971 | May | Summer | Weekday | 0 | 0 | 0 | 0 | 0 | 0 | 0 | 0 | 0 | 0 | 0 | 0 | 0 | 0 | 0 | 0 | 0 | 0 | 0 | 0 | 0 | 0 | 0 | 0 | 0 | 0 | 0 | 0 | 0 | 0
[8 empty] | 2972 | May | Summer | Weekday | 0 | 0 | 0 | 0 | 0 | 0 | 0 | 0 | 0 | 0 | 0 | 0 | 0 | 0 | 0 | 0 | 0 | 0 | 0 | 0 | 0 | 0 | 0 | 0 | 0 | 0 | 0 | 0 | 0 | 0
[8 empty] | 2973 | May | Summer | Weekday | 0 | 0 | 0 | 0 | 0 | 0 | 0 | 0 | 0 | 0 | 0 | 0 | 0 | 0 | 0 | 0 | 0 | 0 | 0 | 0 | 0 | 0 | 0 | 0 | 0 | 0 | 0 | 0 | 0 | 0
[8 empty] | 2974 | May | Summer | Weekday | 0 | 0 | 0 | 0 | 0 | 0 | 0 | 0 | 0 | 0 | 0 | 0 | 0 | 0 | 0 | 0 | 0 | 0 | 0 | 0 | 0 | 0 | 0 | 0 | 0 | 0 | 0 | 0 | 0 | 0
[8 empty] | 2975 | May | Summer | Weekday | 0 | 0 | 0 | 0 | 0 | 0 | 0 | 0 | 0 | 0 | 0 | 0 | 0 | 0 | 0 | 0 | 0 | 0 | 0 | 0 | 0 | 0 | 0 | 0 | 0 | 0 | 0 | 0 | 0 | 0
[8 empty] | 2976 | May | Summer | Weekday | 0 | 0 | 0 | 0 | 0 | 0 | 0 | 0 | 0 | 0 | 0 | 0 | 0 | 0 | 0 | 0 | 0 | 0 | 0 | 0 | 0 | 0 | 0 | 0 | 0 | 0 | 0 | 0 | 0 | 0
[8 empty] | 2977 | May | Summer | Weekday | 0 | 0 | 0 | 0 | 0 | 0 | 0 | 0 | 0 | 0 | 0 | 0 | 0 | 0 | 0 | 0 | 0 | 0 | 0 | 0 | 0 | 0 | 0 | 0 | 0 | 4.8 | 4.8 | 0 | 0 | 0
[8 empty] | 2978 | May | Summer | Weekday | 0 | 0 | 0 | 0 | 0 | 0 | 0 | 0 | 0 | 0 | 0 | 0 | 0 | 0 | 0 | 0 | 0 | 0 | 0 | 0 | 0 | 0 | 0 | 0 | 0 | 4.8 | 4.8 | 0 | 0 | 0
[8 empty] | 2979 | May | Summer | Weekday | 0 | 0 | 0 | 0 | 0 | 0 | 0 | 0 | 0 | 0 | 0 | 0 | 0 | 0 | 0 | 0 | 0 | 0 | 0 | 0 | 0 | 0 | 0 | 0 | 0 | 4.8 | 4.8 | 0 | 0 | 0
[8 empty] | 2980 | May | Summer | Weekday | 0 | 0 | 0 | 0 | 0 | 0 | 0 | 0 | 0 | 0 | 0 | 0 | 0 | 0 | 0 | 0 | 0 | 0 | 0 | 0 | 0 | 0 | 0 | 0 | 0 | 4.8 | 4.8 | 0 | 0 | 0
[8 empty] | 2981 | May | Summer | Weekday | 0 | 0 | 0 | 0 | 0 | 0 | 0 | 0 | 0 | 0 | 0 | 0 | 0 | 0 | 0 | 0 | 0 | 0 | 0 | 0 | 0 | 0 | 0 | 0 | 0 | 4.8 | 4.8 | 0 | 0 | 0
[8 empty] | 2982 | May | Summer | Weekday | 0 | 0 | 0 | 0 | 0 | 0 | 0 | 0 | 0 | 0 | 0 | 0 | 0 | 0 | 0 | 0 | 0 | 0 | 0 | 0 | 0 | 0 | 0 | 0 | 0 | 4.8 | 4.8 | 0 | 0 | 0
[8 empty] | 2983 | May | Summer | Weekday | 0 | 0 | 0 | 0 | 0 | 0 | 0 | 0 | 0 | 0 | 0 | 0 | 0 | 0 | 0 | 0 | 0 | 0 | 0 | 0 | 0 | 0 | 0 | 0 | 0 | 1.2 | 1.2 | 0 | 0 | 0
[8 empty] | 2984 | May | Summer | Weekday | 0 | 0 | 0 | 0 | 0 | 0 | 0 | 0 | 0 | 0 | 0 | 0 | 0 | 0 | 0 | 0 | 0 | 0 | 0 | 0 | 0 | 0 | 0 | 0 | 0 | 0 | 0 | 0 | 0 | 0
[8 empty] | 2985 | May | Summer | Weekday | 0 | 0 | 0 | 0 | 0 | 0 | 0 | 0 | 0 | 0 | 0 | 0 | 0 | 0 | 0 | 0 | 0 | 0 | 0 | 0 | 0 | 0 | 0 | 0 | 0 | 0 | 0 | 0 | 0 | 0
[8 empty] | 2986 | May | Summer | Weekday | 0 | 0 | 0 | 0 | 0 | 0 | 0 | 0 | 0 | 0 | 0 | 0 | 0 | 0 | 0 | 0 | 0 | 0 | 0 | 0 | 0 | 0 | 0 | 0 | 0 | 0 | 0 | 0 | 0 | 0
[8 empty] | 2987 | May | Summer | Weekday | 0 | 0 | 0 | 0 | 0 | 0 | 0 | 0 | 0 | 0 | 0 | 0 | 0 | 0 | 0 | 0 | 0 | 0 | 0 | 0 | 0 | 0 | 0 | 0 | 0 | 0 | 0 | 0 | 0 | 0
[8 empty] | 2988 | May | Summer | Weekday | 0 | 0 | 0 | 0 | 0 | 0 | 0 | 0 | 0 | 0 | 0 | 0 | 0 | 0 | 0 | 0 | 0 | 0 | 0 | 0 | 0 | 0 | 0 | 0 | 0 | 0 | 0 | 0 | 0 | 0
[8 empty] | 2989 | May | Summer | Weekday | 0 | 0 | 0 | 0 | 0 | 0 | 0 | 0 | 0 | 0 | 0 | 0 | 0 | 0 | 0 | 0 | 0 | 0 | 0 | 0 | 0 | 0 | 0 | 0 | 0 | 0 | 0 | 0 | 0 | 0
[8 empty] | 2990 | May | Summer | Weekday | 0 | 0 | 0 | 0 | 0 | 0 | 0 | 0 | 0 | 0 | 0 | 0 | 0 | 0 | 0 | 0 | 0 | 0 | 0 | 0 | 0 | 0 | 0 | 0 | 0 | 0 | 0 | 0 | 0 | 0
[8 empty] | 2991 | May | Summer | Weekday | 0 | 0 | 0 | 0 | 0 | 0 | 0 | 0 | 0 | 0 | 0 | 0 | 0 | 0 | 0 | 0 | 0 | 0 | 0 | 0 | 0 | 0 | 0 | 0 | 0 | 0 | 0 | 0 | 0 | 0
[8 empty] | 2992 | May | Summer | Weekday | 0 | 0 | 0 | 0 | 0 | 0 | 0 | 0 | 0 | 0 | 0 | 0 | 0 | 0 | 0 | 0 | 0 | 0 | 0 | 0 | 0 | 0 | 0 | 0 | 0 | 0 | 0 | 0 | 0 | 0
[8 empty] | 2993 | May | Summer | Weekday | 0 | 0 | 0 | 0 | 0 | 0 | 0 | 0 | 0 | 0 | 0 | 0 | 0 | 0 | 0 | 0 | 0 | 0 | 0 | 0 | 0 | 0 | 0 | 0 | 0 | 0 | 0 | 0 | 0 | 0
[8 empty] | 2994 | May | Summer | Weekday | 0 | 0 | 0 | 0 | 0 | 0 | 0 | 0 | 0 | 0 | 0 | 0 | 0 | 0 | 0 | 0 | 0 | 0 | 0 | 0 | 0 | 0 | 0 | 0 | 0 | 0 | 0 | 0 | 0 | 0
[8 empty] | 2995 | May | Summer | Weekday | 0 | 0 | 0 | 0 | 0 | 0 | 0 | 0 | 0 | 0 | 0 | 0 | 0 | 0 | 0 | 0 | 0 | 0 | 0 | 0 | 0 | 0 | 0 | 0 | 0 | 0 | 0 | 0 | 0 | 0
[8 empty] | 2996 | May | Summer | Weekday | 0 | 0 | 0 | 0 | 0 | 0 | 0 | 0 | 0 | 0 | 0 | 0 | 0 | 0 | 0 | 0 | 0 | 0 | 0 | 0 | 0 | 0 | 0 | 0 | 0 | 0 | 0 | 0 | 0 | 0
[8 empty] | 2997 | May | Summer | Weekday | 0 | 0 | 0 | 0 | 0 | 0 | 0 | 0 | 0 | 0 | 0 | 0 | 0 | 0 | 0 | 0 | 0 | 0 | 0 | 0 | 0 | 0 | 0 | 0 | 0 | 0 | 0 | 0 | 0 | 0
[8 empty] | 2998 | May | Summer | Weekday | 0 | 0 | 0 | 0 | 0 | 0 | 0 | 0 | 0 | 0 | 0 | 0 | 0 | 0 | 0 | 0 | 0 | 0 | 0 | 0 | 0 | 0 | 0 | 0 | 0 | 0 | 0 | 0 | 0 | 0
[8 empty] | 2999 | May | Summer | Weekday | 0 | 0 | 0 | 0 | 0 | 0 | 0 | 0 | 0 | 0 | 0 | 0 | 0 | 0 | 0 | 0 | 0 | 0 | 0 | 0 | 0 | 0 | 0 | 0 | 0 | 0 | 0 | 0 | 0 | 0
[8 empty] | 3000 | May | Summer | Weekday | 0 | 0 | 0 | 0 | 0 | 0 | 0 | 0 | 0 | 0 | 0 | 0 | 0 | 0 | 0 | 0 | 0 | 0 | 0 | 0 | 0 | 0 | 0 | 0 | 0 | 0 | 0 | 0 | 0 | 0
[8 empty] | 3001 | May | Summer | Weekend | 0 | 0 | 0 | 0 | 0 | 0 | 0 | 0 | 0 | 0 | 0 | 0 | 0 | 0 | 0 | 0 | 0 | 0 | 0 | 0 | 0 | 0 | 0 | 0 | 0 | 4.8 | 4.8 | 0 | 0 | 0
[8 empty] | 3002 | May | Summer | Weekend | 0 | 0 | 0 | 0 | 0 | 0 | 0 | 0 | 0 | 0 | 0 | 0 | 0 | 0 | 0 | 0 | 0 | 0 | 0 | 0 | 0 | 0 | 0 | 0 | 0 | 4.8 | 4.8 | 0 | 0 | 0
[8 empty] | 3003 | May | Summer | Weekend | 0 | 0 | 0 | 0 | 0 | 0 | 0 | 0 | 0 | 0 | 0 | 0 | 0 | 0 | 0 | 0 | 0 | 0 | 0 | 0 | 0 | 0 | 0 | 0 | 0 | 4.8 | 4.8 | 0 | 0 | 0
[8 empty] | 3004 | May | Summer | Weekend | 0 | 0 | 0 | 0 | 0 | 0 | 0 | 0 | 0 | 0 | 0 | 0 | 0 | 0 | 0 | 0 | 0 | 0 | 0 | 0 | 0 | 0 | 0 | 0 | 0 | 4.8 | 4.8 | 0 | 0 | 0
[8 empty] | 3005 | May | Summer | Weekend | 0 | 0 | 0 | 0 | 0 | 0 | 0 | 0 | 0 | 0 | 0 | 0 | 0 | 0 | 0 | 0 | 0 | 0 | 0 | 0 | 0 | 0 | 0 | 0 | 0 | 4.8 | 4.8 | 0 | 0 | 0
[8 empty] | 3006 | May | Summer | Weekend | 0 | 0 | 0 | 0 | 0 | 0 | 0 | 0 | 0 | 0 | 0 | 0 | 0 | 0 | 0 | 0 | 0 | 0 | 0 | 0 | 0 | 0 | 0 | 0 | 0 | 4.8 | 4.8 | 0 | 0 | 0
[8 empty] | 3007 | May | Summer | Weekend | 0 | 0 | 0 | 0 | 0 | 0 | 0 | 0 | 0 | 0 | 0 | 0 | 0 | 0 | 0 | 0 | 0 | 0 | 0 | 0 | 0 | 0 | 0 | 0 | 0 | 1.2 | 1.2 | 0 | 0 | 0
[8 empty] | 3008 | May | Summer | Weekend | 0 | 0 | 0 | 0 | 0 | 0 | 0 | 0 | 0 | 0 | 0 | 0 | 0 | 0 | 0 | 0 | 0 | 0 | 0 | 0 | 0 | 0 | 0 | 0 | 0 | 0 | 0 | 0 | 0 | 0
[8 empty] | 3009 | May | Summer | Weekend | 0 | 0 | 0 | 0 | 0 | 0 | 0 | 0 | 0 | 0 | 0 | 0 | 0 | 0 | 0 | 0 | 0 | 0 | 0 | 0 | 0 | 0 | 0 | 0 | 0 | 0 | 0 | 0 | 0 | 0
[8 empty] | 3010 | May | Summer | Weekend | 0 | 0 | 0 | 0 | 0 | 0 | 0 | 0 | 0 | 0 | 0 | 0 | 0 | 0 | 0 | 0 | 0 | 0 | 0 | 0 | 0 | 0 | 0 | 0 | 0 | 0 | 0 | 0 | 0 | 0
[8 empty] | 3011 | May | Summer | Weekend | 0 | 0 | 0 | 0 | 0 | 0 | 0 | 0 | 0 | 0 | 0 | 0 | 0 | 0 | 0 | 0 | 0 | 0 | 0 | 0 | 0 | 0 | 0 | 0 | 0 | 0 | 0 | 0 | 0 | 0
[8 empty] | 3012 | May | Summer | Weekend | 0 | 0 | 0 | 0 | 0 | 0 | 0 | 0 | 0 | 0 | 0 | 0 | 0 | 0 | 0 | 0 | 0 | 0 | 0 | 0 | 0 | 0 | 0 | 0 | 0 | 0 | 0 | 0 | 0 | 0
[8 empty] | 3013 | May | Summer | Weekend | 0 | 0 | 0 | 0 | 0 | 0 | 0 | 0 | 0 | 0 | 0 | 0 | 0 | 0 | 0 | 0 | 0 | 0 | 0 | 0 | 0 | 0 | 0 | 0 | 0 | 0 | 0 | 0 | 0 | 0
[8 empty] | 3014 | May | Summer | Weekend | 0 | 0 | 0 | 0 | 0 | 0 | 0 | 0 | 0 | 0 | 0 | 0 | 0 | 0 | 0 | 0 | 0 | 0 | 0 | 0 | 0 | 0 | 0 | 0 | 0 | 0 | 0 | 0 | 0 | 0
[8 empty] | 3015 | May | Summer | Weekend | 0 | 0 | 0 | 0 | 0 | 0 | 0 | 0 | 0 | 0 | 0 | 0 | 0 | 0 | 0 | 0 | 0 | 0 | 0 | 0 | 0 | 0 | 0 | 0 | 0 | 0 | 0 | 0 | 0 | 0
[8 empty] | 3016 | May | Summer | Weekend | 0 | 0 | 0 | 0 | 0 | 0 | 0 | 0 | 0 | 0 | 0 | 0 | 0 | 0 | 0 | 0 | 0 | 0 | 0 | 0 | 0 | 0 | 0 | 0 | 0 | 0 | 0 | 0 | 0 | 0
[8 empty] | 3017 | May | Summer | Weekend | 0 | 0 | 0 | 0 | 0 | 0 | 0 | 0 | 0 | 0 | 0 | 0 | 0 | 0 | 0 | 0 | 0 | 0 | 0 | 0 | 0 | 0 | 0 | 0 | 0 | 0 | 0 | 0 | 0 | 0
[8 empty] | 3018 | May | Summer | Weekend | 0 | 0 | 0 | 0 | 0 | 0 | 0 | 0 | 0 | 0 | 0 | 0 | 0 | 0 | 0 | 0 | 0 | 0 | 0 | 0 | 0 | 0 | 0 | 0 | 0 | 0 | 0 | 0 | 0 | 0
[8 empty] | 3019 | May | Summer | Weekend | 0 | 0 | 0 | 0 | 0 | 0 | 0 | 0 | 0 | 0 | 0 | 0 | 0 | 0 | 0 | 0 | 0 | 0 | 0 | 0 | 0 | 0 | 0 | 0 | 0 | 0 | 0 | 0 | 0 | 0
[8 empty] | 3020 | May | Summer | Weekend | 0 | 0 | 0 | 0 | 0 | 0 | 0 | 0 | 0 | 0 | 0 | 0 | 0 | 0 | 0 | 0 | 0 | 0 | 0 | 0 | 0 | 0 | 0 | 0 | 0 | 0 | 0 | 0 | 0 | 0
[8 empty] | 3021 | May | Summer | Weekend | 0 | 0 | 0 | 0 | 0 | 0 | 0 | 0 | 0 | 0 | 0 | 0 | 0 | 0 | 0 | 0 | 0 | 0 | 0 | 0 | 0 | 0 | 0 | 0 | 0 | 0 | 0 | 0 | 0 | 0
[8 empty] | 3022 | May | Summer | Weekend | 0 | 0 | 0 | 0 | 0 | 0 | 0 | 0 | 0 | 0 | 0 | 0 | 0 | 0 | 0 | 0 | 0 | 0 | 0 | 0 | 0 | 0 | 0 | 0 | 0 | 0 | 0 | 0 | 0 | 0
[8 empty] | 3023 | May | Summer | Weekend | 0 | 0 | 0 | 0 | 0 | 0 | 0 | 0 | 0 | 0 | 0 | 0 | 0 | 0 | 0 | 0 | 0 | 0 | 0 | 0 | 0 | 0 | 0 | 0 | 0 | 0 | 0 | 0 | 0 | 0
[8 empty] | 3024 | May | Summer | Weekend | 0 | 0 | 0 | 0 | 0 | 0 | 0 | 0 | 0 | 0 | 0 | 0 | 0 | 0 | 0 | 0 | 0 | 0 | 0 | 0 | 0 | 0 | 0 | 0 | 0 | 0 | 0 | 0 | 0 | 0
[8 empty] | 3025 | May | Summer | Weekend | 0 | 0 | 0 | 0 | 0 | 0 | 0 | 0 | 0 | 0 | 0 | 0 | 0 | 0 | 0 | 0 | 0 | 0 | 0 | 0 | 0 | 0 | 0 | 0 | 0 | 4.8 | 4.8 | 0 | 0 | 0
[8 empty] | 3026 | May | Summer | Weekend | 0 | 0 | 0 | 0 | 0 | 0 | 0 | 0 | 0 | 0 | 0 | 0 | 0 | 0 | 0 | 0 | 0 | 0 | 0 | 0 | 0 | 0 | 0 | 0 | 0 | 4.8 | 4.8 | 0 | 0 | 0
[8 empty] | 3027 | May | Summer | Weekend | 0 | 0 | 0 | 0 | 0 | 0 | 0 | 0 | 0 | 0 | 0 | 0 | 0 | 0 | 0 | 0 | 0 | 0 | 0 | 0 | 0 | 0 | 0 | 0 | 0 | 4.8 | 4.8 | 0 | 0 | 0
[8 empty] | 3028 | May | Summer | Weekend | 0 | 0 | 0 | 0 | 0 | 0 | 0 | 0 | 0 | 0 | 0 | 0 | 0 | 0 | 0 | 0 | 0 | 0 | 0 | 0 | 0 | 0 | 0 | 0 | 0 | 4.8 | 4.8 | 0 | 0 | 0
[8 empty] | 3029 | May | Summer | Weekend | 0 | 0 | 0 | 0 | 0 | 0 | 0 | 0 | 0 | 0 | 0 | 0 | 0 | 0 | 0 | 0 | 0 | 0 | 0 | 0 | 0 | 0 | 0 | 0 | 0 | 4.8 | 4.8 | 0 | 0 | 0
[8 empty] | 3030 | May | Summer | Weekend | 0 | 0 | 0 | 0 | 0 | 0 | 0 | 0 | 0 | 0 | 0 | 0 | 0 | 0 | 0 | 0 | 0 | 0 | 0 | 0 | 0 | 0 | 0 | 0 | 0 | 4.8 | 4.8 | 0 | 0 | 0
[8 empty] | 3031 | May | Summer | Weekend | 0 | 0 | 0 | 0 | 0 | 0 | 0 | 0 | 0 | 0 | 0 | 0 | 0 | 0 | 0 | 0 | 0 | 0 | 0 | 0 | 0 | 0 | 0 | 0 | 0 | 1.2 | 1.2 | 0 | 0 | 0
[8 empty] | 3032 | May | Summer | Weekend | 0 | 0 | 0 | 0 | 0 | 0 | 0 | 0 | 0 | 0 | 0 | 0 | 0 | 0 | 0 | 0 | 0 | 0 | 0 | 0 | 0 | 0 | 0 | 0 | 0 | 0 | 0 | 0 | 0 | 0
[8 empty] | 3033 | May | Summer | Weekend | 0 | 0 | 0 | 0 | 0 | 0 | 0 | 0 | 0 | 0 | 0 | 0 | 0 | 0 | 0 | 0 | 0 | 0 | 0 | 0 | 0 | 0 | 0 | 0 | 0 | 0 | 0 | 0 | 0 | 0
[8 empty] | 3034 | May | Summer | Weekend | 0 | 0 | 0 | 0 | 0 | 0 | 0 | 0 | 0 | 0 | 0 | 0 | 0 | 0 | 0 | 0 | 0 | 0 | 0 | 0 | 0 | 0 | 0 | 0 | 0 | 0 | 0 | 0 | 0 | 0
[8 empty] | 3035 | May | Summer | Weekend | 0 | 0 | 0 | 0 | 0 | 0 | 0 | 0 | 0 | 0 | 0 | 0 | 0 | 0 | 0 | 0 | 0 | 0 | 0 | 0 | 0 | 0 | 0 | 0 | 0 | 0 | 0 | 0 | 0 | 0
[8 empty] | 3036 | May | Summer | Weekend | 0 | 0 | 0 | 0 | 0 | 0 | 0 | 0 | 0 | 0 | 0 | 0 | 0 | 0 | 0 | 0 | 0 | 0 | 0 | 0 | 0 | 0 | 0 | 0 | 0 | 0 | 0 | 0 | 0 | 0
[8 empty] | 3037 | May | Summer | Weekend | 0 | 0 | 0 | 0 | 0 | 0 | 0 | 0 | 0 | 0 | 0 | 0 | 0 | 0 | 0 | 0 | 0 | 0 | 0 | 0 | 0 | 0 | 0 | 0 | 0 | 0 | 0 | 0 | 0 | 0
[8 empty] | 3038 | May | Summer | Weekend | 0 | 0 | 0 | 0 | 0 | 0 | 0 | 0 | 0 | 0 | 0 | 0 | 0 | 0 | 0 | 0 | 0 | 0 | 0 | 0 | 0 | 0 | 0 | 0 | 0 | 0 | 0 | 0 | 0 | 0
[8 empty] | 3039 | May | Summer | Weekend | 0 | 0 | 0 | 0 | 0 | 0 | 0 | 0 | 0 | 0 | 0 | 0 | 0 | 0 | 0 | 0 | 0 | 0 | 0 | 0 | 0 | 0 | 0 | 0 | 0 | 0 | 0 | 0 | 0 | 0
[8 empty] | 3040 | May | Summer | Weekend | 0 | 0 | 0 | 0 | 0 | 0 | 0 | 0 | 0 | 0 | 0 | 0 | 0 | 0 | 0 | 0 | 0 | 0 | 0 | 0 | 0 | 0 | 0 | 0 | 0 | 0 | 0 | 0 | 0 | 0
[8 empty] | 3041 | May | Summer | Weekend | 0 | 0 | 0 | 0 | 0 | 0 | 0 | 0 | 0 | 0 | 0 | 0 | 0 | 0 | 0 | 0 | 0 | 0 | 0 | 0 | 0 | 0 | 0 | 0 | 0 | 0 | 0 | 0 | 0 | 0
[8 empty] | 3042 | May | Summer | Weekend | 0 | 0 | 0 | 0 | 0 | 0 | 0 | 0 | 0 | 0 | 0 | 0 | 0 | 0 | 0 | 0 | 0 | 0 | 0 | 0 | 0 | 0 | 0 | 0 | 0 | 0 | 0 | 0 | 0 | 0
[8 empty] | 3043 | May | Summer | Weekend | 0 | 0 | 0 | 0 | 0 | 0 | 0 | 0 | 0 | 0 | 0 | 0 | 0 | 0 | 0 | 0 | 0 | 0 | 0 | 0 | 0 | 0 | 0 | 0 | 0 | 0 | 0 | 0 | 0 | 0
[8 empty] | 3044 | May | Summer | Weekend | 0 | 0 | 0 | 0 | 0 | 0 | 0 | 0 | 0 | 0 | 0 | 0 | 0 | 0 | 0 | 0 | 0 | 0 | 0 | 0 | 0 | 0 | 0 | 0 | 0 | 0 | 0 | 0 | 0 | 0
[8 empty] | 3045 | May | Summer | Weekend | 0 | 0 | 0 | 0 | 0 | 0 | 0 | 0 | 0 | 0 | 0 | 0 | 0 | 0 | 0 | 0 | 0 | 0 | 0 | 0 | 0 | 0 | 0 | 0 | 0 | 0 | 0 | 0 | 0 | 0
[8 empty] | 3046 | May | Summer | Weekend | 0 | 0 | 0 | 0 | 0 | 0 | 0 | 0 | 0 | 0 | 0 | 0 | 0 | 0 | 0 | 0 | 0 | 0 | 0 | 0 | 0 | 0 | 0 | 0 | 0 | 0 | 0 | 0 | 0 | 0
[8 empty] | 3047 | May | Summer | Weekend | 0 | 0 | 0 | 0 | 0 | 0 | 0 | 0 | 0 | 0 | 0 | 0 | 0 | 0 | 0 | 0 | 0 | 0 | 0 | 0 | 0 | 0 | 0 | 0 | 0 | 0 | 0 | 0 | 0 | 0
[8 empty] | 3048 | May | Summer | Weekend | 0 | 0 | 0 | 0 | 0 | 0 | 0 | 0 | 0 | 0 | 0 | 0 | 0 | 0 | 0 | 0 | 0 | 0 | 0 | 0 | 0 | 0 | 0 | 0 | 0 | 0 | 0 | 0 | 0 | 0
[8 empty] | 3049 | May | Summer | Weekday | 0 | 0 | 0 | 0 | 0 | 0 | 0 | 0 | 0 | 0 | 0 | 0 | 0 | 0 | 0 | 0 | 0 | 0 | 0 | 0 | 0 | 0 | 0 | 0 | 0 | 4.8 | 4.8 | 0 | 0 | 0
[8 empty] | 3050 | May | Summer | Weekday | 0 | 0 | 0 | 0 | 0 | 0 | 0 | 0 | 0 | 0 | 0 | 0 | 0 | 0 | 0 | 0 | 0 | 0 | 0 | 0 | 0 | 0 | 0 | 0 | 0 | 4.8 | 4.8 | 0 | 0 | 0
[8 empty] | 3051 | May | Summer | Weekday | 0 | 0 | 0 | 0 | 0 | 0 | 0 | 0 | 0 | 0 | 0 | 0 | 0 | 0 | 0 | 0 | 0 | 0 | 0 | 0 | 0 | 0 | 0 | 0 | 0 | 4.8 | 4.8 | 0 | 0 | 0
[8 empty] | 3052 | May | Summer | Weekday | 0 | 0 | 0 | 0 | 0 | 0 | 0 | 0 | 0 | 0 | 0 | 0 | 0 | 0 | 0 | 0 | 0 | 0 | 0 | 0 | 0 | 0 | 0 | 0 | 0 | 4.8 | 4.8 | 0 | 0 | 0
[8 empty] | 3053 | May | Summer | Weekday | 0 | 0 | 0 | 0 | 0 | 0 | 0 | 0 | 0 | 0 | 0 | 0 | 0 | 0 | 0 | 0 | 0 | 0 | 0 | 0 | 0 | 0 | 0 | 0 | 0 | 4.8 | 4.8 | 0 | 0 | 0
[8 empty] | 3054 | May | Summer | Weekday | 0 | 0 | 0 | 0 | 0 | 0 | 0 | 0 | 0 | 0 | 0 | 0 | 0 | 0 | 0 | 0 | 0 | 0 | 0 | 0 | 0 | 0 | 0 | 0 | 0 | 4.8 | 4.8 | 0 | 0 | 0
[8 empty] | 3055 | May | Summer | Weekday | 0 | 0 | 0 | 0 | 0 | 0 | 0 | 0 | 0 | 0 | 0 | 0 | 0 | 0 | 0 | 0 | 0 | 0 | 0 | 0 | 0 | 0 | 0 | 0 | 0 | 1.2 | 1.2 | 0 | 0 | 0
[8 empty] | 3056 | May | Summer | Weekday | 0 | 0 | 0 | 0 | 0 | 0 | 0 | 0 | 0 | 0 | 0 | 0 | 0 | 0 | 0 | 0 | 0 | 0 | 0 | 0 | 0 | 0 | 0 | 0 | 0 | 0 | 0 | 0 | 0 | 0
[8 empty] | 3057 | May | Summer | Weekday | 0 | 0 | 0 | 0 | 0 | 0 | 0 | 0 | 0 | 0 | 0 | 0 | 0 | 0 | 0 | 0 | 0 | 0 | 0 | 0 | 0 | 0 | 0 | 0 | 0 | 0 | 0 | 0 | 0 | 0
[8 empty] | 3058 | May | Summer | Weekday | 0 | 0 | 0 | 0 | 0 | 0 | 0 | 0 | 0 | 0 | 0 | 0 | 0 | 0 | 0 | 0 | 0 | 0 | 0 | 0 | 0 | 0 | 0 | 0 | 0 | 0 | 0 | 0 | 0 | 0
[8 empty] | 3059 | May | Summer | Weekday | 0 | 0 | 0 | 0 | 0 | 0 | 0 | 0 | 0 | 0 | 0 | 0 | 0 | 0 | 0 | 0 | 0 | 0 | 0 | 0 | 0 | 0 | 0 | 0 | 0 | 0 | 0 | 0 | 0 | 0
[8 empty] | 3060 | May | Summer | Weekday | 0 | 0 | 0 | 0 | 0 | 0 | 0 | 0 | 0 | 0 | 0 | 0 | 0 | 0 | 0 | 0 | 0 | 0 | 0 | 0 | 0 | 0 | 0 | 0 | 0 | 0 | 0 | 0 | 0 | 0
[8 empty] | 3061 | May | Summer | Weekday | 0 | 0 | 0 | 0 | 0 | 0 | 0 | 0 | 0 | 0 | 0 | 0 | 0 | 0 | 0 | 0 | 0 | 0 | 0 | 0 | 0 | 0 | 0 | 0 | 0 | 0 | 0 | 0 | 0 | 0
[8 empty] | 3062 | May | Summer | Weekday | 0 | 0 | 0 | 0 | 0 | 0 | 0 | 0 | 0 | 0 | 0 | 0 | 0 | 0 | 0 | 0 | 0 | 0 | 0 | 0 | 0 | 0 | 0 | 0 | 0 | 0 | 0 | 0 | 0 | 0
[8 empty] | 3063 | May | Summer | Weekday | 0 | 0 | 0 | 0 | 0 | 0 | 0 | 0 | 0 | 0 | 0 | 0 | 0 | 0 | 0 | 0 | 0 | 0 | 0 | 0 | 0 | 0 | 0 | 0 | 0 | 0 | 0 | 0 | 0 | 0
[8 empty] | 3064 | May | Summer | Weekday | 0 | 0 | 0 | 0 | 0 | 0 | 0 | 0 | 0 | 0 | 0 | 0 | 0 | 0 | 0 | 0 | 0 | 0 | 0 | 0 | 0 | 0 | 0 | 0 | 0 | 0 | 0 | 0 | 0 | 0
[8 empty] | 3065 | May | Summer | Weekday | 0 | 0 | 0 | 0 | 0 | 0 | 0 | 0 | 0 | 0 | 0 | 0 | 0 | 0 | 0 | 0 | 0 | 0 | 0 | 0 | 0 | 0 | 0 | 0 | 0 | 0 | 0 | 0 | 0 | 0
[8 empty] | 3066 | May | Summer | Weekday | 0 | 0 | 0 | 0 | 0 | 0 | 0 | 0 | 0 | 0 | 0 | 0 | 0 | 0 | 0 | 0 | 0 | 0 | 0 | 0 | 0 | 0 | 0 | 0 | 0 | 0 | 0 | 0 | 0 | 0
[8 empty] | 3067 | May | Summer | Weekday | 0 | 0 | 0 | 0 | 0 | 0 | 0 | 0 | 0 | 0 | 0 | 0 | 0 | 0 | 0 | 0 | 0 | 0 | 0 | 0 | 0 | 0 | 0 | 0 | 0 | 0 | 0 | 0 | 0 | 0
[8 empty] | 3068 | May | Summer | Weekday | 0 | 0 | 0 | 0 | 0 | 0 | 0 | 0 | 0 | 0 | 0 | 0 | 0 | 0 | 0 | 0 | 0 | 0 | 0 | 0 | 0 | 0 | 0 | 0 | 0 | 0 | 0 | 0 | 0 | 0
[8 empty] | 3069 | May | Summer | Weekday | 0 | 0 | 0 | 0 | 0 | 0 | 0 | 0 | 0 | 0 | 0 | 0 | 0 | 0 | 0 | 0 | 0 | 0 | 0 | 0 | 0 | 0 | 0 | 0 | 0 | 0 | 0 | 0 | 0 | 0
[8 empty] | 3070 | May | Summer | Weekday | 0 | 0 | 0 | 0 | 0 | 0 | 0 | 0 | 0 | 0 | 0 | 0 | 0 | 0 | 0 | 0 | 0 | 0 | 0 | 0 | 0 | 0 | 0 | 0 | 0 | 0 | 0 | 0 | 0 | 0
[8 empty] | 3071 | May | Summer | Weekday | 0 | 0 | 0 | 0 | 0 | 0 | 0 | 0 | 0 | 0 | 0 | 0 | 0 | 0 | 0 | 0 | 0 | 0 | 0 | 0 | 0 | 0 | 0 | 0 | 0 | 0 | 0 | 0 | 0 | 0
[8 empty] | 3072 | May | Summer | Weekday | 0 | 0 | 0 | 0 | 0 | 0 | 0 | 0 | 0 | 0 | 0 | 0 | 0 | 0 | 0 | 0 | 0 | 0 | 0 | 0 | 0 | 0 | 0 | 0 | 0 | 0 | 0 | 0 | 0 | 0
[8 empty] | 3073 | May | Summer | Weekday | 0 | 0 | 0 | 0 | 0 | 0 | 0 | 0 | 0 | 0 | 0 | 0 | 0 | 0 | 0 | 0 | 0 | 0 | 0 | 0 | 0 | 0 | 0 | 0 | 0 | 4.8 | 4.8 | 0 | 0 | 0
[8 empty] | 3074 | May | Summer | Weekday | 0 | 0 | 0 | 0 | 0 | 0 | 0 | 0 | 0 | 0 | 0 | 0 | 0 | 0 | 0 | 0 | 0 | 0 | 0 | 0 | 0 | 0 | 0 | 0 | 0 | 4.8 | 4.8 | 0 | 0 | 0
[8 empty] | 3075 | May | Summer | Weekday | 0 | 0 | 0 | 0 | 0 | 0 | 0 | 0 | 0 | 0 | 0 | 0 | 0 | 0 | 0 | 0 | 0 | 0 | 0 | 0 | 0 | 0 | 0 | 0 | 0 | 4.8 | 4.8 | 0 | 0 | 0
[8 empty] | 3076 | May | Summer | Weekday | 0 | 0 | 0 | 0 | 0 | 0 | 0 | 0 | 0 | 0 | 0 | 0 | 0 | 0 | 0 | 0 | 0 | 0 | 0 | 0 | 0 | 0 | 0 | 0 | 0 | 4.8 | 4.8 | 0 | 0 | 0
[8 empty] | 3077 | May | Summer | Weekday | 0 | 0 | 0 | 0 | 0 | 0 | 0 | 0 | 0 | 0 | 0 | 0 | 0 | 0 | 0 | 0 | 0 | 0 | 0 | 0 | 0 | 0 | 0 | 0 | 0 | 4.8 | 4.8 | 0 | 0 | 0
[8 empty] | 3078 | May | Summer | Weekday | 0 | 0 | 0 | 0 | 0 | 0 | 0 | 0 | 0 | 0 | 0 | 0 | 0 | 0 | 0 | 0 | 0 | 0 | 0 | 0 | 0 | 0 | 0 | 0 | 0 | 4.8 | 4.8 | 0 | 0 | 0
[8 empty] | 3079 | May | Summer | Weekday | 0 | 0 | 0 | 0 | 0 | 0 | 0 | 0 | 0 | 0 | 0 | 0 | 0 | 0 | 0 | 0 | 0 | 0 | 0 | 0 | 0 | 0 | 0 | 0 | 0 | 1.2 | 1.2 | 0 | 0 | 0
[8 empty] | 3080 | May | Summer | Weekday | 0 | 0 | 0 | 0 | 0 | 0 | 0 | 0 | 0 | 0 | 0 | 0 | 0 | 0 | 0 | 0 | 0 | 0 | 0 | 0 | 0 | 0 | 0 | 0 | 0 | 0 | 0 | 0 | 0 | 0
[8 empty] | 3081 | May | Summer | Weekday | 0 | 0 | 0 | 0 | 0 | 0 | 0 | 0 | 0 | 0 | 0 | 0 | 0 | 0 | 0 | 0 | 0 | 0 | 0 | 0 | 0 | 0 | 0 | 0 | 0 | 0 | 0 | 0 | 0 | 0
[8 empty] | 3082 | May | Summer | Weekday | 0 | 0 | 0 | 0 | 0 | 0 | 0 | 0 | 0 | 0 | 0 | 0 | 0 | 0 | 0 | 0 | 0 | 0 | 0 | 0 | 0 | 0 | 0 | 0 | 0 | 0 | 0 | 0 | 0 | 0
[8 empty] | 3083 | May | Summer | Weekday | 0 | 0 | 0 | 0 | 0 | 0 | 0 | 0 | 0 | 0 | 0 | 0 | 0 | 0 | 0 | 0 | 0 | 0 | 0 | 0 | 0 | 0 | 0 | 0 | 0 | 0 | 0 | 0 | 0 | 0
[8 empty] | 3084 | May | Summer | Weekday | 0 | 0 | 0 | 0 | 0 | 0 | 0 | 0 | 0 | 0 | 0 | 0 | 0 | 0 | 0 | 0 | 0 | 0 | 0 | 0 | 0 | 0 | 0 | 0 | 0 | 0 | 0 | 0 | 0 | 0
[8 empty] | 3085 | May | Summer | Weekday | 0 | 0 | 0 | 0 | 0 | 0 | 0 | 0 | 0 | 0 | 0 | 0 | 0 | 0 | 0 | 0 | 0 | 0 | 0 | 0 | 0 | 0 | 0 | 0 | 0 | 0 | 0 | 0 | 0 | 0
[8 empty] | 3086 | May | Summer | Weekday | 0 | 0 | 0 | 0 | 0 | 0 | 0 | 0 | 0 | 0 | 0 | 0 | 0 | 0 | 0 | 0 | 0 | 0 | 0 | 0 | 0 | 0 | 0 | 0 | 0 | 0 | 0 | 0 | 0 | 0
[8 empty] | 3087 | May | Summer | Weekday | 0 | 0 | 0 | 0 | 0 | 0 | 0 | 0 | 0 | 0 | 0 | 0 | 0 | 0 | 0 | 0 | 0 | 0 | 0 | 0 | 0 | 0 | 0 | 0 | 0 | 0 | 0 | 0 | 0 | 0
[8 empty] | 3088 | May | Summer | Weekday | 0 | 0 | 0 | 0 | 0 | 0 | 0 | 0 | 0 | 0 | 0 | 0 | 0 | 0 | 0 | 0 | 0 | 0 | 0 | 0 | 0 | 0 | 0 | 0 | 0 | 0 | 0 | 0 | 0 | 0
[8 empty] | 3089 | May | Summer | Weekday | 0 | 0 | 0 | 0 | 0 | 0 | 0 | 0 | 0 | 0 | 0 | 0 | 0 | 0 | 0 | 0 | 0 | 0 | 0 | 0 | 0 | 0 | 0 | 0 | 0 | 0 | 0 | 0 | 0 | 0
[8 empty] | 3090 | May | Summer | Weekday | 0 | 0 | 0 | 0 | 0 | 0 | 0 | 0 | 0 | 0 | 0 | 0 | 0 | 0 | 0 | 0 | 0 | 0 | 0 | 0 | 0 | 0 | 0 | 0 | 0 | 0 | 0 | 0 | 0 | 0
[8 empty] | 3091 | May | Summer | Weekday | 0 | 0 | 0 | 0 | 0 | 0 | 0 | 0 | 0 | 0 | 0 | 0 | 0 | 0 | 0 | 0 | 0 | 0 | 0 | 0 | 0 | 0 | 0 | 0 | 0 | 0 | 0 | 0 | 0 | 0
[8 empty] | 3092 | May | Summer | Weekday | 0 | 0 | 0 | 0 | 0 | 0 | 0 | 0 | 0 | 0 | 0 | 0 | 0 | 0 | 0 | 0 | 0 | 0 | 0 | 0 | 0 | 0 | 0 | 0 | 0 | 0 | 0 | 0 | 0 | 0
[8 empty] | 3093 | May | Summer | Weekday | 0 | 0 | 0 | 0 | 0 | 0 | 0 | 0 | 0 | 0 | 0 | 0 | 0 | 0 | 0 | 0 | 0 | 0 | 0 | 0 | 0 | 0 | 0 | 0 | 0 | 0 | 0 | 0 | 0 | 0
[8 empty] | 3094 | May | Summer | Weekday | 0 | 0 | 0 | 0 | 0 | 0 | 0 | 0 | 0 | 0 | 0 | 0 | 0 | 0 | 0 | 0 | 0 | 0 | 0 | 0 | 0 | 0 | 0 | 0 | 0 | 0 | 0 | 0 | 0 | 0
[8 empty] | 3095 | May | Summer | Weekday | 0 | 0 | 0 | 0 | 0 | 0 | 0 | 0 | 0 | 0 | 0 | 0 | 0 | 0 | 0 | 0 | 0 | 0 | 0 | 0 | 0 | 0 | 0 | 0 | 0 | 0 | 0 | 0 | 0 | 0
[8 empty] | 3096 | May | Summer | Weekday | 0 | 0 | 0 | 0 | 0 | 0 | 0 | 0 | 0 | 0 | 0 | 0 | 0 | 0 | 0 | 0 | 0 | 0 | 0 | 0 | 0 | 0 | 0 | 0 | 0 | 0 | 0 | 0 | 0 | 0
[8 empty] | 3097 | May | Summer | Weekday | 0 | 0 | 0 | 0 | 0 | 0 | 0 | 0 | 0 | 0 | 0 | 0 | 0 | 0 | 0 | 0 | 0 | 0 | 0 | 0 | 0 | 0 | 0 | 0 | 0 | 4.8 | 4.8 | 0 | 0 | 0
[8 empty] | 3098 | May | Summer | Weekday | 0 | 0 | 0 | 0 | 0 | 0 | 0 | 0 | 0 | 0 | 0 | 0 | 0 | 0 | 0 | 0 | 0 | 0 | 0 | 0 | 0 | 0 | 0 | 0 | 0 | 4.8 | 4.8 | 0 | 0 | 0
[8 empty] | 3099 | May | Summer | Weekday | 0 | 0 | 0 | 0 | 0 | 0 | 0 | 0 | 0 | 0 | 0 | 0 | 0 | 0 | 0 | 0 | 0 | 0 | 0 | 0 | 0 | 0 | 0 | 0 | 0 | 4.8 | 4.8 | 0 | 0 | 0
[8 empty] | 3100 | May | Summer | Weekday | 0 | 0 | 0 | 0 | 0 | 0 | 0 | 0 | 0 | 0 | 0 | 0 | 0 | 0 | 0 | 0 | 0 | 0 | 0 | 0 | 0 | 0 | 0 | 0 | 0 | 4.8 | 4.8 | 0 | 0 | 0
[8 empty] | 3101 | May | Summer | Weekday | 0 | 0 | 0 | 0 | 0 | 0 | 0 | 0 | 0 | 0 | 0 | 0 | 0 | 0 | 0 | 0 | 0 | 0 | 0 | 0 | 0 | 0 | 0 | 0 | 0 | 4.8 | 4.8 | 0 | 0 | 0
[8 empty] | 3102 | May | Summer | Weekday | 0 | 0 | 0 | 0 | 0 | 0 | 0 | 0 | 0 | 0 | 0 | 0 | 0 | 0 | 0 | 0 | 0 | 0 | 0 | 0 | 0 | 0 | 0 | 0 | 0 | 4.8 | 4.8 | 0 | 0 | 0
[8 empty] | 3103 | May | Summer | Weekday | 0 | 0 | 0 | 0 | 0 | 0 | 0 | 0 | 0 | 0 | 0 | 0 | 0 | 0 | 0 | 0 | 0 | 0 | 0 | 0 | 0 | 0 | 0 | 0 | 0 | 1.2 | 1.2 | 0 | 0 | 0
[8 empty] | 3104 | May | Summer | Weekday | 0 | 0 | 0 | 0 | 0 | 0 | 0 | 0 | 0 | 0 | 0 | 0 | 0 | 0 | 0 | 0 | 0 | 0 | 0 | 0 | 0 | 0 | 0 | 0 | 0 | 0 | 0 | 0 | 0 | 0
[8 empty] | 3105 | May | Summer | Weekday | 0 | 0 | 0 | 0 | 0 | 0 | 0 | 0 | 0 | 0 | 0 | 0 | 0 | 0 | 0 | 0 | 0 | 0 | 0 | 0 | 0 | 0 | 0 | 0 | 0 | 0 | 0 | 0 | 0 | 0
[8 empty] | 3106 | May | Summer | Weekday | 0 | 0 | 0 | 0 | 0 | 0 | 0 | 0 | 0 | 0 | 0 | 0 | 0 | 0 | 0 | 0 | 0 | 0 | 0 | 0 | 0 | 0 | 0 | 0 | 0 | 0 | 0 | 0 | 0 | 0
[8 empty] | 3107 | May | Summer | Weekday | 0 | 0 | 0 | 0 | 0 | 0 | 0 | 0 | 0 | 0 | 0 | 0 | 0 | 0 | 0 | 0 | 0 | 0 | 0 | 0 | 0 | 0 | 0 | 0 | 0 | 0 | 0 | 0 | 0 | 0
[8 empty] | 3108 | May | Summer | Weekday | 0 | 0 | 0 | 0 | 0 | 0 | 0 | 0 | 0 | 0 | 0 | 0 | 0 | 0 | 0 | 0 | 0 | 0 | 0 | 0 | 0 | 0 | 0 | 0 | 0 | 0 | 0 | 0 | 0 | 0
[8 empty] | 3109 | May | Summer | Weekday | 0 | 0 | 0 | 0 | 0 | 0 | 0 | 0 | 0 | 0 | 0 | 0 | 0 | 0 | 0 | 0 | 0 | 0 | 0 | 0 | 0 | 0 | 0 | 0 | 0 | 0 | 0 | 0 | 0 | 0
[8 empty] | 3110 | May | Summer | Weekday | 0 | 0 | 0 | 0 | 0 | 0 | 0 | 0 | 0 | 0 | 0 | 0 | 0 | 0 | 0 | 0 | 0 | 0 | 0 | 0 | 0 | 0 | 0 | 0 | 0 | 0 | 0 | 0 | 0 | 0
[8 empty] | 3111 | May | Summer | Weekday | 0 | 0 | 0 | 0 | 0 | 0 | 0 | 0 | 0 | 0 | 0 | 0 | 0 | 0 | 0 | 0 | 0 | 0 | 0 | 0 | 0 | 0 | 0 | 0 | 0 | 0 | 0 | 0 | 0 | 0
[8 empty] | 3112 | May | Summer | Weekday | 0 | 0 | 0 | 0 | 0 | 0 | 0 | 0 | 0 | 0 | 0 | 0 | 0 | 0 | 0 | 0 | 0 | 0 | 0 | 0 | 0 | 0 | 0 | 0 | 0 | 0 | 0 | 0 | 0 | 0
[8 empty] | 3113 | May | Summer | Weekday | 0 | 0 | 0 | 0 | 0 | 0 | 0 | 0 | 0 | 0 | 0 | 0 | 0 | 0 | 0 | 0 | 0 | 0 | 0 | 0 | 0 | 0 | 0 | 0 | 0 | 0 | 0 | 0 | 0 | 0
[8 empty] | 3114 | May | Summer | Weekday | 0 | 0 | 0 | 0 | 0 | 0 | 0 | 0 | 0 | 0 | 0 | 0 | 0 | 0 | 0 | 0 | 0 | 0 | 0 | 0 | 0 | 0 | 0 | 0 | 0 | 0 | 0 | 0 | 0 | 0
[8 empty] | 3115 | May | Summer | Weekday | 0 | 0 | 0 | 0 | 0 | 0 | 0 | 0 | 0 | 0 | 0 | 0 | 0 | 0 | 0 | 0 | 0 | 0 | 0 | 0 | 0 | 0 | 0 | 0 | 0 | 0 | 0 | 0 | 0 | 0
[8 empty] | 3116 | May | Summer | Weekday | 0 | 0 | 0 | 0 | 0 | 0 | 0 | 0 | 0 | 0 | 0 | 0 | 0 | 0 | 0 | 0 | 0 | 0 | 0 | 0 | 0 | 0 | 0 | 0 | 0 | 0 | 0 | 0 | 0 | 0
[8 empty] | 3117 | May | Summer | Weekday | 0 | 0 | 0 | 0 | 0 | 0 | 0 | 0 | 0 | 0 | 0 | 0 | 0 | 0 | 0 | 0 | 0 | 0 | 0 | 0 | 0 | 0 | 0 | 0 | 0 | 0 | 0 | 0 | 0 | 0
[8 empty] | 3118 | May | Summer | Weekday | 0 | 0 | 0 | 0 | 0 | 0 | 0 | 0 | 0 | 0 | 0 | 0 | 0 | 0 | 0 | 0 | 0 | 0 | 0 | 0 | 0 | 0 | 0 | 0 | 0 | 0 | 0 | 0 | 0 | 0
[8 empty] | 3119 | May | Summer | Weekday | 0 | 0 | 0 | 0 | 0 | 0 | 0 | 0 | 0 | 0 | 0 | 0 | 0 | 0 | 0 | 0 | 0 | 0 | 0 | 0 | 0 | 0 | 0 | 0 | 0 | 0 | 0 | 0 | 0 | 0
[8 empty] | 3120 | May | Summer | Weekday | 0 | 0 | 0 | 0 | 0 | 0 | 0 | 0 | 0 | 0 | 0 | 0 | 0 | 0 | 0 | 0 | 0 | 0 | 0 | 0 | 0 | 0 | 0 | 0 | 0 | 0 | 0 | 0 | 0 | 0
[8 empty] | 3121 | May | Summer | Weekday | 0 | 0 | 0 | 0 | 0 | 0 | 0 | 0 | 0 | 0 | 0 | 0 | 0 | 0 | 0 | 0 | 0 | 0 | 0 | 0 | 0 | 0 | 0 | 0 | 0 | 4.8 | 4.8 | 0 | 0 | 0
[8 empty] | 3122 | May | Summer | Weekday | 0 | 0 | 0 | 0 | 0 | 0 | 0 | 0 | 0 | 0 | 0 | 0 | 0 | 0 | 0 | 0 | 0 | 0 | 0 | 0 | 0 | 0 | 0 | 0 | 0 | 4.8 | 4.8 | 0 | 0 | 0
[8 empty] | 3123 | May | Summer | Weekday | 0 | 0 | 0 | 0 | 0 | 0 | 0 | 0 | 0 | 0 | 0 | 0 | 0 | 0 | 0 | 0 | 0 | 0 | 0 | 0 | 0 | 0 | 0 | 0 | 0 | 4.8 | 4.8 | 0 | 0 | 0
[8 empty] | 3124 | May | Summer | Weekday | 0 | 0 | 0 | 0 | 0 | 0 | 0 | 0 | 0 | 0 | 0 | 0 | 0 | 0 | 0 | 0 | 0 | 0 | 0 | 0 | 0 | 0 | 0 | 0 | 0 | 4.8 | 4.8 | 0 | 0 | 0
[8 empty] | 3125 | May | Summer | Weekday | 0 | 0 | 0 | 0 | 0 | 0 | 0 | 0 | 0 | 0 | 0 | 0 | 0 | 0 | 0 | 0 | 0 | 0 | 0 | 0 | 0 | 0 | 0 | 0 | 0 | 4.8 | 4.8 | 0 | 0 | 0
[8 empty] | 3126 | May | Summer | Weekday | 0 | 0 | 0 | 0 | 0 | 0 | 0 | 0 | 0 | 0 | 0 | 0 | 0 | 0 | 0 | 0 | 0 | 0 | 0 | 0 | 0 | 0 | 0 | 0 | 0 | 4.8 | 4.8 | 0 | 0 | 0
[8 empty] | 3127 | May | Summer | Weekday | 0 | 0 | 0 | 0 | 0 | 0 | 0 | 0 | 0 | 0 | 0 | 0 | 0 | 0 | 0 | 0 | 0 | 0 | 0 | 0 | 0 | 0 | 0 | 0 | 0 | 1.2 | 1.2 | 0 | 0 | 0
[8 empty] | 3128 | May | Summer | Weekday | 0 | 0 | 0 | 0 | 0 | 0 | 0 | 0 | 0 | 0 | 0 | 0 | 0 | 0 | 0 | 0 | 0 | 0 | 0 | 0 | 0 | 0 | 0 | 0 | 0 | 0 | 0 | 0 | 0 | 0
[8 empty] | 3129 | May | Summer | Weekday | 0 | 0 | 0 | 0 | 0 | 0 | 0 | 0 | 0 | 0 | 0 | 0 | 0 | 0 | 0 | 0 | 0 | 0 | 0 | 0 | 0 | 0 | 0 | 0 | 0 | 0 | 0 | 0 | 0 | 0
[8 empty] | 3130 | May | Summer | Weekday | 0 | 0 | 0 | 0 | 0 | 0 | 0 | 0 | 0 | 0 | 0 | 0 | 0 | 0 | 0 | 0 | 0 | 0 | 0 | 0 | 0 | 0 | 0 | 0 | 0 | 0 | 0 | 0 | 0 | 0
[8 empty] | 3131 | May | Summer | Weekday | 0 | 0 | 0 | 0 | 0 | 0 | 0 | 0 | 0 | 0 | 0 | 0 | 0 | 0 | 0 | 0 | 0 | 0 | 0 | 0 | 0 | 0 | 0 | 0 | 0 | 0 | 0 | 0 | 0 | 0
[8 empty] | 3132 | May | Summer | Weekday | 0 | 0 | 0 | 0 | 0 | 0 | 0 | 0 | 0 | 0 | 0 | 0 | 0 | 0 | 0 | 0 | 0 | 0 | 0 | 0 | 0 | 0 | 0 | 0 | 0 | 0 | 0 | 0 | 0 | 0
[8 empty] | 3133 | May | Summer | Weekday | 0 | 0 | 0 | 0 | 0 | 0 | 0 | 0 | 0 | 0 | 0 | 0 | 0 | 0 | 0 | 0 | 0 | 0 | 0 | 0 | 0 | 0 | 0 | 0 | 0 | 0 | 0 | 0 | 0 | 0
[8 empty] | 3134 | May | Summer | Weekday | 0 | 0 | 0 | 0 | 0 | 0 | 0 | 0 | 0 | 0 | 0 | 0 | 0 | 0 | 0 | 0 | 0 | 0 | 0 | 0 | 0 | 0 | 0 | 0 | 0 | 0 | 0 | 0 | 0 | 0
[8 empty] | 3135 | May | Summer | Weekday | 0 | 0 | 0 | 0 | 0 | 0 | 0 | 0 | 0 | 0 | 0 | 0 | 0 | 0 | 0 | 0 | 0 | 0 | 0 | 0 | 0 | 0 | 0 | 0 | 0 | 0 | 0 | 0 | 0 | 0
[8 empty] | 3136 | May | Summer | Weekday | 0 | 0 | 0 | 0 | 0 | 0 | 0 | 0 | 0 | 0 | 0 | 0 | 0 | 0 | 0 | 0 | 0 | 0 | 0 | 0 | 0 | 0 | 0 | 0 | 0 | 0 | 0 | 0 | 0 | 0
[8 empty] | 3137 | May | Summer | Weekday | 0 | 0 | 0 | 0 | 0 | 0 | 0 | 0 | 0 | 0 | 0 | 0 | 0 | 0 | 0 | 0 | 0 | 0 | 0 | 0 | 0 | 0 | 0 | 0 | 0 | 0 | 0 | 0 | 0 | 0
[8 empty] | 3138 | May | Summer | Weekday | 0 | 0 | 0 | 0 | 0 | 0 | 0 | 0 | 0 | 0 | 0 | 0 | 0 | 0 | 0 | 0 | 0 | 0 | 0 | 0 | 0 | 0 | 0 | 0 | 0 | 0 | 0 | 0 | 0 | 0
[8 empty] | 3139 | May | Summer | Weekday | 0 | 0 | 0 | 0 | 0 | 0 | 0 | 0 | 0 | 0 | 0 | 0 | 0 | 0 | 0 | 0 | 0 | 0 | 0 | 0 | 0 | 0 | 0 | 0 | 0 | 0 | 0 | 0 | 0 | 0
[8 empty] | 3140 | May | Summer | Weekday | 0 | 0 | 0 | 0 | 0 | 0 | 0 | 0 | 0 | 0 | 0 | 0 | 0 | 0 | 0 | 0 | 0 | 0 | 0 | 0 | 0 | 0 | 0 | 0 | 0 | 0 | 0 | 0 | 0 | 0
[8 empty] | 3141 | May | Summer | Weekday | 0 | 0 | 0 | 0 | 0 | 0 | 0 | 0 | 0 | 0 | 0 | 0 | 0 | 0 | 0 | 0 | 0 | 0 | 0 | 0 | 0 | 0 | 0 | 0 | 0 | 0 | 0 | 0 | 0 | 0
[8 empty] | 3142 | May | Summer | Weekday | 0 | 0 | 0 | 0 | 0 | 0 | 0 | 0 | 0 | 0 | 0 | 0 | 0 | 0 | 0 | 0 | 0 | 0 | 0 | 0 | 0 | 0 | 0 | 0 | 0 | 0 | 0 | 0 | 0 | 0
[8 empty] | 3143 | May | Summer | Weekday | 0 | 0 | 0 | 0 | 0 | 0 | 0 | 0 | 0 | 0 | 0 | 0 | 0 | 0 | 0 | 0 | 0 | 0 | 0 | 0 | 0 | 0 | 0 | 0 | 0 | 0 | 0 | 0 | 0 | 0
[8 empty] | 3144 | May | Summer | Weekday | 0 | 0 | 0 | 0 | 0 | 0 | 0 | 0 | 0 | 0 | 0 | 0 | 0 | 0 | 0 | 0 | 0 | 0 | 0 | 0 | 0 | 0 | 0 | 0 | 0 | 0 | 0 | 0 | 0 | 0
[8 empty] | 3145 | May | Summer | Weekday | 0 | 0 | 0 | 0 | 0 | 0 | 0 | 0 | 0 | 0 | 0 | 0 | 0 | 0 | 0 | 0 | 0 | 0 | 0 | 0 | 0 | 0 | 0 | 0 | 0 | 4.8 | 4.8 | 0 | 0 | 0
[8 empty] | 3146 | May | Summer | Weekday | 0 | 0 | 0 | 0 | 0 | 0 | 0 | 0 | 0 | 0 | 0 | 0 | 0 | 0 | 0 | 0 | 0 | 0 | 0 | 0 | 0 | 0 | 0 | 0 | 0 | 4.8 | 4.8 | 0 | 0 | 0
[8 empty] | 3147 | May | Summer | Weekday | 0 | 0 | 0 | 0 | 0 | 0 | 0 | 0 | 0 | 0 | 0 | 0 | 0 | 0 | 0 | 0 | 0 | 0 | 0 | 0 | 0 | 0 | 0 | 0 | 0 | 4.8 | 4.8 | 0 | 0 | 0
[8 empty] | 3148 | May | Summer | Weekday | 0 | 0 | 0 | 0 | 0 | 0 | 0 | 0 | 0 | 0 | 0 | 0 | 0 | 0 | 0 | 0 | 0 | 0 | 0 | 0 | 0 | 0 | 0 | 0 | 0 | 4.8 | 4.8 | 0 | 0 | 0
[8 empty] | 3149 | May | Summer | Weekday | 0 | 0 | 0 | 0 | 0 | 0 | 0 | 0 | 0 | 0 | 0 | 0 | 0 | 0 | 0 | 0 | 0 | 0 | 0 | 0 | 0 | 0 | 0 | 0 | 0 | 4.8 | 4.8 | 0 | 0 | 0
[8 empty] | 3150 | May | Summer | Weekday | 0 | 0 | 0 | 0 | 0 | 0 | 0 | 0 | 0 | 0 | 0 | 0 | 0 | 0 | 0 | 0 | 0 | 0 | 0 | 0 | 0 | 0 | 0 | 0 | 0 | 4.8 | 4.8 | 0 | 0 | 0
[8 empty] | 3151 | May | Summer | Weekday | 0 | 0 | 0 | 0 | 0 | 0 | 0 | 0 | 0 | 0 | 0 | 0 | 0 | 0 | 0 | 0 | 0 | 0 | 0 | 0 | 0 | 0 | 0 | 0 | 0 | 1.2 | 1.2 | 0 | 0 | 0
[8 empty] | 3152 | May | Summer | Weekday | 0 | 0 | 0 | 0 | 0 | 0 | 0 | 0 | 0 | 0 | 0 | 0 | 0 | 0 | 0 | 0 | 0 | 0 | 0 | 0 | 0 | 0 | 0 | 0 | 0 | 0 | 0 | 0 | 0 | 0
[8 empty] | 3153 | May | Summer | Weekday | 0 | 0 | 0 | 0 | 0 | 0 | 0 | 0 | 0 | 0 | 0 | 0 | 0 | 0 | 0 | 0 | 0 | 0 | 0 | 0 | 0 | 0 | 0 | 0 | 0 | 0 | 0 | 0 | 0 | 0
[8 empty] | 3154 | May | Summer | Weekday | 0 | 0 | 0 | 0 | 0 | 0 | 0 | 0 | 0 | 0 | 0 | 0 | 0 | 0 | 0 | 0 | 0 | 0 | 0 | 0 | 0 | 0 | 0 | 0 | 0 | 0 | 0 | 0 | 0 | 0
[8 empty] | 3155 | May | Summer | Weekday | 0 | 0 | 0 | 0 | 0 | 0 | 0 | 0 | 0 | 0 | 0 | 0 | 0 | 0 | 0 | 0 | 0 | 0 | 0 | 0 | 0 | 0 | 0 | 0 | 0 | 0 | 0 | 0 | 0 | 0
[8 empty] | 3156 | May | Summer | Weekday | 0 | 0 | 0 | 0 | 0 | 0 | 0 | 0 | 0 | 0 | 0 | 0 | 0 | 0 | 0 | 0 | 0 | 0 | 0 | 0 | 0 | 0 | 0 | 0 | 0 | 0 | 0 | 0 | 0 | 0
[8 empty] | 3157 | May | Summer | Weekday | 0 | 0 | 0 | 0 | 0 | 0 | 0 | 0 | 0 | 0 | 0 | 0 | 0 | 0 | 0 | 0 | 0 | 0 | 0 | 0 | 0 | 0 | 0 | 0 | 0 | 0 | 0 | 0 | 0 | 0
[8 empty] | 3158 | May | Summer | Weekday | 0 | 0 | 0 | 0 | 0 | 0 | 0 | 0 | 0 | 0 | 0 | 0 | 0 | 0 | 0 | 0 | 0 | 0 | 0 | 0 | 0 | 0 | 0 | 0 | 0 | 0 | 0 | 0 | 0 | 0
[8 empty] | 3159 | May | Summer | Weekday | 0 | 0 | 0 | 0 | 0 | 0 | 0 | 0 | 0 | 0 | 0 | 0 | 0 | 0 | 0 | 0 | 0 | 0 | 0 | 0 | 0 | 0 | 0 | 0 | 0 | 0 | 0 | 0 | 0 | 0
[8 empty] | 3160 | May | Summer | Weekday | 0 | 0 | 0 | 0 | 0 | 0 | 0 | 0 | 0 | 0 | 0 | 0 | 0 | 0 | 0 | 0 | 0 | 0 | 0 | 0 | 0 | 0 | 0 | 0 | 0 | 0 | 0 | 0 | 0 | 0
[8 empty] | 3161 | May | Summer | Weekday | 0 | 0 | 0 | 0 | 0 | 0 | 0 | 0 | 0 | 0 | 0 | 0 | 0 | 0 | 0 | 0 | 0 | 0 | 0 | 0 | 0 | 0 | 0 | 0 | 0 | 0 | 0 | 0 | 0 | 0
[8 empty] | 3162 | May | Summer | Weekday | 0 | 0 | 0 | 0 | 0 | 0 | 0 | 0 | 0 | 0 | 0 | 0 | 0 | 0 | 0 | 0 | 0 | 0 | 0 | 0 | 0 | 0 | 0 | 0 | 0 | 0 | 0 | 0 | 0 | 0
[8 empty] | 3163 | May | Summer | Weekday | 0 | 0 | 0 | 0 | 0 | 0 | 0 | 0 | 0 | 0 | 0 | 0 | 0 | 0 | 0 | 0 | 0 | 0 | 0 | 0 | 0 | 0 | 0 | 0 | 0 | 0 | 0 | 0 | 0 | 0
[8 empty] | 3164 | May | Summer | Weekday | 0 | 0 | 0 | 0 | 0 | 0 | 0 | 0 | 0 | 0 | 0 | 0 | 0 | 0 | 0 | 0 | 0 | 0 | 0 | 0 | 0 | 0 | 0 | 0 | 0 | 0 | 0 | 0 | 0 | 0
[8 empty] | 3165 | May | Summer | Weekday | 0 | 0 | 0 | 0 | 0 | 0 | 0 | 0 | 0 | 0 | 0 | 0 | 0 | 0 | 0 | 0 | 0 | 0 | 0 | 0 | 0 | 0 | 0 | 0 | 0 | 0 | 0 | 0 | 0 | 0
[8 empty] | 3166 | May | Summer | Weekday | 0 | 0 | 0 | 0 | 0 | 0 | 0 | 0 | 0 | 0 | 0 | 0 | 0 | 0 | 0 | 0 | 0 | 0 | 0 | 0 | 0 | 0 | 0 | 0 | 0 | 0 | 0 | 0 | 0 | 0
[8 empty] | 3167 | May | Summer | Weekday | 0 | 0 | 0 | 0 | 0 | 0 | 0 | 0 | 0 | 0 | 0 | 0 | 0 | 0 | 0 | 0 | 0 | 0 | 0 | 0 | 0 | 0 | 0 | 0 | 0 | 0 | 0 | 0 | 0 | 0
[8 empty] | 3168 | May | Summer | Weekday | 0 | 0 | 0 | 0 | 0 | 0 | 0 | 0 | 0 | 0 | 0 | 0 | 0 | 0 | 0 | 0 | 0 | 0 | 0 | 0 | 0 | 0 | 0 | 0 | 0 | 0 | 0 | 0 | 0 | 0
[8 empty] | 3169 | May | Summer | Weekend | 0 | 0 | 0 | 0 | 0 | 0 | 0 | 0 | 0 | 0 | 0 | 0 | 0 | 0 | 0 | 0 | 0 | 0 | 0 | 0 | 0 | 0 | 0 | 0 | 0 | 4.8 | 4.8 | 0 | 0 | 0
[8 empty] | 3170 | May | Summer | Weekend | 0 | 0 | 0 | 0 | 0 | 0 | 0 | 0 | 0 | 0 | 0 | 0 | 0 | 0 | 0 | 0 | 0 | 0 | 0 | 0 | 0 | 0 | 0 | 0 | 0 | 4.8 | 4.8 | 0 | 0 | 0
[8 empty] | 3171 | May | Summer | Weekend | 0 | 0 | 0 | 0 | 0 | 0 | 0 | 0 | 0 | 0 | 0 | 0 | 0 | 0 | 0 | 0 | 0 | 0 | 0 | 0 | 0 | 0 | 0 | 0 | 0 | 4.8 | 4.8 | 0 | 0 | 0
[8 empty] | 3172 | May | Summer | Weekend | 0 | 0 | 0 | 0 | 0 | 0 | 0 | 0 | 0 | 0 | 0 | 0 | 0 | 0 | 0 | 0 | 0 | 0 | 0 | 0 | 0 | 0 | 0 | 0 | 0 | 4.8 | 4.8 | 0 | 0 | 0
[8 empty] | 3173 | May | Summer | Weekend | 0 | 0 | 0 | 0 | 0 | 0 | 0 | 0 | 0 | 0 | 0 | 0 | 0 | 0 | 0 | 0 | 0 | 0 | 0 | 0 | 0 | 0 | 0 | 0 | 0 | 4.8 | 4.8 | 0 | 0 | 0
[8 empty] | 3174 | May | Summer | Weekend | 0 | 0 | 0 | 0 | 0 | 0 | 0 | 0 | 0 | 0 | 0 | 0 | 0 | 0 | 0 | 0 | 0 | 0 | 0 | 0 | 0 | 0 | 0 | 0 | 0 | 4.8 | 4.8 | 0 | 0 | 0
[8 empty] | 3175 | May | Summer | Weekend | 0 | 0 | 0 | 0 | 0 | 0 | 0 | 0 | 0 | 0 | 0 | 0 | 0 | 0 | 0 | 0 | 0 | 0 | 0 | 0 | 0 | 0 | 0 | 0 | 0 | 1.2 | 1.2 | 0 | 0 | 0
[8 empty] | 3176 | May | Summer | Weekend | 0 | 0 | 0 | 0 | 0 | 0 | 0 | 0 | 0 | 0 | 0 | 0 | 0 | 0 | 0 | 0 | 0 | 0 | 0 | 0 | 0 | 0 | 0 | 0 | 0 | 0 | 0 | 0 | 0 | 0
[8 empty] | 3177 | May | Summer | Weekend | 0 | 0 | 0 | 0 | 0 | 0 | 0 | 0 | 0 | 0 | 0 | 0 | 0 | 0 | 0 | 0 | 0 | 0 | 0 | 0 | 0 | 0 | 0 | 0 | 0 | 0 | 0 | 0 | 0 | 0
[8 empty] | 3178 | May | Summer | Weekend | 0 | 0 | 0 | 0 | 0 | 0 | 0 | 0 | 0 | 0 | 0 | 0 | 0 | 0 | 0 | 0 | 0 | 0 | 0 | 0 | 0 | 0 | 0 | 0 | 0 | 0 | 0 | 0 | 0 | 0
[8 empty] | 3179 | May | Summer | Weekend | 0 | 0 | 0 | 0 | 0 | 0 | 0 | 0 | 0 | 0 | 0 | 0 | 0 | 0 | 0 | 0 | 0 | 0 | 0 | 0 | 0 | 0 | 0 | 0 | 0 | 0 | 0 | 0 | 0 | 0
[8 empty] | 3180 | May | Summer | Weekend | 0 | 0 | 0 | 0 | 0 | 0 | 0 | 0 | 0 | 0 | 0 | 0 | 0 | 0 | 0 | 0 | 0 | 0 | 0 | 0 | 0 | 0 | 0 | 0 | 0 | 0 | 0 | 0 | 0 | 0
[8 empty] | 3181 | May | Summer | Weekend | 0 | 0 | 0 | 0 | 0 | 0 | 0 | 0 | 0 | 0 | 0 | 0 | 0 | 0 | 0 | 0 | 0 | 0 | 0 | 0 | 0 | 0 | 0 | 0 | 0 | 0 | 0 | 0 | 0 | 0
[8 empty] | 3182 | May | Summer | Weekend | 0 | 0 | 0 | 0 | 0 | 0 | 0 | 0 | 0 | 0 | 0 | 0 | 0 | 0 | 0 | 0 | 0 | 0 | 0 | 0 | 0 | 0 | 0 | 0 | 0 | 0 | 0 | 0 | 0 | 0
[8 empty] | 3183 | May | Summer | Weekend | 0 | 0 | 0 | 0 | 0 | 0 | 0 | 0 | 0 | 0 | 0 | 0 | 0 | 0 | 0 | 0 | 0 | 0 | 0 | 0 | 0 | 0 | 0 | 0 | 0 | 0 | 0 | 0 | 0 | 0
[8 empty] | 3184 | May | Summer | Weekend | 0 | 0 | 0 | 0 | 0 | 0 | 0 | 0 | 0 | 0 | 0 | 0 | 0 | 0 | 0 | 0 | 0 | 0 | 0 | 0 | 0 | 0 | 0 | 0 | 0 | 0 | 0 | 0 | 0 | 0
[8 empty] | 3185 | May | Summer | Weekend | 0 | 0 | 0 | 0 | 0 | 0 | 0 | 0 | 0 | 0 | 0 | 0 | 0 | 0 | 0 | 0 | 0 | 0 | 0 | 0 | 0 | 0 | 0 | 0 | 0 | 0 | 0 | 0 | 0 | 0
[8 empty] | 3186 | May | Summer | Weekend | 0 | 0 | 0 | 0 | 0 | 0 | 0 | 0 | 0 | 0 | 0 | 0 | 0 | 0 | 0 | 0 | 0 | 0 | 0 | 0 | 0 | 0 | 0 | 0 | 0 | 0 | 0 | 0 | 0 | 0
[8 empty] | 3187 | May | Summer | Weekend | 0 | 0 | 0 | 0 | 0 | 0 | 0 | 0 | 0 | 0 | 0 | 0 | 0 | 0 | 0 | 0 | 0 | 0 | 0 | 0 | 0 | 0 | 0 | 0 | 0 | 0 | 0 | 0 | 0 | 0
[8 empty] | 3188 | May | Summer | Weekend | 0 | 0 | 0 | 0 | 0 | 0 | 0 | 0 | 0 | 0 | 0 | 0 | 0 | 0 | 0 | 0 | 0 | 0 | 0 | 0 | 0 | 0 | 0 | 0 | 0 | 0 | 0 | 0 | 0 | 0
[8 empty] | 3189 | May | Summer | Weekend | 0 | 0 | 0 | 0 | 0 | 0 | 0 | 0 | 0 | 0 | 0 | 0 | 0 | 0 | 0 | 0 | 0 | 0 | 0 | 0 | 0 | 0 | 0 | 0 | 0 | 0 | 0 | 0 | 0 | 0
[8 empty] | 3190 | May | Summer | Weekend | 0 | 0 | 0 | 0 | 0 | 0 | 0 | 0 | 0 | 0 | 0 | 0 | 0 | 0 | 0 | 0 | 0 | 0 | 0 | 0 | 0 | 0 | 0 | 0 | 0 | 0 | 0 | 0 | 0 | 0
[8 empty] | 3191 | May | Summer | Weekend | 0 | 0 | 0 | 0 | 0 | 0 | 0 | 0 | 0 | 0 | 0 | 0 | 0 | 0 | 0 | 0 | 0 | 0 | 0 | 0 | 0 | 0 | 0 | 0 | 0 | 0 | 0 | 0 | 0 | 0
[8 empty] | 3192 | May | Summer | Weekend | 0 | 0 | 0 | 0 | 0 | 0 | 0 | 0 | 0 | 0 | 0 | 0 | 0 | 0 | 0 | 0 | 0 | 0 | 0 | 0 | 0 | 0 | 0 | 0 | 0 | 0 | 0 | 0 | 0 | 0
[8 empty] | 3193 | May | Summer | Weekend | 0 | 0 | 0 | 0 | 0 | 0 | 0 | 0 | 0 | 0 | 0 | 0 | 0 | 0 | 0 | 0 | 0 | 0 | 0 | 0 | 0 | 0 | 0 | 0 | 0 | 4.8 | 4.8 | 0 | 0 | 0
[8 empty] | 3194 | May | Summer | Weekend | 0 | 0 | 0 | 0 | 0 | 0 | 0 | 0 | 0 | 0 | 0 | 0 | 0 | 0 | 0 | 0 | 0 | 0 | 0 | 0 | 0 | 0 | 0 | 0 | 0 | 4.8 | 4.8 | 0 | 0 | 0
[8 empty] | 3195 | May | Summer | Weekend | 0 | 0 | 0 | 0 | 0 | 0 | 0 | 0 | 0 | 0 | 0 | 0 | 0 | 0 | 0 | 0 | 0 | 0 | 0 | 0 | 0 | 0 | 0 | 0 | 0 | 4.8 | 4.8 | 0 | 0 | 0
[8 empty] | 3196 | May | Summer | Weekend | 0 | 0 | 0 | 0 | 0 | 0 | 0 | 0 | 0 | 0 | 0 | 0 | 0 | 0 | 0 | 0 | 0 | 0 | 0 | 0 | 0 | 0 | 0 | 0 | 0 | 4.8 | 4.8 | 0 | 0 | 0
[8 empty] | 3197 | May | Summer | Weekend | 0 | 0 | 0 | 0 | 0 | 0 | 0 | 0 | 0 | 0 | 0 | 0 | 0 | 0 | 0 | 0 | 0 | 0 | 0 | 0 | 0 | 0 | 0 | 0 | 0 | 4.8 | 4.8 | 0 | 0 | 0
[8 empty] | 3198 | May | Summer | Weekend | 0 | 0 | 0 | 0 | 0 | 0 | 0 | 0 | 0 | 0 | 0 | 0 | 0 | 0 | 0 | 0 | 0 | 0 | 0 | 0 | 0 | 0 | 0 | 0 | 0 | 4.8 | 4.8 | 0 | 0 | 0
[8 empty] | 3199 | May | Summer | Weekend | 0 | 0 | 0 | 0 | 0 | 0 | 0 | 0 | 0 | 0 | 0 | 0 | 0 | 0 | 0 | 0 | 0 | 0 | 0 | 0 | 0 | 0 | 0 | 0 | 0 | 1.2 | 1.2 | 0 | 0 | 0
[8 empty] | 3200 | May | Summer | Weekend | 0 | 0 | 0 | 0 | 0 | 0 | 0 | 0 | 0 | 0 | 0 | 0 | 0 | 0 | 0 | 0 | 0 | 0 | 0 | 0 | 0 | 0 | 0 | 0 | 0 | 0 | 0 | 0 | 0 | 0
[8 empty] | 3201 | May | Summer | Weekend | 0 | 0 | 0 | 0 | 0 | 0 | 0 | 0 | 0 | 0 | 0 | 0 | 0 | 0 | 0 | 0 | 0 | 0 | 0 | 0 | 0 | 0 | 0 | 0 | 0 | 0 | 0 | 0 | 0 | 0
[8 empty] | 3202 | May | Summer | Weekend | 0 | 0 | 0 | 0 | 0 | 0 | 0 | 0 | 0 | 0 | 0 | 0 | 0 | 0 | 0 | 0 | 0 | 0 | 0 | 0 | 0 | 0 | 0 | 0 | 0 | 0 | 0 | 0 | 0 | 0
[8 empty] | 3203 | May | Summer | Weekend | 0 | 0 | 0 | 0 | 0 | 0 | 0 | 0 | 0 | 0 | 0 | 0 | 0 | 0 | 0 | 0 | 0 | 0 | 0 | 0 | 0 | 0 | 0 | 0 | 0 | 0 | 0 | 0 | 0 | 0
[8 empty] | 3204 | May | Summer | Weekend | 0 | 0 | 0 | 0 | 0 | 0 | 0 | 0 | 0 | 0 | 0 | 0 | 0 | 0 | 0 | 0 | 0 | 0 | 0 | 0 | 0 | 0 | 0 | 0 | 0 | 0 | 0 | 0 | 0 | 0
[8 empty] | 3205 | May | Summer | Weekend | 0 | 0 | 0 | 0 | 0 | 0 | 0 | 0 | 0 | 0 | 0 | 0 | 0 | 0 | 0 | 0 | 0 | 0 | 0 | 0 | 0 | 0 | 0 | 0 | 0 | 0 | 0 | 0 | 0 | 0
[8 empty] | 3206 | May | Summer | Weekend | 0 | 0 | 0 | 0 | 0 | 0 | 0 | 0 | 0 | 0 | 0 | 0 | 0 | 0 | 0 | 0 | 0 | 0 | 0 | 0 | 0 | 0 | 0 | 0 | 0 | 0 | 0 | 0 | 0 | 0
[8 empty] | 3207 | May | Summer | Weekend | 0 | 0 | 0 | 0 | 0 | 0 | 0 | 0 | 0 | 0 | 0 | 0 | 0 | 0 | 0 | 0 | 0 | 0 | 0 | 0 | 0 | 0 | 0 | 0 | 0 | 0 | 0 | 0 | 0 | 0
[8 empty] | 3208 | May | Summer | Weekend | 0 | 0 | 0 | 0 | 0 | 0 | 0 | 0 | 0 | 0 | 0 | 0 | 0 | 0 | 0 | 0 | 0 | 0 | 0 | 0 | 0 | 0 | 0 | 0 | 0 | 0 | 0 | 0 | 0 | 0
[8 empty] | 3209 | May | Summer | Weekend | 0 | 0 | 0 | 0 | 0 | 0 | 0 | 0 | 0 | 0 | 0 | 0 | 0 | 0 | 0 | 0 | 0 | 0 | 0 | 0 | 0 | 0 | 0 | 0 | 0 | 0 | 0 | 0 | 0 | 0
[8 empty] | 3210 | May | Summer | Weekend | 0 | 0 | 0 | 0 | 0 | 0 | 0 | 0 | 0 | 0 | 0 | 0 | 0 | 0 | 0 | 0 | 0 | 0 | 0 | 0 | 0 | 0 | 0 | 0 | 0 | 0 | 0 | 0 | 0 | 0
[8 empty] | 3211 | May | Summer | Weekend | 0 | 0 | 0 | 0 | 0 | 0 | 0 | 0 | 0 | 0 | 0 | 0 | 0 | 0 | 0 | 0 | 0 | 0 | 0 | 0 | 0 | 0 | 0 | 0 | 0 | 0 | 0 | 0 | 0 | 0
[8 empty] | 3212 | May | Summer | Weekend | 0 | 0 | 0 | 0 | 0 | 0 | 0 | 0 | 0 | 0 | 0 | 0 | 0 | 0 | 0 | 0 | 0 | 0 | 0 | 0 | 0 | 0 | 0 | 0 | 0 | 0 | 0 | 0 | 0 | 0
[8 empty] | 3213 | May | Summer | Weekend | 0 | 0 | 0 | 0 | 0 | 0 | 0 | 0 | 0 | 0 | 0 | 0 | 0 | 0 | 0 | 0 | 0 | 0 | 0 | 0 | 0 | 0 | 0 | 0 | 0 | 0 | 0 | 0 | 0 | 0
[8 empty] | 3214 | May | Summer | Weekend | 0 | 0 | 0 | 0 | 0 | 0 | 0 | 0 | 0 | 0 | 0 | 0 | 0 | 0 | 0 | 0 | 0 | 0 | 0 | 0 | 0 | 0 | 0 | 0 | 0 | 0 | 0 | 0 | 0 | 0
[8 empty] | 3215 | May | Summer | Weekend | 0 | 0 | 0 | 0 | 0 | 0 | 0 | 0 | 0 | 0 | 0 | 0 | 0 | 0 | 0 | 0 | 0 | 0 | 0 | 0 | 0 | 0 | 0 | 0 | 0 | 0 | 0 | 0 | 0 | 0
[8 empty] | 3216 | May | Summer | Weekend | 0 | 0 | 0 | 0 | 0 | 0 | 0 | 0 | 0 | 0 | 0 | 0 | 0 | 0 | 0 | 0 | 0 | 0 | 0 | 0 | 0 | 0 | 0 | 0 | 0 | 0 | 0 | 0 | 0 | 0
[8 empty] | 3217 | May | Summer | Weekday | 0 | 0 | 0 | 0 | 0 | 0 | 0 | 0 | 0 | 0 | 0 | 0 | 0 | 0 | 0 | 0 | 0 | 0 | 0 | 0 | 0 | 0 | 0 | 0 | 0 | 4.8 | 4.8 | 0 | 0 | 0
[8 empty] | 3218 | May | Summer | Weekday | 0 | 0 | 0 | 0 | 0 | 0 | 0 | 0 | 0 | 0 | 0 | 0 | 0 | 0 | 0 | 0 | 0 | 0 | 0 | 0 | 0 | 0 | 0 | 0 | 0 | 4.8 | 4.8 | 0 | 0 | 0
[8 empty] | 3219 | May | Summer | Weekday | 0 | 0 | 0 | 0 | 0 | 0 | 0 | 0 | 0 | 0 | 0 | 0 | 0 | 0 | 0 | 0 | 0 | 0 | 0 | 0 | 0 | 0 | 0 | 0 | 0 | 4.8 | 4.8 | 0 | 0 | 0
[8 empty] | 3220 | May | Summer | Weekday | 0 | 0 | 0 | 0 | 0 | 0 | 0 | 0 | 0 | 0 | 0 | 0 | 0 | 0 | 0 | 0 | 0 | 0 | 0 | 0 | 0 | 0 | 0 | 0 | 0 | 4.8 | 4.8 | 0 | 0 | 0
[8 empty] | 3221 | May | Summer | Weekday | 0 | 0 | 0 | 0 | 0 | 0 | 0 | 0 | 0 | 0 | 0 | 0 | 0 | 0 | 0 | 0 | 0 | 0 | 0 | 0 | 0 | 0 | 0 | 0 | 0 | 4.8 | 4.8 | 0 | 0 | 0
[8 empty] | 3222 | May | Summer | Weekday | 0 | 0 | 0 | 0 | 0 | 0 | 0 | 0 | 0 | 0 | 0 | 0 | 0 | 0 | 0 | 0 | 0 | 0 | 0 | 0 | 0 | 0 | 0 | 0 | 0 | 4.8 | 4.8 | 0 | 0 | 0
[8 empty] | 3223 | May | Summer | Weekday | 0 | 0 | 0 | 0 | 0 | 0 | 0 | 0 | 0 | 0 | 0 | 0 | 0 | 0 | 0 | 0 | 0 | 0 | 0 | 0 | 0 | 0 | 0 | 0 | 0 | 1.2 | 1.2 | 0 | 0 | 0
[8 empty] | 3224 | May | Summer | Weekday | 0 | 0 | 0 | 0 | 0 | 0 | 0 | 0 | 0 | 0 | 0 | 0 | 0 | 0 | 0 | 0 | 0 | 0 | 0 | 0 | 0 | 0 | 0 | 0 | 0 | 0 | 0 | 0 | 0 | 0
[8 empty] | 3225 | May | Summer | Weekday | 0 | 0 | 0 | 0 | 0 | 0 | 0 | 0 | 0 | 0 | 0 | 0 | 0 | 0 | 0 | 0 | 0 | 0 | 0 | 0 | 0 | 0 | 0 | 0 | 0 | 0 | 0 | 0 | 0 | 0
[8 empty] | 3226 | May | Summer | Weekday | 0 | 0 | 0 | 0 | 0 | 0 | 0 | 0 | 0 | 0 | 0 | 0 | 0 | 0 | 0 | 0 | 0 | 0 | 0 | 0 | 0 | 0 | 0 | 0 | 0 | 0 | 0 | 0 | 0 | 0
[8 empty] | 3227 | May | Summer | Weekday | 0 | 0 | 0 | 0 | 0 | 0 | 0 | 0 | 0 | 0 | 0 | 0 | 0 | 0 | 0 | 0 | 0 | 0 | 0 | 0 | 0 | 0 | 0 | 0 | 0 | 0 | 0 | 0 | 0 | 0
[8 empty] | 3228 | May | Summer | Weekday | 0 | 0 | 0 | 0 | 0 | 0 | 0 | 0 | 0 | 0 | 0 | 0 | 0 | 0 | 0 | 0 | 0 | 0 | 0 | 0 | 0 | 0 | 0 | 0 | 0 | 0 | 0 | 0 | 0 | 0
[8 empty] | 3229 | May | Summer | Weekday | 0 | 0 | 0 | 0 | 0 | 0 | 0 | 0 | 0 | 0 | 0 | 0 | 0 | 0 | 0 | 0 | 0 | 0 | 0 | 0 | 0 | 0 | 0 | 0 | 0 | 0 | 0 | 0 | 0 | 0
[8 empty] | 3230 | May | Summer | Weekday | 0 | 0 | 0 | 0 | 0 | 0 | 0 | 0 | 0 | 0 | 0 | 0 | 0 | 0 | 0 | 0 | 0 | 0 | 0 | 0 | 0 | 0 | 0 | 0 | 0 | 0 | 0 | 0 | 0 | 0
[8 empty] | 3231 | May | Summer | Weekday | 0 | 0 | 0 | 0 | 0 | 0 | 0 | 0 | 0 | 0 | 0 | 0 | 0 | 0 | 0 | 0 | 0 | 0 | 0 | 0 | 0 | 0 | 0 | 0 | 0 | 0 | 0 | 0 | 0 | 0
[8 empty] | 3232 | May | Summer | Weekday | 0 | 0 | 0 | 0 | 0 | 0 | 0 | 0 | 0 | 0 | 0 | 0 | 0 | 0 | 0 | 0 | 0 | 0 | 0 | 0 | 0 | 0 | 0 | 0 | 0 | 0 | 0 | 0 | 0 | 0
[8 empty] | 3233 | May | Summer | Weekday | 0 | 0 | 0 | 0 | 0 | 0 | 0 | 0 | 0 | 0 | 0 | 0 | 0 | 0 | 0 | 0 | 0 | 0 | 0 | 0 | 0 | 0 | 0 | 0 | 0 | 0 | 0 | 0 | 0 | 0
[8 empty] | 3234 | May | Summer | Weekday | 0 | 0 | 0 | 0 | 0 | 0 | 0 | 0 | 0 | 0 | 0 | 0 | 0 | 0 | 0 | 0 | 0 | 0 | 0 | 0 | 0 | 0 | 0 | 0 | 0 | 0 | 0 | 0 | 0 | 0
[8 empty] | 3235 | May | Summer | Weekday | 0 | 0 | 0 | 0 | 0 | 0 | 0 | 0 | 0 | 0 | 0 | 0 | 0 | 0 | 0 | 0 | 0 | 0 | 0 | 0 | 0 | 0 | 0 | 0 | 0 | 0 | 0 | 0 | 0 | 0
[8 empty] | 3236 | May | Summer | Weekday | 0 | 0 | 0 | 0 | 0 | 0 | 0 | 0 | 0 | 0 | 0 | 0 | 0 | 0 | 0 | 0 | 0 | 0 | 0 | 0 | 0 | 0 | 0 | 0 | 0 | 0 | 0 | 0 | 0 | 0
[8 empty] | 3237 | May | Summer | Weekday | 0 | 0 | 0 | 0 | 0 | 0 | 0 | 0 | 0 | 0 | 0 | 0 | 0 | 0 | 0 | 0 | 0 | 0 | 0 | 0 | 0 | 0 | 0 | 0 | 0 | 0 | 0 | 0 | 0 | 0
[8 empty] | 3238 | May | Summer | Weekday | 0 | 0 | 0 | 0 | 0 | 0 | 0 | 0 | 0 | 0 | 0 | 0 | 0 | 0 | 0 | 0 | 0 | 0 | 0 | 0 | 0 | 0 | 0 | 0 | 0 | 0 | 0 | 0 | 0 | 0
[8 empty] | 3239 | May | Summer | Weekday | 0 | 0 | 0 | 0 | 0 | 0 | 0 | 0 | 0 | 0 | 0 | 0 | 0 | 0 | 0 | 0 | 0 | 0 | 0 | 0 | 0 | 0 | 0 | 0 | 0 | 0 | 0 | 0 | 0 | 0
[8 empty] | 3240 | May | Summer | Weekday | 0 | 0 | 0 | 0 | 0 | 0 | 0 | 0 | 0 | 0 | 0 | 0 | 0 | 0 | 0 | 0 | 0 | 0 | 0 | 0 | 0 | 0 | 0 | 0 | 0 | 0 | 0 | 0 | 0 | 0
[8 empty] | 3241 | May | Summer | Weekday | 0 | 0 | 0 | 0 | 0 | 0 | 0 | 0 | 0 | 0 | 0 | 0 | 0 | 0 | 0 | 0 | 0 | 0 | 0 | 0 | 0 | 0 | 0 | 0 | 0 | 4.8 | 4.8 | 0 | 0 | 0
[8 empty] | 3242 | May | Summer | Weekday | 0 | 0 | 0 | 0 | 0 | 0 | 0 | 0 | 0 | 0 | 0 | 0 | 0 | 0 | 0 | 0 | 0 | 0 | 0 | 0 | 0 | 0 | 0 | 0 | 0 | 4.8 | 4.8 | 0 | 0 | 0
[8 empty] | 3243 | May | Summer | Weekday | 0 | 0 | 0 | 0 | 0 | 0 | 0 | 0 | 0 | 0 | 0 | 0 | 0 | 0 | 0 | 0 | 0 | 0 | 0 | 0 | 0 | 0 | 0 | 0 | 0 | 4.8 | 4.8 | 0 | 0 | 0
[8 empty] | 3244 | May | Summer | Weekday | 0 | 0 | 0 | 0 | 0 | 0 | 0 | 0 | 0 | 0 | 0 | 0 | 0 | 0 | 0 | 0 | 0 | 0 | 0 | 0 | 0 | 0 | 0 | 0 | 0 | 4.8 | 4.8 | 0 | 0 | 0
[8 empty] | 3245 | May | Summer | Weekday | 0 | 0 | 0 | 0 | 0 | 0 | 0 | 0 | 0 | 0 | 0 | 0 | 0 | 0 | 0 | 0 | 0 | 0 | 0 | 0 | 0 | 0 | 0 | 0 | 0 | 4.8 | 4.8 | 0 | 0 | 0
[8 empty] | 3246 | May | Summer | Weekday | 0 | 0 | 0 | 0 | 0 | 0 | 0 | 0 | 0 | 0 | 0 | 0 | 0 | 0 | 0 | 0 | 0 | 0 | 0 | 0 | 0 | 0 | 0 | 0 | 0 | 4.8 | 4.8 | 0 | 0 | 0
[8 empty] | 3247 | May | Summer | Weekday | 0 | 0 | 0 | 0 | 0 | 0 | 0 | 0 | 0 | 0 | 0 | 0 | 0 | 0 | 0 | 0 | 0 | 0 | 0 | 0 | 0 | 0 | 0 | 0 | 0 | 1.2 | 1.2 | 0 | 0 | 0
[8 empty] | 3248 | May | Summer | Weekday | 0 | 0 | 0 | 0 | 0 | 0 | 0 | 0 | 0 | 0 | 0 | 0 | 0 | 0 | 0 | 0 | 0 | 0 | 0 | 0 | 0 | 0 | 0 | 0 | 0 | 0 | 0 | 0 | 0 | 0
[8 empty] | 3249 | May | Summer | Weekday | 0 | 0 | 0 | 0 | 0 | 0 | 0 | 0 | 0 | 0 | 0 | 0 | 0 | 0 | 0 | 0 | 0 | 0 | 0 | 0 | 0 | 0 | 0 | 0 | 0 | 0 | 0 | 0 | 0 | 0
[8 empty] | 3250 | May | Summer | Weekday | 0 | 0 | 0 | 0 | 0 | 0 | 0 | 0 | 0 | 0 | 0 | 0 | 0 | 0 | 0 | 0 | 0 | 0 | 0 | 0 | 0 | 0 | 0 | 0 | 0 | 0 | 0 | 0 | 0 | 0
[8 empty] | 3251 | May | Summer | Weekday | 0 | 0 | 0 | 0 | 0 | 0 | 0 | 0 | 0 | 0 | 0 | 0 | 0 | 0 | 0 | 0 | 0 | 0 | 0 | 0 | 0 | 0 | 0 | 0 | 0 | 0 | 0 | 0 | 0 | 0
[8 empty] | 3252 | May | Summer | Weekday | 0 | 0 | 0 | 0 | 0 | 0 | 0 | 0 | 0 | 0 | 0 | 0 | 0 | 0 | 0 | 0 | 0 | 0 | 0 | 0 | 0 | 0 | 0 | 0 | 0 | 0 | 0 | 0 | 0 | 0
[8 empty] | 3253 | May | Summer | Weekday | 0 | 0 | 0 | 0 | 0 | 0 | 0 | 0 | 0 | 0 | 0 | 0 | 0 | 0 | 0 | 0 | 0 | 0 | 0 | 0 | 0 | 0 | 0 | 0 | 0 | 0 | 0 | 0 | 0 | 0
[8 empty] | 3254 | May | Summer | Weekday | 0 | 0 | 0 | 0 | 0 | 0 | 0 | 0 | 0 | 0 | 0 | 0 | 0 | 0 | 0 | 0 | 0 | 0 | 0 | 0 | 0 | 0 | 0 | 0 | 0 | 0 | 0 | 0 | 0 | 0
[8 empty] | 3255 | May | Summer | Weekday | 0 | 0 | 0 | 0 | 0 | 0 | 0 | 0 | 0 | 0 | 0 | 0 | 0 | 0 | 0 | 0 | 0 | 0 | 0 | 0 | 0 | 0 | 0 | 0 | 0 | 0 | 0 | 0 | 0 | 0
[8 empty] | 3256 | May | Summer | Weekday | 0 | 0 | 0 | 0 | 0 | 0 | 0 | 0 | 0 | 0 | 0 | 0 | 0 | 0 | 0 | 0 | 0 | 0 | 0 | 0 | 0 | 0 | 0 | 0 | 0 | 0 | 0 | 0 | 0 | 0
[8 empty] | 3257 | May | Summer | Weekday | 0 | 0 | 0 | 0 | 0 | 0 | 0 | 0 | 0 | 0 | 0 | 0 | 0 | 0 | 0 | 0 | 0 | 0 | 0 | 0 | 0 | 0 | 0 | 0 | 0 | 0 | 0 | 0 | 0 | 0
[8 empty] | 3258 | May | Summer | Weekday | 0 | 0 | 0 | 0 | 0 | 0 | 0 | 0 | 0 | 0 | 0 | 0 | 0 | 0 | 0 | 0 | 0 | 0 | 0 | 0 | 0 | 0 | 0 | 0 | 0 | 0 | 0 | 0 | 0 | 0
[8 empty] | 3259 | May | Summer | Weekday | 0 | 0 | 0 | 0 | 0 | 0 | 0 | 0 | 0 | 0 | 0 | 0 | 0 | 0 | 0 | 0 | 0 | 0 | 0 | 0 | 0 | 0 | 0 | 0 | 0 | 0 | 0 | 0 | 0 | 0
[8 empty] | 3260 | May | Summer | Weekday | 0 | 0 | 0 | 0 | 0 | 0 | 0 | 0 | 0 | 0 | 0 | 0 | 0 | 0 | 0 | 0 | 0 | 0 | 0 | 0 | 0 | 0 | 0 | 0 | 0 | 0 | 0 | 0 | 0 | 0
[8 empty] | 3261 | May | Summer | Weekday | 0 | 0 | 0 | 0 | 0 | 0 | 0 | 0 | 0 | 0 | 0 | 0 | 0 | 0 | 0 | 0 | 0 | 0 | 0 | 0 | 0 | 0 | 0 | 0 | 0 | 0 | 0 | 0 | 0 | 0
[8 empty] | 3262 | May | Summer | Weekday | 0 | 0 | 0 | 0 | 0 | 0 | 0 | 0 | 0 | 0 | 0 | 0 | 0 | 0 | 0 | 0 | 0 | 0 | 0 | 0 | 0 | 0 | 0 | 0 | 0 | 0 | 0 | 0 | 0 | 0
[8 empty] | 3263 | May | Summer | Weekday | 0 | 0 | 0 | 0 | 0 | 0 | 0 | 0 | 0 | 0 | 0 | 0 | 0 | 0 | 0 | 0 | 0 | 0 | 0 | 0 | 0 | 0 | 0 | 0 | 0 | 0 | 0 | 0 | 0 | 0
[8 empty] | 3264 | May | Summer | Weekday | 0 | 0 | 0 | 0 | 0 | 0 | 0 | 0 | 0 | 0 | 0 | 0 | 0 | 0 | 0 | 0 | 0 | 0 | 0 | 0 | 0 | 0 | 0 | 0 | 0 | 0 | 0 | 0 | 0 | 0
[8 empty] | 3265 | May | Summer | Weekday | 0 | 0 | 0 | 0 | 0 | 0 | 0 | 0 | 0 | 0 | 0 | 0 | 0 | 0 | 0 | 0 | 0 | 0 | 0 | 0 | 0 | 0 | 0 | 0 | 0 | 4.8 | 4.8 | 0 | 0 | 0
[8 empty] | 3266 | May | Summer | Weekday | 0 | 0 | 0 | 0 | 0 | 0 | 0 | 0 | 0 | 0 | 0 | 0 | 0 | 0 | 0 | 0 | 0 | 0 | 0 | 0 | 0 | 0 | 0 | 0 | 0 | 4.8 | 4.8 | 0 | 0 | 0
[8 empty] | 3267 | May | Summer | Weekday | 0 | 0 | 0 | 0 | 0 | 0 | 0 | 0 | 0 | 0 | 0 | 0 | 0 | 0 | 0 | 0 | 0 | 0 | 0 | 0 | 0 | 0 | 0 | 0 | 0 | 4.8 | 4.8 | 0 | 0 | 0
[8 empty] | 3268 | May | Summer | Weekday | 0 | 0 | 0 | 0 | 0 | 0 | 0 | 0 | 0 | 0 | 0 | 0 | 0 | 0 | 0 | 0 | 0 | 0 | 0 | 0 | 0 | 0 | 0 | 0 | 0 | 4.8 | 4.8 | 0 | 0 | 0
[8 empty] | 3269 | May | Summer | Weekday | 0 | 0 | 0 | 0 | 0 | 0 | 0 | 0 | 0 | 0 | 0 | 0 | 0 | 0 | 0 | 0 | 0 | 0 | 0 | 0 | 0 | 0 | 0 | 0 | 0 | 4.8 | 4.8 | 0 | 0 | 0
[8 empty] | 3270 | May | Summer | Weekday | 0 | 0 | 0 | 0 | 0 | 0 | 0 | 0 | 0 | 0 | 0 | 0 | 0 | 0 | 0 | 0 | 0 | 0 | 0 | 0 | 0 | 0 | 0 | 0 | 0 | 4.8 | 4.8 | 0 | 0 | 0
[8 empty] | 3271 | May | Summer | Weekday | 0 | 0 | 0 | 0 | 0 | 0 | 0 | 0 | 0 | 0 | 0 | 0 | 0 | 0 | 0 | 0 | 0 | 0 | 0 | 0 | 0 | 0 | 0 | 0 | 0 | 1.2 | 1.2 | 0 | 0 | 0
[8 empty] | 3272 | May | Summer | Weekday | 0 | 0 | 0 | 0 | 0 | 0 | 0 | 0 | 0 | 0 | 0 | 0 | 0 | 0 | 0 | 0 | 0 | 0 | 0 | 0 | 0 | 0 | 0 | 0 | 0 | 0 | 0 | 0 | 0 | 0
[8 empty] | 3273 | May | Summer | Weekday | 0 | 0 | 0 | 0 | 0 | 0 | 0 | 0 | 0 | 0 | 0 | 0 | 0 | 0 | 0 | 0 | 0 | 0 | 0 | 0 | 0 | 0 | 0 | 0 | 0 | 0 | 0 | 0 | 0 | 0
[8 empty] | 3274 | May | Summer | Weekday | 0 | 0 | 0 | 0 | 0 | 0 | 0 | 0 | 0 | 0 | 0 | 0 | 0 | 0 | 0 | 0 | 0 | 0 | 0 | 0 | 0 | 0 | 0 | 0 | 0 | 0 | 0 | 0 | 0 | 0
[8 empty] | 3275 | May | Summer | Weekday | 0 | 0 | 0 | 0 | 0 | 0 | 0 | 0 | 0 | 0 | 0 | 0 | 0 | 0 | 0 | 0 | 0 | 0 | 0 | 0 | 0 | 0 | 0 | 0 | 0 | 0 | 0 | 0 | 0 | 0
[8 empty] | 3276 | May | Summer | Weekday | 0 | 0 | 0 | 0 | 0 | 0 | 0 | 0 | 0 | 0 | 0 | 0 | 0 | 0 | 0 | 0 | 0 | 0 | 0 | 0 | 0 | 0 | 0 | 0 | 0 | 0 | 0 | 0 | 0 | 0
[8 empty] | 3277 | May | Summer | Weekday | 0 | 0 | 0 | 0 | 0 | 0 | 0 | 0 | 0 | 0 | 0 | 0 | 0 | 0 | 0 | 0 | 0 | 0 | 0 | 0 | 0 | 0 | 0 | 0 | 0 | 0 | 0 | 0 | 0 | 0
[8 empty] | 3278 | May | Summer | Weekday | 0 | 0 | 0 | 0 | 0 | 0 | 0 | 0 | 0 | 0 | 0 | 0 | 0 | 0 | 0 | 0 | 0 | 0 | 0 | 0 | 0 | 0 | 0 | 0 | 0 | 0 | 0 | 0 | 0 | 0
[8 empty] | 3279 | May | Summer | Weekday | 0 | 0 | 0 | 0 | 0 | 0 | 0 | 0 | 0 | 0 | 0 | 0 | 0 | 0 | 0 | 0 | 0 | 0 | 0 | 0 | 0 | 0 | 0 | 0 | 0 | 0 | 0 | 0 | 0 | 0
[8 empty] | 3280 | May | Summer | Weekday | 0 | 0 | 0 | 0 | 0 | 0 | 0 | 0 | 0 | 0 | 0 | 0 | 0 | 0 | 0 | 0 | 0 | 0 | 0 | 0 | 0 | 0 | 0 | 0 | 0 | 0 | 0 | 0 | 0 | 0
[8 empty] | 3281 | May | Summer | Weekday | 0 | 0 | 0 | 0 | 0 | 0 | 0 | 0 | 0 | 0 | 0 | 0 | 0 | 0 | 0 | 0 | 0 | 0 | 0 | 0 | 0 | 0 | 0 | 0 | 0 | 0 | 0 | 0 | 0 | 0
[8 empty] | 3282 | May | Summer | Weekday | 0 | 0 | 0 | 0 | 0 | 0 | 0 | 0 | 0 | 0 | 0 | 0 | 0 | 0 | 0 | 0 | 0 | 0 | 0 | 0 | 0 | 0 | 0 | 0 | 0 | 0 | 0 | 0 | 0 | 0
[8 empty] | 3283 | May | Summer | Weekday | 0 | 0 | 0 | 0 | 0 | 0 | 0 | 0 | 0 | 0 | 0 | 0 | 0 | 0 | 0 | 0 | 0 | 0 | 0 | 0 | 0 | 0 | 0 | 0 | 0 | 0 | 0 | 0 | 0 | 0
[8 empty] | 3284 | May | Summer | Weekday | 0 | 0 | 0 | 0 | 0 | 0 | 0 | 0 | 0 | 0 | 0 | 0 | 0 | 0 | 0 | 0 | 0 | 0 | 0 | 0 | 0 | 0 | 0 | 0 | 0 | 0 | 0 | 0 | 0 | 0
[8 empty] | 3285 | May | Summer | Weekday | 0 | 0 | 0 | 0 | 0 | 0 | 0 | 0 | 0 | 0 | 0 | 0 | 0 | 0 | 0 | 0 | 0 | 0 | 0 | 0 | 0 | 0 | 0 | 0 | 0 | 0 | 0 | 0 | 0 | 0
[8 empty] | 3286 | May | Summer | Weekday | 0 | 0 | 0 | 0 | 0 | 0 | 0 | 0 | 0 | 0 | 0 | 0 | 0 | 0 | 0 | 0 | 0 | 0 | 0 | 0 | 0 | 0 | 0 | 0 | 0 | 0 | 0 | 0 | 0 | 0
[8 empty] | 3287 | May | Summer | Weekday | 0 | 0 | 0 | 0 | 0 | 0 | 0 | 0 | 0 | 0 | 0 | 0 | 0 | 0 | 0 | 0 | 0 | 0 | 0 | 0 | 0 | 0 | 0 | 0 | 0 | 0 | 0 | 0 | 0 | 0
[8 empty] | 3288 | May | Summer | Weekday | 0 | 0 | 0 | 0 | 0 | 0 | 0 | 0 | 0 | 0 | 0 | 0 | 0 | 0 | 0 | 0 | 0 | 0 | 0 | 0 | 0 | 0 | 0 | 0 | 0 | 0 | 0 | 0 | 0 | 0
[8 empty] | 3289 | May | Summer | Weekday | 0 | 0 | 0 | 0 | 0 | 0 | 0 | 0 | 0 | 0 | 0 | 0 | 0 | 0 | 0 | 0 | 0 | 0 | 0 | 0 | 0 | 0 | 0 | 0 | 0 | 4.8 | 4.8 | 0 | 0 | 0
[8 empty] | 3290 | May | Summer | Weekday | 0 | 0 | 0 | 0 | 0 | 0 | 0 | 0 | 0 | 0 | 0 | 0 | 0 | 0 | 0 | 0 | 0 | 0 | 0 | 0 | 0 | 0 | 0 | 0 | 0 | 4.8 | 4.8 | 0 | 0 | 0
[8 empty] | 3291 | May | Summer | Weekday | 0 | 0 | 0 | 0 | 0 | 0 | 0 | 0 | 0 | 0 | 0 | 0 | 0 | 0 | 0 | 0 | 0 | 0 | 0 | 0 | 0 | 0 | 0 | 0 | 0 | 4.8 | 4.8 | 0 | 0 | 0
[8 empty] | 3292 | May | Summer | Weekday | 0 | 0 | 0 | 0 | 0 | 0 | 0 | 0 | 0 | 0 | 0 | 0 | 0 | 0 | 0 | 0 | 0 | 0 | 0 | 0 | 0 | 0 | 0 | 0 | 0 | 4.8 | 4.8 | 0 | 0 | 0
[8 empty] | 3293 | May | Summer | Weekday | 0 | 0 | 0 | 0 | 0 | 0 | 0 | 0 | 0 | 0 | 0 | 0 | 0 | 0 | 0 | 0 | 0 | 0 | 0 | 0 | 0 | 0 | 0 | 0 | 0 | 4.8 | 4.8 | 0 | 0 | 0
[8 empty] | 3294 | May | Summer | Weekday | 0 | 0 | 0 | 0 | 0 | 0 | 0 | 0 | 0 | 0 | 0 | 0 | 0 | 0 | 0 | 0 | 0 | 0 | 0 | 0 | 0 | 0 | 0 | 0 | 0 | 4.8 | 4.8 | 0 | 0 | 0
[8 empty] | 3295 | May | Summer | Weekday | 0 | 0 | 0 | 0 | 0 | 0 | 0 | 0 | 0 | 0 | 0 | 0 | 0 | 0 | 0 | 0 | 0 | 0 | 0 | 0 | 0 | 0 | 0 | 0 | 0 | 1.2 | 1.2 | 0 | 0 | 0
[8 empty] | 3296 | May | Summer | Weekday | 0 | 0 | 0 | 0 | 0 | 0 | 0 | 0 | 0 | 0 | 0 | 0 | 0 | 0 | 0 | 0 | 0 | 0 | 0 | 0 | 0 | 0 | 0 | 0 | 0 | 0 | 0 | 0 | 0 | 0
[8 empty] | 3297 | May | Summer | Weekday | 0 | 0 | 0 | 0 | 0 | 0 | 0 | 0 | 0 | 0 | 0 | 0 | 0 | 0 | 0 | 0 | 0 | 0 | 0 | 0 | 0 | 0 | 0 | 0 | 0 | 0 | 0 | 0 | 0 | 0
[8 empty] | 3298 | May | Summer | Weekday | 0 | 0 | 0 | 0 | 0 | 0 | 0 | 0 | 0 | 0 | 0 | 0 | 0 | 0 | 0 | 0 | 0 | 0 | 0 | 0 | 0 | 0 | 0 | 0 | 0 | 0 | 0 | 0 | 0 | 0
[8 empty] | 3299 | May | Summer | Weekday | 0 | 0 | 0 | 0 | 0 | 0 | 0 | 0 | 0 | 0 | 0 | 0 | 0 | 0 | 0 | 0 | 0 | 0 | 0 | 0 | 0 | 0 | 0 | 0 | 0 | 0 | 0 | 0 | 0 | 0
[8 empty] | 3300 | May | Summer | Weekday | 0 | 0 | 0 | 0 | 0 | 0 | 0 | 0 | 0 | 0 | 0 | 0 | 0 | 0 | 0 | 0 | 0 | 0 | 0 | 0 | 0 | 0 | 0 | 0 | 0 | 0 | 0 | 0 | 0 | 0
[8 empty] | 3301 | May | Summer | Weekday | 0 | 0 | 0 | 0 | 0 | 0 | 0 | 0 | 0 | 0 | 0 | 0 | 0 | 0 | 0 | 0 | 0 | 0 | 0 | 0 | 0 | 0 | 0 | 0 | 0 | 0 | 0 | 0 | 0 | 0
[8 empty] | 3302 | May | Summer | Weekday | 0 | 0 | 0 | 0 | 0 | 0 | 0 | 0 | 0 | 0 | 0 | 0 | 0 | 0 | 0 | 0 | 0 | 0 | 0 | 0 | 0 | 0 | 0 | 0 | 0 | 0 | 0 | 0 | 0 | 0
[8 empty] | 3303 | May | Summer | Weekday | 0 | 0 | 0 | 0 | 0 | 0 | 0 | 0 | 0 | 0 | 0 | 0 | 0 | 0 | 0 | 0 | 0 | 0 | 0 | 0 | 0 | 0 | 0 | 0 | 0 | 0 | 0 | 0 | 0 | 0
[8 empty] | 3304 | May | Summer | Weekday | 0 | 0 | 0 | 0 | 0 | 0 | 0 | 0 | 0 | 0 | 0 | 0 | 0 | 0 | 0 | 0 | 0 | 0 | 0 | 0 | 0 | 0 | 0 | 0 | 0 | 0 | 0 | 0 | 0 | 0
[8 empty] | 3305 | May | Summer | Weekday | 0 | 0 | 0 | 0 | 0 | 0 | 0 | 0 | 0 | 0 | 0 | 0 | 0 | 0 | 0 | 0 | 0 | 0 | 0 | 0 | 0 | 0 | 0 | 0 | 0 | 0 | 0 | 0 | 0 | 0
[8 empty] | 3306 | May | Summer | Weekday | 0 | 0 | 0 | 0 | 0 | 0 | 0 | 0 | 0 | 0 | 0 | 0 | 0 | 0 | 0 | 0 | 0 | 0 | 0 | 0 | 0 | 0 | 0 | 0 | 0 | 0 | 0 | 0 | 0 | 0
[8 empty] | 3307 | May | Summer | Weekday | 0 | 0 | 0 | 0 | 0 | 0 | 0 | 0 | 0 | 0 | 0 | 0 | 0 | 0 | 0 | 0 | 0 | 0 | 0 | 0 | 0 | 0 | 0 | 0 | 0 | 0 | 0 | 0 | 0 | 0
[8 empty] | 3308 | May | Summer | Weekday | 0 | 0 | 0 | 0 | 0 | 0 | 0 | 0 | 0 | 0 | 0 | 0 | 0 | 0 | 0 | 0 | 0 | 0 | 0 | 0 | 0 | 0 | 0 | 0 | 0 | 0 | 0 | 0 | 0 | 0
[8 empty] | 3309 | May | Summer | Weekday | 0 | 0 | 0 | 0 | 0 | 0 | 0 | 0 | 0 | 0 | 0 | 0 | 0 | 0 | 0 | 0 | 0 | 0 | 0 | 0 | 0 | 0 | 0 | 0 | 0 | 0 | 0 | 0 | 0 | 0
[8 empty] | 3310 | May | Summer | Weekday | 0 | 0 | 0 | 0 | 0 | 0 | 0 | 0 | 0 | 0 | 0 | 0 | 0 | 0 | 0 | 0 | 0 | 0 | 0 | 0 | 0 | 0 | 0 | 0 | 0 | 0 | 0 | 0 | 0 | 0
[8 empty] | 3311 | May | Summer | Weekday | 0 | 0 | 0 | 0 | 0 | 0 | 0 | 0 | 0 | 0 | 0 | 0 | 0 | 0 | 0 | 0 | 0 | 0 | 0 | 0 | 0 | 0 | 0 | 0 | 0 | 0 | 0 | 0 | 0 | 0
[8 empty] | 3312 | May | Summer | Weekday | 0 | 0 | 0 | 0 | 0 | 0 | 0 | 0 | 0 | 0 | 0 | 0 | 0 | 0 | 0 | 0 | 0 | 0 | 0 | 0 | 0 | 0 | 0 | 0 | 0 | 0 | 0 | 0 | 0 | 0
[8 empty] | 3313 | May | Summer | Weekday | 0 | 0 | 0 | 0 | 0 | 0 | 0 | 0 | 0 | 0 | 0 | 0 | 0 | 0 | 0 | 0 | 0 | 0 | 0 | 0 | 0 | 0 | 0 | 0 | 0 | 4.8 | 4.8 | 0 | 0 | 0
[8 empty] | 3314 | May | Summer | Weekday | 0 | 0 | 0 | 0 | 0 | 0 | 0 | 0 | 0 | 0 | 0 | 0 | 0 | 0 | 0 | 0 | 0 | 0 | 0 | 0 | 0 | 0 | 0 | 0 | 0 | 4.8 | 4.8 | 0 | 0 | 0
[8 empty] | 3315 | May | Summer | Weekday | 0 | 0 | 0 | 0 | 0 | 0 | 0 | 0 | 0 | 0 | 0 | 0 | 0 | 0 | 0 | 0 | 0 | 0 | 0 | 0 | 0 | 0 | 0 | 0 | 0 | 4.8 | 4.8 | 0 | 0 | 0
[8 empty] | 3316 | May | Summer | Weekday | 0 | 0 | 0 | 0 | 0 | 0 | 0 | 0 | 0 | 0 | 0 | 0 | 0 | 0 | 0 | 0 | 0 | 0 | 0 | 0 | 0 | 0 | 0 | 0 | 0 | 4.8 | 4.8 | 0 | 0 | 0
[8 empty] | 3317 | May | Summer | Weekday | 0 | 0 | 0 | 0 | 0 | 0 | 0 | 0 | 0 | 0 | 0 | 0 | 0 | 0 | 0 | 0 | 0 | 0 | 0 | 0 | 0 | 0 | 0 | 0 | 0 | 4.8 | 4.8 | 0 | 0 | 0
[8 empty] | 3318 | May | Summer | Weekday | 0 | 0 | 0 | 0 | 0 | 0 | 0 | 0 | 0 | 0 | 0 | 0 | 0 | 0 | 0 | 0 | 0 | 0 | 0 | 0 | 0 | 0 | 0 | 0 | 0 | 4.8 | 4.8 | 0 | 0 | 0
[8 empty] | 3319 | May | Summer | Weekday | 0 | 0 | 0 | 0 | 0 | 0 | 0 | 0 | 0 | 0 | 0 | 0 | 0 | 0 | 0 | 0 | 0 | 0 | 0 | 0 | 0 | 0 | 0 | 0 | 0 | 1.2 | 1.2 | 0 | 0 | 0
[8 empty] | 3320 | May | Summer | Weekday | 0 | 0 | 0 | 0 | 0 | 0 | 0 | 0 | 0 | 0 | 0 | 0 | 0 | 0 | 0 | 0 | 0 | 0 | 0 | 0 | 0 | 0 | 0 | 0 | 0 | 0 | 0 | 0 | 0 | 0
[8 empty] | 3321 | May | Summer | Weekday | 0 | 0 | 0 | 0 | 0 | 0 | 0 | 0 | 0 | 0 | 0 | 0 | 0 | 0 | 0 | 0 | 0 | 0 | 0 | 0 | 0 | 0 | 0 | 0 | 0 | 0 | 0 | 0 | 0 | 0
[8 empty] | 3322 | May | Summer | Weekday | 0 | 0 | 0 | 0 | 0 | 0 | 0 | 0 | 0 | 0 | 0 | 0 | 0 | 0 | 0 | 0 | 0 | 0 | 0 | 0 | 0 | 0 | 0 | 0 | 0 | 0 | 0 | 0 | 0 | 0
[8 empty] | 3323 | May | Summer | Weekday | 0 | 0 | 0 | 0 | 0 | 0 | 0 | 0 | 0 | 0 | 0 | 0 | 0 | 0 | 0 | 0 | 0 | 0 | 0 | 0 | 0 | 0 | 0 | 0 | 0 | 0 | 0 | 0 | 0 | 0
[8 empty] | 3324 | May | Summer | Weekday | 0 | 0 | 0 | 0 | 0 | 0 | 0 | 0 | 0 | 0 | 0 | 0 | 0 | 0 | 0 | 0 | 0 | 0 | 0 | 0 | 0 | 0 | 0 | 0 | 0 | 0 | 0 | 0 | 0 | 0
[8 empty] | 3325 | May | Summer | Weekday | 0 | 0 | 0 | 0 | 0 | 0 | 0 | 0 | 0 | 0 | 0 | 0 | 0 | 0 | 0 | 0 | 0 | 0 | 0 | 0 | 0 | 0 | 0 | 0 | 0 | 0 | 0 | 0 | 0 | 0
[8 empty] | 3326 | May | Summer | Weekday | 0 | 0 | 0 | 0 | 0 | 0 | 0 | 0 | 0 | 0 | 0 | 0 | 0 | 0 | 0 | 0 | 0 | 0 | 0 | 0 | 0 | 0 | 0 | 0 | 0 | 0 | 0 | 0 | 0 | 0
[8 empty] | 3327 | May | Summer | Weekday | 0 | 0 | 0 | 0 | 0 | 0 | 0 | 0 | 0 | 0 | 0 | 0 | 0 | 0 | 0 | 0 | 0 | 0 | 0 | 0 | 0 | 0 | 0 | 0 | 0 | 0 | 0 | 0 | 0 | 0
[8 empty] | 3328 | May | Summer | Weekday | 0 | 0 | 0 | 0 | 0 | 0 | 0 | 0 | 0 | 0 | 0 | 0 | 0 | 0 | 0 | 0 | 0 | 0 | 0 | 0 | 0 | 0 | 0 | 0 | 0 | 0 | 0 | 0 | 0 | 0
[8 empty] | 3329 | May | Summer | Weekday | 0 | 0 | 0 | 0 | 0 | 0 | 0 | 0 | 0 | 0 | 0 | 0 | 0 | 0 | 0 | 0 | 0 | 0 | 0 | 0 | 0 | 0 | 0 | 0 | 0 | 0 | 0 | 0 | 0 | 0
[8 empty] | 3330 | May | Summer | Weekday | 0 | 0 | 0 | 0 | 0 | 0 | 0 | 0 | 0 | 0 | 0 | 0 | 0 | 0 | 0 | 0 | 0 | 0 | 0 | 0 | 0 | 0 | 0 | 0 | 0 | 0 | 0 | 0 | 0 | 0
[8 empty] | 3331 | May | Summer | Weekday | 0 | 0 | 0 | 0 | 0 | 0 | 0 | 0 | 0 | 0 | 0 | 0 | 0 | 0 | 0 | 0 | 0 | 0 | 0 | 0 | 0 | 0 | 0 | 0 | 0 | 0 | 0 | 0 | 0 | 0
[8 empty] | 3332 | May | Summer | Weekday | 0 | 0 | 0 | 0 | 0 | 0 | 0 | 0 | 0 | 0 | 0 | 0 | 0 | 0 | 0 | 0 | 0 | 0 | 0 | 0 | 0 | 0 | 0 | 0 | 0 | 0 | 0 | 0 | 0 | 0
[8 empty] | 3333 | May | Summer | Weekday | 0 | 0 | 0 | 0 | 0 | 0 | 0 | 0 | 0 | 0 | 0 | 0 | 0 | 0 | 0 | 0 | 0 | 0 | 0 | 0 | 0 | 0 | 0 | 0 | 0 | 0 | 0 | 0 | 0 | 0
[8 empty] | 3334 | May | Summer | Weekday | 0 | 0 | 0 | 0 | 0 | 0 | 0 | 0 | 0 | 0 | 0 | 0 | 0 | 0 | 0 | 0 | 0 | 0 | 0 | 0 | 0 | 0 | 0 | 0 | 0 | 0 | 0 | 0 | 0 | 0
[8 empty] | 3335 | May | Summer | Weekday | 0 | 0 | 0 | 0 | 0 | 0 | 0 | 0 | 0 | 0 | 0 | 0 | 0 | 0 | 0 | 0 | 0 | 0 | 0 | 0 | 0 | 0 | 0 | 0 | 0 | 0 | 0 | 0 | 0 | 0
[8 empty] | 3336 | May | Summer | Weekday | 0 | 0 | 0 | 0 | 0 | 0 | 0 | 0 | 0 | 0 | 0 | 0 | 0 | 0 | 0 | 0 | 0 | 0 | 0 | 0 | 0 | 0 | 0 | 0 | 0 | 0 | 0 | 0 | 0 | 0
[8 empty] | 3337 | May | Summer | Weekend | 0 | 0 | 0 | 0 | 0 | 0 | 0 | 0 | 0 | 0 | 0 | 0 | 0 | 0 | 0 | 0 | 0 | 0 | 0 | 0 | 0 | 0 | 0 | 0 | 0 | 4.8 | 4.8 | 0 | 0 | 0
[8 empty] | 3338 | May | Summer | Weekend | 0 | 0 | 0 | 0 | 0 | 0 | 0 | 0 | 0 | 0 | 0 | 0 | 0 | 0 | 0 | 0 | 0 | 0 | 0 | 0 | 0 | 0 | 0 | 0 | 0 | 4.8 | 4.8 | 0 | 0 | 0
[8 empty] | 3339 | May | Summer | Weekend | 0 | 0 | 0 | 0 | 0 | 0 | 0 | 0 | 0 | 0 | 0 | 0 | 0 | 0 | 0 | 0 | 0 | 0 | 0 | 0 | 0 | 0 | 0 | 0 | 0 | 4.8 | 4.8 | 0 | 0 | 0
[8 empty] | 3340 | May | Summer | Weekend | 0 | 0 | 0 | 0 | 0 | 0 | 0 | 0 | 0 | 0 | 0 | 0 | 0 | 0 | 0 | 0 | 0 | 0 | 0 | 0 | 0 | 0 | 0 | 0 | 0 | 4.8 | 4.8 | 0 | 0 | 0
[8 empty] | 3341 | May | Summer | Weekend | 0 | 0 | 0 | 0 | 0 | 0 | 0 | 0 | 0 | 0 | 0 | 0 | 0 | 0 | 0 | 0 | 0 | 0 | 0 | 0 | 0 | 0 | 0 | 0 | 0 | 4.8 | 4.8 | 0 | 0 | 0
[8 empty] | 3342 | May | Summer | Weekend | 0 | 0 | 0 | 0 | 0 | 0 | 0 | 0 | 0 | 0 | 0 | 0 | 0 | 0 | 0 | 0 | 0 | 0 | 0 | 0 | 0 | 0 | 0 | 0 | 0 | 4.8 | 4.8 | 0 | 0 | 0
[8 empty] | 3343 | May | Summer | Weekend | 0 | 0 | 0 | 0 | 0 | 0 | 0 | 0 | 0 | 0 | 0 | 0 | 0 | 0 | 0 | 0 | 0 | 0 | 0 | 0 | 0 | 0 | 0 | 0 | 0 | 1.2 | 1.2 | 0 | 0 | 0
[8 empty] | 3344 | May | Summer | Weekend | 0 | 0 | 0 | 0 | 0 | 0 | 0 | 0 | 0 | 0 | 0 | 0 | 0 | 0 | 0 | 0 | 0 | 0 | 0 | 0 | 0 | 0 | 0 | 0 | 0 | 0 | 0 | 0 | 0 | 0
[8 empty] | 3345 | May | Summer | Weekend | 0 | 0 | 0 | 0 | 0 | 0 | 0 | 0 | 0 | 0 | 0 | 0 | 0 | 0 | 0 | 0 | 0 | 0 | 0 | 0 | 0 | 0 | 0 | 0 | 0 | 0 | 0 | 0 | 0 | 0
[8 empty] | 3346 | May | Summer | Weekend | 0 | 0 | 0 | 0 | 0 | 0 | 0 | 0 | 0 | 0 | 0 | 0 | 0 | 0 | 0 | 0 | 0 | 0 | 0 | 0 | 0 | 0 | 0 | 0 | 0 | 0 | 0 | 0 | 0 | 0
[8 empty] | 3347 | May | Summer | Weekend | 0 | 0 | 0 | 0 | 0 | 0 | 0 | 0 | 0 | 0 | 0 | 0 | 0 | 0 | 0 | 0 | 0 | 0 | 0 | 0 | 0 | 0 | 0 | 0 | 0 | 0 | 0 | 0 | 0 | 0
[8 empty] | 3348 | May | Summer | Weekend | 0 | 0 | 0 | 0 | 0 | 0 | 0 | 0 | 0 | 0 | 0 | 0 | 0 | 0 | 0 | 0 | 0 | 0 | 0 | 0 | 0 | 0 | 0 | 0 | 0 | 0 | 0 | 0 | 0 | 0
[8 empty] | 3349 | May | Summer | Weekend | 0 | 0 | 0 | 0 | 0 | 0 | 0 | 0 | 0 | 0 | 0 | 0 | 0 | 0 | 0 | 0 | 0 | 0 | 0 | 0 | 0 | 0 | 0 | 0 | 0 | 0 | 0 | 0 | 0 | 0
[8 empty] | 3350 | May | Summer | Weekend | 0 | 0 | 0 | 0 | 0 | 0 | 0 | 0 | 0 | 0 | 0 | 0 | 0 | 0 | 0 | 0 | 0 | 0 | 0 | 0 | 0 | 0 | 0 | 0 | 0 | 0 | 0 | 0 | 0 | 0
[8 empty] | 3351 | May | Summer | Weekend | 0 | 0 | 0 | 0 | 0 | 0 | 0 | 0 | 0 | 0 | 0 | 0 | 0 | 0 | 0 | 0 | 0 | 0 | 0 | 0 | 0 | 0 | 0 | 0 | 0 | 0 | 0 | 0 | 0 | 0
[8 empty] | 3352 | May | Summer | Weekend | 0 | 0 | 0 | 0 | 0 | 0 | 0 | 0 | 0 | 0 | 0 | 0 | 0 | 0 | 0 | 0 | 0 | 0 | 0 | 0 | 0 | 0 | 0 | 0 | 0 | 0 | 0 | 0 | 0 | 0
[8 empty] | 3353 | May | Summer | Weekend | 0 | 0 | 0 | 0 | 0 | 0 | 0 | 0 | 0 | 0 | 0 | 0 | 0 | 0 | 0 | 0 | 0 | 0 | 0 | 0 | 0 | 0 | 0 | 0 | 0 | 0 | 0 | 0 | 0 | 0
[8 empty] | 3354 | May | Summer | Weekend | 0 | 0 | 0 | 0 | 0 | 0 | 0 | 0 | 0 | 0 | 0 | 0 | 0 | 0 | 0 | 0 | 0 | 0 | 0 | 0 | 0 | 0 | 0 | 0 | 0 | 0 | 0 | 0 | 0 | 0
[8 empty] | 3355 | May | Summer | Weekend | 0 | 0 | 0 | 0 | 0 | 0 | 0 | 0 | 0 | 0 | 0 | 0 | 0 | 0 | 0 | 0 | 0 | 0 | 0 | 0 | 0 | 0 | 0 | 0 | 0 | 0 | 0 | 0 | 0 | 0
[8 empty] | 3356 | May | Summer | Weekend | 0 | 0 | 0 | 0 | 0 | 0 | 0 | 0 | 0 | 0 | 0 | 0 | 0 | 0 | 0 | 0 | 0 | 0 | 0 | 0 | 0 | 0 | 0 | 0 | 0 | 0 | 0 | 0 | 0 | 0
[8 empty] | 3357 | May | Summer | Weekend | 0 | 0 | 0 | 0 | 0 | 0 | 0 | 0 | 0 | 0 | 0 | 0 | 0 | 0 | 0 | 0 | 0 | 0 | 0 | 0 | 0 | 0 | 0 | 0 | 0 | 0 | 0 | 0 | 0 | 0
[8 empty] | 3358 | May | Summer | Weekend | 0 | 0 | 0 | 0 | 0 | 0 | 0 | 0 | 0 | 0 | 0 | 0 | 0 | 0 | 0 | 0 | 0 | 0 | 0 | 0 | 0 | 0 | 0 | 0 | 0 | 0 | 0 | 0 | 0 | 0
[8 empty] | 3359 | May | Summer | Weekend | 0 | 0 | 0 | 0 | 0 | 0 | 0 | 0 | 0 | 0 | 0 | 0 | 0 | 0 | 0 | 0 | 0 | 0 | 0 | 0 | 0 | 0 | 0 | 0 | 0 | 0 | 0 | 0 | 0 | 0
[8 empty] | 3360 | May | Summer | Weekend | 0 | 0 | 0 | 0 | 0 | 0 | 0 | 0 | 0 | 0 | 0 | 0 | 0 | 0 | 0 | 0 | 0 | 0 | 0 | 0 | 0 | 0 | 0 | 0 | 0 | 0 | 0 | 0 | 0 | 0
[8 empty] | 3361 | May | Summer | Weekend | 0 | 0 | 0 | 0 | 0 | 0 | 0 | 0 | 0 | 0 | 0 | 0 | 0 | 0 | 0 | 0 | 0 | 0 | 0 | 0 | 0 | 0 | 0 | 0 | 0 | 4.8 | 4.8 | 0 | 0 | 0
[8 empty] | 3362 | May | Summer | Weekend | 0 | 0 | 0 | 0 | 0 | 0 | 0 | 0 | 0 | 0 | 0 | 0 | 0 | 0 | 0 | 0 | 0 | 0 | 0 | 0 | 0 | 0 | 0 | 0 | 0 | 4.8 | 4.8 | 0 | 0 | 0
[8 empty] | 3363 | May | Summer | Weekend | 0 | 0 | 0 | 0 | 0 | 0 | 0 | 0 | 0 | 0 | 0 | 0 | 0 | 0 | 0 | 0 | 0 | 0 | 0 | 0 | 0 | 0 | 0 | 0 | 0 | 4.8 | 4.8 | 0 | 0 | 0
[8 empty] | 3364 | May | Summer | Weekend | 0 | 0 | 0 | 0 | 0 | 0 | 0 | 0 | 0 | 0 | 0 | 0 | 0 | 0 | 0 | 0 | 0 | 0 | 0 | 0 | 0 | 0 | 0 | 0 | 0 | 4.8 | 4.8 | 0 | 0 | 0
[8 empty] | 3365 | May | Summer | Weekend | 0 | 0 | 0 | 0 | 0 | 0 | 0 | 0 | 0 | 0 | 0 | 0 | 0 | 0 | 0 | 0 | 0 | 0 | 0 | 0 | 0 | 0 | 0 | 0 | 0 | 4.8 | 4.8 | 0 | 0 | 0
[8 empty] | 3366 | May | Summer | Weekend | 0 | 0 | 0 | 0 | 0 | 0 | 0 | 0 | 0 | 0 | 0 | 0 | 0 | 0 | 0 | 0 | 0 | 0 | 0 | 0 | 0 | 0 | 0 | 0 | 0 | 4.8 | 4.8 | 0 | 0 | 0
[8 empty] | 3367 | May | Summer | Weekend | 0 | 0 | 0 | 0 | 0 | 0 | 0 | 0 | 0 | 0 | 0 | 0 | 0 | 0 | 0 | 0 | 0 | 0 | 0 | 0 | 0 | 0 | 0 | 0 | 0 | 1.2 | 1.2 | 0 | 0 | 0
[8 empty] | 3368 | May | Summer | Weekend | 0 | 0 | 0 | 0 | 0 | 0 | 0 | 0 | 0 | 0 | 0 | 0 | 0 | 0 | 0 | 0 | 0 | 0 | 0 | 0 | 0 | 0 | 0 | 0 | 0 | 0 | 0 | 0 | 0 | 0
[8 empty] | 3369 | May | Summer | Weekend | 0 | 0 | 0 | 0 | 0 | 0 | 0 | 0 | 0 | 0 | 0 | 0 | 0 | 0 | 0 | 0 | 0 | 0 | 0 | 0 | 0 | 0 | 0 | 0 | 0 | 0 | 0 | 0 | 0 | 0
[8 empty] | 3370 | May | Summer | Weekend | 0 | 0 | 0 | 0 | 0 | 0 | 0 | 0 | 0 | 0 | 0 | 0 | 0 | 0 | 0 | 0 | 0 | 0 | 0 | 0 | 0 | 0 | 0 | 0 | 0 | 0 | 0 | 0 | 0 | 0
[8 empty] | 3371 | May | Summer | Weekend | 0 | 0 | 0 | 0 | 0 | 0 | 0 | 0 | 0 | 0 | 0 | 0 | 0 | 0 | 0 | 0 | 0 | 0 | 0 | 0 | 0 | 0 | 0 | 0 | 0 | 0 | 0 | 0 | 0 | 0
[8 empty] | 3372 | May | Summer | Weekend | 0 | 0 | 0 | 0 | 0 | 0 | 0 | 0 | 0 | 0 | 0 | 0 | 0 | 0 | 0 | 0 | 0 | 0 | 0 | 0 | 0 | 0 | 0 | 0 | 0 | 0 | 0 | 0 | 0 | 0
[8 empty] | 3373 | May | Summer | Weekend | 0 | 0 | 0 | 0 | 0 | 0 | 0 | 0 | 0 | 0 | 0 | 0 | 0 | 0 | 0 | 0 | 0 | 0 | 0 | 0 | 0 | 0 | 0 | 0 | 0 | 0 | 0 | 0 | 0 | 0
[8 empty] | 3374 | May | Summer | Weekend | 0 | 0 | 0 | 0 | 0 | 0 | 0 | 0 | 0 | 0 | 0 | 0 | 0 | 0 | 0 | 0 | 0 | 0 | 0 | 0 | 0 | 0 | 0 | 0 | 0 | 0 | 0 | 0 | 0 | 0
[8 empty] | 3375 | May | Summer | Weekend | 0 | 0 | 0 | 0 | 0 | 0 | 0 | 0 | 0 | 0 | 0 | 0 | 0 | 0 | 0 | 0 | 0 | 0 | 0 | 0 | 0 | 0 | 0 | 0 | 0 | 0 | 0 | 0 | 0 | 0
[8 empty] | 3376 | May | Summer | Weekend | 0 | 0 | 0 | 0 | 0 | 0 | 0 | 0 | 0 | 0 | 0 | 0 | 0 | 0 | 0 | 0 | 0 | 0 | 0 | 0 | 0 | 0 | 0 | 0 | 0 | 0 | 0 | 0 | 0 | 0
[8 empty] | 3377 | May | Summer | Weekend | 0 | 0 | 0 | 0 | 0 | 0 | 0 | 0 | 0 | 0 | 0 | 0 | 0 | 0 | 0 | 0 | 0 | 0 | 0 | 0 | 0 | 0 | 0 | 0 | 0 | 0 | 0 | 0 | 0 | 0
[8 empty] | 3378 | May | Summer | Weekend | 0 | 0 | 0 | 0 | 0 | 0 | 0 | 0 | 0 | 0 | 0 | 0 | 0 | 0 | 0 | 0 | 0 | 0 | 0 | 0 | 0 | 0 | 0 | 0 | 0 | 0 | 0 | 0 | 0 | 0
[8 empty] | 3379 | May | Summer | Weekend | 0 | 0 | 0 | 0 | 0 | 0 | 0 | 0 | 0 | 0 | 0 | 0 | 0 | 0 | 0 | 0 | 0 | 0 | 0 | 0 | 0 | 0 | 0 | 0 | 0 | 0 | 0 | 0 | 0 | 0
[8 empty] | 3380 | May | Summer | Weekend | 0 | 0 | 0 | 0 | 0 | 0 | 0 | 0 | 0 | 0 | 0 | 0 | 0 | 0 | 0 | 0 | 0 | 0 | 0 | 0 | 0 | 0 | 0 | 0 | 0 | 0 | 0 | 0 | 0 | 0
[8 empty] | 3381 | May | Summer | Weekend | 0 | 0 | 0 | 0 | 0 | 0 | 0 | 0 | 0 | 0 | 0 | 0 | 0 | 0 | 0 | 0 | 0 | 0 | 0 | 0 | 0 | 0 | 0 | 0 | 0 | 0 | 0 | 0 | 0 | 0
[8 empty] | 3382 | May | Summer | Weekend | 0 | 0 | 0 | 0 | 0 | 0 | 0 | 0 | 0 | 0 | 0 | 0 | 0 | 0 | 0 | 0 | 0 | 0 | 0 | 0 | 0 | 0 | 0 | 0 | 0 | 0 | 0 | 0 | 0 | 0
[8 empty] | 3383 | May | Summer | Weekend | 0 | 0 | 0 | 0 | 0 | 0 | 0 | 0 | 0 | 0 | 0 | 0 | 0 | 0 | 0 | 0 | 0 | 0 | 0 | 0 | 0 | 0 | 0 | 0 | 0 | 0 | 0 | 0 | 0 | 0
[8 empty] | 3384 | May | Summer | Weekend | 0 | 0 | 0 | 0 | 0 | 0 | 0 | 0 | 0 | 0 | 0 | 0 | 0 | 0 | 0 | 0 | 0 | 0 | 0 | 0 | 0 | 0 | 0 | 0 | 0 | 0 | 0 | 0 | 0 | 0
[8 empty] | 3385 | May | Summer | Weekday | 0 | 0 | 0 | 0 | 0 | 0 | 0 | 0 | 0 | 0 | 0 | 0 | 0 | 0 | 0 | 0 | 0 | 0 | 0 | 0 | 0 | 0 | 0 | 0 | 0 | 4.8 | 4.8 | 0 | 0 | 0
[8 empty] | 3386 | May | Summer | Weekday | 0 | 0 | 0 | 0 | 0 | 0 | 0 | 0 | 0 | 0 | 0 | 0 | 0 | 0 | 0 | 0 | 0 | 0 | 0 | 0 | 0 | 0 | 0 | 0 | 0 | 4.8 | 4.8 | 0 | 0 | 0
[8 empty] | 3387 | May | Summer | Weekday | 0 | 0 | 0 | 0 | 0 | 0 | 0 | 0 | 0 | 0 | 0 | 0 | 0 | 0 | 0 | 0 | 0 | 0 | 0 | 0 | 0 | 0 | 0 | 0 | 0 | 4.8 | 4.8 | 0 | 0 | 0
[8 empty] | 3388 | May | Summer | Weekday | 0 | 0 | 0 | 0 | 0 | 0 | 0 | 0 | 0 | 0 | 0 | 0 | 0 | 0 | 0 | 0 | 0 | 0 | 0 | 0 | 0 | 0 | 0 | 0 | 0 | 4.8 | 4.8 | 0 | 0 | 0
[8 empty] | 3389 | May | Summer | Weekday | 0 | 0 | 0 | 0 | 0 | 0 | 0 | 0 | 0 | 0 | 0 | 0 | 0 | 0 | 0 | 0 | 0 | 0 | 0 | 0 | 0 | 0 | 0 | 0 | 0 | 4.8 | 4.8 | 0 | 0 | 0
[8 empty] | 3390 | May | Summer | Weekday | 0 | 0 | 0 | 0 | 0 | 0 | 0 | 0 | 0 | 0 | 0 | 0 | 0 | 0 | 0 | 0 | 0 | 0 | 0 | 0 | 0 | 0 | 0 | 0 | 0 | 4.8 | 4.8 | 0 | 0 | 0
[8 empty] | 3391 | May | Summer | Weekday | 0 | 0 | 0 | 0 | 0 | 0 | 0 | 0 | 0 | 0 | 0 | 0 | 0 | 0 | 0 | 0 | 0 | 0 | 0 | 0 | 0 | 0 | 0 | 0 | 0 | 1.2 | 1.2 | 0 | 0 | 0
[8 empty] | 3392 | May | Summer | Weekday | 0 | 0 | 0 | 0 | 0 | 0 | 0 | 0 | 0 | 0 | 0 | 0 | 0 | 0 | 0 | 0 | 0 | 0 | 0 | 0 | 0 | 0 | 0 | 0 | 0 | 0 | 0 | 0 | 0 | 0
[8 empty] | 3393 | May | Summer | Weekday | 0 | 0 | 0 | 0 | 0 | 0 | 0 | 0 | 0 | 0 | 0 | 0 | 0 | 0 | 0 | 0 | 0 | 0 | 0 | 0 | 0 | 0 | 0 | 0 | 0 | 0 | 0 | 0 | 0 | 0
[8 empty] | 3394 | May | Summer | Weekday | 0 | 0 | 0 | 0 | 0 | 0 | 0 | 0 | 0 | 0 | 0 | 0 | 0 | 0 | 0 | 0 | 0 | 0 | 0 | 0 | 0 | 0 | 0 | 0 | 0 | 0 | 0 | 0 | 0 | 0
[8 empty] | 3395 | May | Summer | Weekday | 0 | 0 | 0 | 0 | 0 | 0 | 0 | 0 | 0 | 0 | 0 | 0 | 0 | 0 | 0 | 0 | 0 | 0 | 0 | 0 | 0 | 0 | 0 | 0 | 0 | 0 | 0 | 0 | 0 | 0
[8 empty] | 3396 | May | Summer | Weekday | 0 | 0 | 0 | 0 | 0 | 0 | 0 | 0 | 0 | 0 | 0 | 0 | 0 | 0 | 0 | 0 | 0 | 0 | 0 | 0 | 0 | 0 | 0 | 0 | 0 | 0 | 0 | 0 | 0 | 0
[8 empty] | 3397 | May | Summer | Weekday | 0 | 0 | 0 | 0 | 0 | 0 | 0 | 0 | 0 | 0 | 0 | 0 | 0 | 0 | 0 | 0 | 0 | 0 | 0 | 0 | 0 | 0 | 0 | 0 | 0 | 0 | 0 | 0 | 0 | 0
[8 empty] | 3398 | May | Summer | Weekday | 0 | 0 | 0 | 0 | 0 | 0 | 0 | 0 | 0 | 0 | 0 | 0 | 0 | 0 | 0 | 0 | 0 | 0 | 0 | 0 | 0 | 0 | 0 | 0 | 0 | 0 | 0 | 0 | 0 | 0
[8 empty] | 3399 | May | Summer | Weekday | 0 | 0 | 0 | 0 | 0 | 0 | 0 | 0 | 0 | 0 | 0 | 0 | 0 | 0 | 0 | 0 | 0 | 0 | 0 | 0 | 0 | 0 | 0 | 0 | 0 | 0 | 0 | 0 | 0 | 0
[8 empty] | 3400 | May | Summer | Weekday | 0 | 0 | 0 | 0 | 0 | 0 | 0 | 0 | 0 | 0 | 0 | 0 | 0 | 0 | 0 | 0 | 0 | 0 | 0 | 0 | 0 | 0 | 0 | 0 | 0 | 0 | 0 | 0 | 0 | 0
[8 empty] | 3401 | May | Summer | Weekday | 0 | 0 | 0 | 0 | 0 | 0 | 0 | 0 | 0 | 0 | 0 | 0 | 0 | 0 | 0 | 0 | 0 | 0 | 0 | 0 | 0 | 0 | 0 | 0 | 0 | 0 | 0 | 0 | 0 | 0
[8 empty] | 3402 | May | Summer | Weekday | 0 | 0 | 0 | 0 | 0 | 0 | 0 | 0 | 0 | 0 | 0 | 0 | 0 | 0 | 0 | 0 | 0 | 0 | 0 | 0 | 0 | 0 | 0 | 0 | 0 | 0 | 0 | 0 | 0 | 0
[8 empty] | 3403 | May | Summer | Weekday | 0 | 0 | 0 | 0 | 0 | 0 | 0 | 0 | 0 | 0 | 0 | 0 | 0 | 0 | 0 | 0 | 0 | 0 | 0 | 0 | 0 | 0 | 0 | 0 | 0 | 0 | 0 | 0 | 0 | 0
[8 empty] | 3404 | May | Summer | Weekday | 0 | 0 | 0 | 0 | 0 | 0 | 0 | 0 | 0 | 0 | 0 | 0 | 0 | 0 | 0 | 0 | 0 | 0 | 0 | 0 | 0 | 0 | 0 | 0 | 0 | 0 | 0 | 0 | 0 | 0
[8 empty] | 3405 | May | Summer | Weekday | 0 | 0 | 0 | 0 | 0 | 0 | 0 | 0 | 0 | 0 | 0 | 0 | 0 | 0 | 0 | 0 | 0 | 0 | 0 | 0 | 0 | 0 | 0 | 0 | 0 | 0 | 0 | 0 | 0 | 0
[8 empty] | 3406 | May | Summer | Weekday | 0 | 0 | 0 | 0 | 0 | 0 | 0 | 0 | 0 | 0 | 0 | 0 | 0 | 0 | 0 | 0 | 0 | 0 | 0 | 0 | 0 | 0 | 0 | 0 | 0 | 0 | 0 | 0 | 0 | 0
[8 empty] | 3407 | May | Summer | Weekday | 0 | 0 | 0 | 0 | 0 | 0 | 0 | 0 | 0 | 0 | 0 | 0 | 0 | 0 | 0 | 0 | 0 | 0 | 0 | 0 | 0 | 0 | 0 | 0 | 0 | 0 | 0 | 0 | 0 | 0
[8 empty] | 3408 | May | Summer | Weekday | 0 | 0 | 0 | 0 | 0 | 0 | 0 | 0 | 0 | 0 | 0 | 0 | 0 | 0 | 0 | 0 | 0 | 0 | 0 | 0 | 0 | 0 | 0 | 0 | 0 | 0 | 0 | 0 | 0 | 0
[8 empty] | 3409 | May | Summer | Weekday | 0 | 0 | 0 | 0 | 0 | 0 | 0 | 0 | 0 | 0 | 0 | 0 | 0 | 0 | 0 | 0 | 0 | 0 | 0 | 0 | 0 | 0 | 0 | 0 | 0 | 4.8 | 4.8 | 0 | 0 | 0
[8 empty] | 3410 | May | Summer | Weekday | 0 | 0 | 0 | 0 | 0 | 0 | 0 | 0 | 0 | 0 | 0 | 0 | 0 | 0 | 0 | 0 | 0 | 0 | 0 | 0 | 0 | 0 | 0 | 0 | 0 | 4.8 | 4.8 | 0 | 0 | 0
[8 empty] | 3411 | May | Summer | Weekday | 0 | 0 | 0 | 0 | 0 | 0 | 0 | 0 | 0 | 0 | 0 | 0 | 0 | 0 | 0 | 0 | 0 | 0 | 0 | 0 | 0 | 0 | 0 | 0 | 0 | 4.8 | 4.8 | 0 | 0 | 0
[8 empty] | 3412 | May | Summer | Weekday | 0 | 0 | 0 | 0 | 0 | 0 | 0 | 0 | 0 | 0 | 0 | 0 | 0 | 0 | 0 | 0 | 0 | 0 | 0 | 0 | 0 | 0 | 0 | 0 | 0 | 4.8 | 4.8 | 0 | 0 | 0
[8 empty] | 3413 | May | Summer | Weekday | 0 | 0 | 0 | 0 | 0 | 0 | 0 | 0 | 0 | 0 | 0 | 0 | 0 | 0 | 0 | 0 | 0 | 0 | 0 | 0 | 0 | 0 | 0 | 0 | 0 | 4.8 | 4.8 | 0 | 0 | 0
[8 empty] | 3414 | May | Summer | Weekday | 0 | 0 | 0 | 0 | 0 | 0 | 0 | 0 | 0 | 0 | 0 | 0 | 0 | 0 | 0 | 0 | 0 | 0 | 0 | 0 | 0 | 0 | 0 | 0 | 0 | 4.8 | 4.8 | 0 | 0 | 0
[8 empty] | 3415 | May | Summer | Weekday | 0 | 0 | 0 | 0 | 0 | 0 | 0 | 0 | 0 | 0 | 0 | 0 | 0 | 0 | 0 | 0 | 0 | 0 | 0 | 0 | 0 | 0 | 0 | 0 | 0 | 1.2 | 1.2 | 0 | 0 | 0
[8 empty] | 3416 | May | Summer | Weekday | 0 | 0 | 0 | 0 | 0 | 0 | 0 | 0 | 0 | 0 | 0 | 0 | 0 | 0 | 0 | 0 | 0 | 0 | 0 | 0 | 0 | 0 | 0 | 0 | 0 | 0 | 0 | 0 | 0 | 0
[8 empty] | 3417 | May | Summer | Weekday | 0 | 0 | 0 | 0 | 0 | 0 | 0 | 0 | 0 | 0 | 0 | 0 | 0 | 0 | 0 | 0 | 0 | 0 | 0 | 0 | 0 | 0 | 0 | 0 | 0 | 0 | 0 | 0 | 0 | 0
[8 empty] | 3418 | May | Summer | Weekday | 0 | 0 | 0 | 0 | 0 | 0 | 0 | 0 | 0 | 0 | 0 | 0 | 0 | 0 | 0 | 0 | 0 | 0 | 0 | 0 | 0 | 0 | 0 | 0 | 0 | 0 | 0 | 0 | 0 | 0
[8 empty] | 3419 | May | Summer | Weekday | 0 | 0 | 0 | 0 | 0 | 0 | 0 | 0 | 0 | 0 | 0 | 0 | 0 | 0 | 0 | 0 | 0 | 0 | 0 | 0 | 0 | 0 | 0 | 0 | 0 | 0 | 0 | 0 | 0 | 0
[8 empty] | 3420 | May | Summer | Weekday | 0 | 0 | 0 | 0 | 0 | 0 | 0 | 0 | 0 | 0 | 0 | 0 | 0 | 0 | 0 | 0 | 0 | 0 | 0 | 0 | 0 | 0 | 0 | 0 | 0 | 0 | 0 | 0 | 0 | 0
[8 empty] | 3421 | May | Summer | Weekday | 0 | 0 | 0 | 0 | 0 | 0 | 0 | 0 | 0 | 0 | 0 | 0 | 0 | 0 | 0 | 0 | 0 | 0 | 0 | 0 | 0 | 0 | 0 | 0 | 0 | 0 | 0 | 0 | 0 | 0
[8 empty] | 3422 | May | Summer | Weekday | 0 | 0 | 0 | 0 | 0 | 0 | 0 | 0 | 0 | 0 | 0 | 0 | 0 | 0 | 0 | 0 | 0 | 0 | 0 | 0 | 0 | 0 | 0 | 0 | 0 | 0 | 0 | 0 | 0 | 0
[8 empty] | 3423 | May | Summer | Weekday | 0 | 0 | 0 | 0 | 0 | 0 | 0 | 0 | 0 | 0 | 0 | 0 | 0 | 0 | 0 | 0 | 0 | 0 | 0 | 0 | 0 | 0 | 0 | 0 | 0 | 0 | 0 | 0 | 0 | 0
[8 empty] | 3424 | May | Summer | Weekday | 0 | 0 | 0 | 0 | 0 | 0 | 0 | 0 | 0 | 0 | 0 | 0 | 0 | 0 | 0 | 0 | 0 | 0 | 0 | 0 | 0 | 0 | 0 | 0 | 0 | 0 | 0 | 0 | 0 | 0
[8 empty] | 3425 | May | Summer | Weekday | 0 | 0 | 0 | 0 | 0 | 0 | 0 | 0 | 0 | 0 | 0 | 0 | 0 | 0 | 0 | 0 | 0 | 0 | 0 | 0 | 0 | 0 | 0 | 0 | 0 | 0 | 0 | 0 | 0 | 0
[8 empty] | 3426 | May | Summer | Weekday | 0 | 0 | 0 | 0 | 0 | 0 | 0 | 0 | 0 | 0 | 0 | 0 | 0 | 0 | 0 | 0 | 0 | 0 | 0 | 0 | 0 | 0 | 0 | 0 | 0 | 0 | 0 | 0 | 0 | 0
[8 empty] | 3427 | May | Summer | Weekday | 0 | 0 | 0 | 0 | 0 | 0 | 0 | 0 | 0 | 0 | 0 | 0 | 0 | 0 | 0 | 0 | 0 | 0 | 0 | 0 | 0 | 0 | 0 | 0 | 0 | 0 | 0 | 0 | 0 | 0
[8 empty] | 3428 | May | Summer | Weekday | 0 | 0 | 0 | 0 | 0 | 0 | 0 | 0 | 0 | 0 | 0 | 0 | 0 | 0 | 0 | 0 | 0 | 0 | 0 | 0 | 0 | 0 | 0 | 0 | 0 | 0 | 0 | 0 | 0 | 0
[8 empty] | 3429 | May | Summer | Weekday | 0 | 0 | 0 | 0 | 0 | 0 | 0 | 0 | 0 | 0 | 0 | 0 | 0 | 0 | 0 | 0 | 0 | 0 | 0 | 0 | 0 | 0 | 0 | 0 | 0 | 0 | 0 | 0 | 0 | 0
[8 empty] | 3430 | May | Summer | Weekday | 0 | 0 | 0 | 0 | 0 | 0 | 0 | 0 | 0 | 0 | 0 | 0 | 0 | 0 | 0 | 0 | 0 | 0 | 0 | 0 | 0 | 0 | 0 | 0 | 0 | 0 | 0 | 0 | 0 | 0
[8 empty] | 3431 | May | Summer | Weekday | 0 | 0 | 0 | 0 | 0 | 0 | 0 | 0 | 0 | 0 | 0 | 0 | 0 | 0 | 0 | 0 | 0 | 0 | 0 | 0 | 0 | 0 | 0 | 0 | 0 | 0 | 0 | 0 | 0 | 0
[8 empty] | 3432 | May | Summer | Weekday | 0 | 0 | 0 | 0 | 0 | 0 | 0 | 0 | 0 | 0 | 0 | 0 | 0 | 0 | 0 | 0 | 0 | 0 | 0 | 0 | 0 | 0 | 0 | 0 | 0 | 0 | 0 | 0 | 0 | 0
[8 empty] | 3433 | May | Summer | Weekday | 0 | 0 | 0 | 0 | 0 | 0 | 0 | 0 | 0 | 0 | 0 | 0 | 0 | 0 | 0 | 0 | 0 | 0 | 0 | 0 | 0 | 0 | 0 | 0 | 0 | 4.8 | 4.8 | 0 | 0 | 0
[8 empty] | 3434 | May | Summer | Weekday | 0 | 0 | 0 | 0 | 0 | 0 | 0 | 0 | 0 | 0 | 0 | 0 | 0 | 0 | 0 | 0 | 0 | 0 | 0 | 0 | 0 | 0 | 0 | 0 | 0 | 4.8 | 4.8 | 0 | 0 | 0
[8 empty] | 3435 | May | Summer | Weekday | 0 | 0 | 0 | 0 | 0 | 0 | 0 | 0 | 0 | 0 | 0 | 0 | 0 | 0 | 0 | 0 | 0 | 0 | 0 | 0 | 0 | 0 | 0 | 0 | 0 | 4.8 | 4.8 | 0 | 0 | 0
[8 empty] | 3436 | May | Summer | Weekday | 0 | 0 | 0 | 0 | 0 | 0 | 0 | 0 | 0 | 0 | 0 | 0 | 0 | 0 | 0 | 0 | 0 | 0 | 0 | 0 | 0 | 0 | 0 | 0 | 0 | 4.8 | 4.8 | 0 | 0 | 0
[8 empty] | 3437 | May | Summer | Weekday | 0 | 0 | 0 | 0 | 0 | 0 | 0 | 0 | 0 | 0 | 0 | 0 | 0 | 0 | 0 | 0 | 0 | 0 | 0 | 0 | 0 | 0 | 0 | 0 | 0 | 4.8 | 4.8 | 0 | 0 | 0
[8 empty] | 3438 | May | Summer | Weekday | 0 | 0 | 0 | 0 | 0 | 0 | 0 | 0 | 0 | 0 | 0 | 0 | 0 | 0 | 0 | 0 | 0 | 0 | 0 | 0 | 0 | 0 | 0 | 0 | 0 | 4.8 | 4.8 | 0 | 0 | 0
[8 empty] | 3439 | May | Summer | Weekday | 0 | 0 | 0 | 0 | 0 | 0 | 0 | 0 | 0 | 0 | 0 | 0 | 0 | 0 | 0 | 0 | 0 | 0 | 0 | 0 | 0 | 0 | 0 | 0 | 0 | 1.2 | 1.2 | 0 | 0 | 0
[8 empty] | 3440 | May | Summer | Weekday | 0 | 0 | 0 | 0 | 0 | 0 | 0 | 0 | 0 | 0 | 0 | 0 | 0 | 0 | 0 | 0 | 0 | 0 | 0 | 0 | 0 | 0 | 0 | 0 | 0 | 0 | 0 | 0 | 0 | 0
[8 empty] | 3441 | May | Summer | Weekday | 0 | 0 | 0 | 0 | 0 | 0 | 0 | 0 | 0 | 0 | 0 | 0 | 0 | 0 | 0 | 0 | 0 | 0 | 0 | 0 | 0 | 0 | 0 | 0 | 0 | 0 | 0 | 0 | 0 | 0
[8 empty] | 3442 | May | Summer | Weekday | 0 | 0 | 0 | 0 | 0 | 0 | 0 | 0 | 0 | 0 | 0 | 0 | 0 | 0 | 0 | 0 | 0 | 0 | 0 | 0 | 0 | 0 | 0 | 0 | 0 | 0 | 0 | 0 | 0 | 0
[8 empty] | 3443 | May | Summer | Weekday | 0 | 0 | 0 | 0 | 0 | 0 | 0 | 0 | 0 | 0 | 0 | 0 | 0 | 0 | 0 | 0 | 0 | 0 | 0 | 0 | 0 | 0 | 0 | 0 | 0 | 0 | 0 | 0 | 0 | 0
[8 empty] | 3444 | May | Summer | Weekday | 0 | 0 | 0 | 0 | 0 | 0 | 0 | 0 | 0 | 0 | 0 | 0 | 0 | 0 | 0 | 0 | 0 | 0 | 0 | 0 | 0 | 0 | 0 | 0 | 0 | 0 | 0 | 0 | 0 | 0
[8 empty] | 3445 | May | Summer | Weekday | 0 | 0 | 0 | 0 | 0 | 0 | 0 | 0 | 0 | 0 | 0 | 0 | 0 | 0 | 0 | 0 | 0 | 0 | 0 | 0 | 0 | 0 | 0 | 0 | 0 | 0 | 0 | 0 | 0 | 0
[8 empty] | 3446 | May | Summer | Weekday | 0 | 0 | 0 | 0 | 0 | 0 | 0 | 0 | 0 | 0 | 0 | 0 | 0 | 0 | 0 | 0 | 0 | 0 | 0 | 0 | 0 | 0 | 0 | 0 | 0 | 0 | 0 | 0 | 0 | 0
[8 empty] | 3447 | May | Summer | Weekday | 0 | 0 | 0 | 0 | 0 | 0 | 0 | 0 | 0 | 0 | 0 | 0 | 0 | 0 | 0 | 0 | 0 | 0 | 0 | 0 | 0 | 0 | 0 | 0 | 0 | 0 | 0 | 0 | 0 | 0
[8 empty] | 3448 | May | Summer | Weekday | 0 | 0 | 0 | 0 | 0 | 0 | 0 | 0 | 0 | 0 | 0 | 0 | 0 | 0 | 0 | 0 | 0 | 0 | 0 | 0 | 0 | 0 | 0 | 0 | 0 | 0 | 0 | 0 | 0 | 0
[8 empty] | 3449 | May | Summer | Weekday | 0 | 0 | 0 | 0 | 0 | 0 | 0 | 0 | 0 | 0 | 0 | 0 | 0 | 0 | 0 | 0 | 0 | 0 | 0 | 0 | 0 | 0 | 0 | 0 | 0 | 0 | 0 | 0 | 0 | 0
[8 empty] | 3450 | May | Summer | Weekday | 0 | 0 | 0 | 0 | 0 | 0 | 0 | 0 | 0 | 0 | 0 | 0 | 0 | 0 | 0 | 0 | 0 | 0 | 0 | 0 | 0 | 0 | 0 | 0 | 0 | 0 | 0 | 0 | 0 | 0
[8 empty] | 3451 | May | Summer | Weekday | 0 | 0 | 0 | 0 | 0 | 0 | 0 | 0 | 0 | 0 | 0 | 0 | 0 | 0 | 0 | 0 | 0 | 0 | 0 | 0 | 0 | 0 | 0 | 0 | 0 | 0 | 0 | 0 | 0 | 0
[8 empty] | 3452 | May | Summer | Weekday | 0 | 0 | 0 | 0 | 0 | 0 | 0 | 0 | 0 | 0 | 0 | 0 | 0 | 0 | 0 | 0 | 0 | 0 | 0 | 0 | 0 | 0 | 0 | 0 | 0 | 0 | 0 | 0 | 0 | 0
[8 empty] | 3453 | May | Summer | Weekday | 0 | 0 | 0 | 0 | 0 | 0 | 0 | 0 | 0 | 0 | 0 | 0 | 0 | 0 | 0 | 0 | 0 | 0 | 0 | 0 | 0 | 0 | 0 | 0 | 0 | 0 | 0 | 0 | 0 | 0
[8 empty] | 3454 | May | Summer | Weekday | 0 | 0 | 0 | 0 | 0 | 0 | 0 | 0 | 0 | 0 | 0 | 0 | 0 | 0 | 0 | 0 | 0 | 0 | 0 | 0 | 0 | 0 | 0 | 0 | 0 | 0 | 0 | 0 | 0 | 0
[8 empty] | 3455 | May | Summer | Weekday | 0 | 0 | 0 | 0 | 0 | 0 | 0 | 0 | 0 | 0 | 0 | 0 | 0 | 0 | 0 | 0 | 0 | 0 | 0 | 0 | 0 | 0 | 0 | 0 | 0 | 0 | 0 | 0 | 0 | 0
[8 empty] | 3456 | May | Summer | Weekday | 0 | 0 | 0 | 0 | 0 | 0 | 0 | 0 | 0 | 0 | 0 | 0 | 0 | 0 | 0 | 0 | 0 | 0 | 0 | 0 | 0 | 0 | 0 | 0 | 0 | 0 | 0 | 0 | 0 | 0
[8 empty] | 3457 | May | Summer | Weekday | 0 | 0 | 0 | 0 | 0 | 0 | 0 | 0 | 0 | 0 | 0 | 0 | 0 | 0 | 0 | 0 | 0 | 0 | 0 | 0 | 0 | 0 | 0 | 0 | 0 | 4.8 | 4.8 | 0 | 0 | 0
[8 empty] | 3458 | May | Summer | Weekday | 0 | 0 | 0 | 0 | 0 | 0 | 0 | 0 | 0 | 0 | 0 | 0 | 0 | 0 | 0 | 0 | 0 | 0 | 0 | 0 | 0 | 0 | 0 | 0 | 0 | 4.8 | 4.8 | 0 | 0 | 0
[8 empty] | 3459 | May | Summer | Weekday | 0 | 0 | 0 | 0 | 0 | 0 | 0 | 0 | 0 | 0 | 0 | 0 | 0 | 0 | 0 | 0 | 0 | 0 | 0 | 0 | 0 | 0 | 0 | 0 | 0 | 4.8 | 4.8 | 0 | 0 | 0
[8 empty] | 3460 | May | Summer | Weekday | 0 | 0 | 0 | 0 | 0 | 0 | 0 | 0 | 0 | 0 | 0 | 0 | 0 | 0 | 0 | 0 | 0 | 0 | 0 | 0 | 0 | 0 | 0 | 0 | 0 | 4.8 | 4.8 | 0 | 0 | 0
[8 empty] | 3461 | May | Summer | Weekday | 0 | 0 | 0 | 0 | 0 | 0 | 0 | 0 | 0 | 0 | 0 | 0 | 0 | 0 | 0 | 0 | 0 | 0 | 0 | 0 | 0 | 0 | 0 | 0 | 0 | 4.8 | 4.8 | 0 | 0 | 0
[8 empty] | 3462 | May | Summer | Weekday | 0 | 0 | 0 | 0 | 0 | 0 | 0 | 0 | 0 | 0 | 0 | 0 | 0 | 0 | 0 | 0 | 0 | 0 | 0 | 0 | 0 | 0 | 0 | 0 | 0 | 4.8 | 4.8 | 0 | 0 | 0
[8 empty] | 3463 | May | Summer | Weekday | 0 | 0 | 0 | 0 | 0 | 0 | 0 | 0 | 0 | 0 | 0 | 0 | 0 | 0 | 0 | 0 | 0 | 0 | 0 | 0 | 0 | 0 | 0 | 0 | 0 | 1.2 | 1.2 | 0 | 0 | 0
[8 empty] | 3464 | May | Summer | Weekday | 0 | 0 | 0 | 0 | 0 | 0 | 0 | 0 | 0 | 0 | 0 | 0 | 0 | 0 | 0 | 0 | 0 | 0 | 0 | 0 | 0 | 0 | 0 | 0 | 0 | 0 | 0 | 0 | 0 | 0
[8 empty] | 3465 | May | Summer | Weekday | 0 | 0 | 0 | 0 | 0 | 0 | 0 | 0 | 0 | 0 | 0 | 0 | 0 | 0 | 0 | 0 | 0 | 0 | 0 | 0 | 0 | 0 | 0 | 0 | 0 | 0 | 0 | 0 | 0 | 0
[8 empty] | 3466 | May | Summer | Weekday | 0 | 0 | 0 | 0 | 0 | 0 | 0 | 0 | 0 | 0 | 0 | 0 | 0 | 0 | 0 | 0 | 0 | 0 | 0 | 0 | 0 | 0 | 0 | 0 | 0 | 0 | 0 | 0 | 0 | 0
[8 empty] | 3467 | May | Summer | Weekday | 0 | 0 | 0 | 0 | 0 | 0 | 0 | 0 | 0 | 0 | 0 | 0 | 0 | 0 | 0 | 0 | 0 | 0 | 0 | 0 | 0 | 0 | 0 | 0 | 0 | 0 | 0 | 0 | 0 | 0
[8 empty] | 3468 | May | Summer | Weekday | 0 | 0 | 0 | 0 | 0 | 0 | 0 | 0 | 0 | 0 | 0 | 0 | 0 | 0 | 0 | 0 | 0 | 0 | 0 | 0 | 0 | 0 | 0 | 0 | 0 | 0 | 0 | 0 | 0 | 0
[8 empty] | 3469 | May | Summer | Weekday | 0 | 0 | 0 | 0 | 0 | 0 | 0 | 0 | 0 | 0 | 0 | 0 | 0 | 0 | 0 | 0 | 0 | 0 | 0 | 0 | 0 | 0 | 0 | 0 | 0 | 0 | 0 | 0 | 0 | 0
[8 empty] | 3470 | May | Summer | Weekday | 0 | 0 | 0 | 0 | 0 | 0 | 0 | 0 | 0 | 0 | 0 | 0 | 0 | 0 | 0 | 0 | 0 | 0 | 0 | 0 | 0 | 0 | 0 | 0 | 0 | 0 | 0 | 0 | 0 | 0
[8 empty] | 3471 | May | Summer | Weekday | 0 | 0 | 0 | 0 | 0 | 0 | 0 | 0 | 0 | 0 | 0 | 0 | 0 | 0 | 0 | 0 | 0 | 0 | 0 | 0 | 0 | 0 | 0 | 0 | 0 | 0 | 0 | 0 | 0 | 0
[8 empty] | 3472 | May | Summer | Weekday | 0 | 0 | 0 | 0 | 0 | 0 | 0 | 0 | 0 | 0 | 0 | 0 | 0 | 0 | 0 | 0 | 0 | 0 | 0 | 0 | 0 | 0 | 0 | 0 | 0 | 0 | 0 | 0 | 0 | 0
[8 empty] | 3473 | May | Summer | Weekday | 0 | 0 | 0 | 0 | 0 | 0 | 0 | 0 | 0 | 0 | 0 | 0 | 0 | 0 | 0 | 0 | 0 | 0 | 0 | 0 | 0 | 0 | 0 | 0 | 0 | 0 | 0 | 0 | 0 | 0
[8 empty] | 3474 | May | Summer | Weekday | 0 | 0 | 0 | 0 | 0 | 0 | 0 | 0 | 0 | 0 | 0 | 0 | 0 | 0 | 0 | 0 | 0 | 0 | 0 | 0 | 0 | 0 | 0 | 0 | 0 | 0 | 0 | 0 | 0 | 0
[8 empty] | 3475 | May | Summer | Weekday | 0 | 0 | 0 | 0 | 0 | 0 | 0 | 0 | 0 | 0 | 0 | 0 | 0 | 0 | 0 | 0 | 0 | 0 | 0 | 0 | 0 | 0 | 0 | 0 | 0 | 0 | 0 | 0 | 0 | 0
[8 empty] | 3476 | May | Summer | Weekday | 0 | 0 | 0 | 0 | 0 | 0 | 0 | 0 | 0 | 0 | 0 | 0 | 0 | 0 | 0 | 0 | 0 | 0 | 0 | 0 | 0 | 0 | 0 | 0 | 0 | 0 | 0 | 0 | 0 | 0
[8 empty] | 3477 | May | Summer | Weekday | 0 | 0 | 0 | 0 | 0 | 0 | 0 | 0 | 0 | 0 | 0 | 0 | 0 | 0 | 0 | 0 | 0 | 0 | 0 | 0 | 0 | 0 | 0 | 0 | 0 | 0 | 0 | 0 | 0 | 0
[8 empty] | 3478 | May | Summer | Weekday | 0 | 0 | 0 | 0 | 0 | 0 | 0 | 0 | 0 | 0 | 0 | 0 | 0 | 0 | 0 | 0 | 0 | 0 | 0 | 0 | 0 | 0 | 0 | 0 | 0 | 0 | 0 | 0 | 0 | 0
[8 empty] | 3479 | May | Summer | Weekday | 0 | 0 | 0 | 0 | 0 | 0 | 0 | 0 | 0 | 0 | 0 | 0 | 0 | 0 | 0 | 0 | 0 | 0 | 0 | 0 | 0 | 0 | 0 | 0 | 0 | 0 | 0 | 0 | 0 | 0
[8 empty] | 3480 | May | Summer | Weekday | 0 | 0 | 0 | 0 | 0 | 0 | 0 | 0 | 0 | 0 | 0 | 0 | 0 | 0 | 0 | 0 | 0 | 0 | 0 | 0 | 0 | 0 | 0 | 0 | 0 | 0 | 0 | 0 | 0 | 0
[8 empty] | 3481 | May | Summer | Weekday | 0 | 0 | 0 | 0 | 0 | 0 | 0 | 0 | 0 | 0 | 0 | 0 | 0 | 0 | 0 | 0 | 0 | 0 | 0 | 0 | 0 | 0 | 0 | 0 | 0 | 4.8 | 4.8 | 0 | 0 | 0
[8 empty] | 3482 | May | Summer | Weekday | 0 | 0 | 0 | 0 | 0 | 0 | 0 | 0 | 0 | 0 | 0 | 0 | 0 | 0 | 0 | 0 | 0 | 0 | 0 | 0 | 0 | 0 | 0 | 0 | 0 | 4.8 | 4.8 | 0 | 0 | 0
[8 empty] | 3483 | May | Summer | Weekday | 0 | 0 | 0 | 0 | 0 | 0 | 0 | 0 | 0 | 0 | 0 | 0 | 0 | 0 | 0 | 0 | 0 | 0 | 0 | 0 | 0 | 0 | 0 | 0 | 0 | 4.8 | 4.8 | 0 | 0 | 0
[8 empty] | 3484 | May | Summer | Weekday | 0 | 0 | 0 | 0 | 0 | 0 | 0 | 0 | 0 | 0 | 0 | 0 | 0 | 0 | 0 | 0 | 0 | 0 | 0 | 0 | 0 | 0 | 0 | 0 | 0 | 4.8 | 4.8 | 0 | 0 | 0
[8 empty] | 3485 | May | Summer | Weekday | 0 | 0 | 0 | 0 | 0 | 0 | 0 | 0 | 0 | 0 | 0 | 0 | 0 | 0 | 0 | 0 | 0 | 0 | 0 | 0 | 0 | 0 | 0 | 0 | 0 | 4.8 | 4.8 | 0 | 0 | 0
[8 empty] | 3486 | May | Summer | Weekday | 0 | 0 | 0 | 0 | 0 | 0 | 0 | 0 | 0 | 0 | 0 | 0 | 0 | 0 | 0 | 0 | 0 | 0 | 0 | 0 | 0 | 0 | 0 | 0 | 0 | 4.8 | 4.8 | 0 | 0 | 0
[8 empty] | 3487 | May | Summer | Weekday | 0 | 0 | 0 | 0 | 0 | 0 | 0 | 0 | 0 | 0 | 0 | 0 | 0 | 0 | 0 | 0 | 0 | 0 | 0 | 0 | 0 | 0 | 0 | 0 | 0 | 1.2 | 1.2 | 0 | 0 | 0
[8 empty] | 3488 | May | Summer | Weekday | 0 | 0 | 0 | 0 | 0 | 0 | 0 | 0 | 0 | 0 | 0 | 0 | 0 | 0 | 0 | 0 | 0 | 0 | 0 | 0 | 0 | 0 | 0 | 0 | 0 | 0 | 0 | 0 | 0 | 0
[8 empty] | 3489 | May | Summer | Weekday | 0 | 0 | 0 | 0 | 0 | 0 | 0 | 0 | 0 | 0 | 0 | 0 | 0 | 0 | 0 | 0 | 0 | 0 | 0 | 0 | 0 | 0 | 0 | 0 | 0 | 0 | 0 | 0 | 0 | 0
[8 empty] | 3490 | May | Summer | Weekday | 0 | 0 | 0 | 0 | 0 | 0 | 0 | 0 | 0 | 0 | 0 | 0 | 0 | 0 | 0 | 0 | 0 | 0 | 0 | 0 | 0 | 0 | 0 | 0 | 0 | 0 | 0 | 0 | 0 | 0
[8 empty] | 3491 | May | Summer | Weekday | 0 | 0 | 0 | 0 | 0 | 0 | 0 | 0 | 0 | 0 | 0 | 0 | 0 | 0 | 0 | 0 | 0 | 0 | 0 | 0 | 0 | 0 | 0 | 0 | 0 | 0 | 0 | 0 | 0 | 0
[8 empty] | 3492 | May | Summer | Weekday | 0 | 0 | 0 | 0 | 0 | 0 | 0 | 0 | 0 | 0 | 0 | 0 | 0 | 0 | 0 | 0 | 0 | 0 | 0 | 0 | 0 | 0 | 0 | 0 | 0 | 0 | 0 | 0 | 0 | 0
[8 empty] | 3493 | May | Summer | Weekday | 0 | 0 | 0 | 0 | 0 | 0 | 0 | 0 | 0 | 0 | 0 | 0 | 0 | 0 | 0 | 0 | 0 | 0 | 0 | 0 | 0 | 0 | 0 | 0 | 0 | 0 | 0 | 0 | 0 | 0
[8 empty] | 3494 | May | Summer | Weekday | 0 | 0 | 0 | 0 | 0 | 0 | 0 | 0 | 0 | 0 | 0 | 0 | 0 | 0 | 0 | 0 | 0 | 0 | 0 | 0 | 0 | 0 | 0 | 0 | 0 | 0 | 0 | 0 | 0 | 0
[8 empty] | 3495 | May | Summer | Weekday | 0 | 0 | 0 | 0 | 0 | 0 | 0 | 0 | 0 | 0 | 0 | 0 | 0 | 0 | 0 | 0 | 0 | 0 | 0 | 0 | 0 | 0 | 0 | 0 | 0 | 0 | 0 | 0 | 0 | 0
[8 empty] | 3496 | May | Summer | Weekday | 0 | 0 | 0 | 0 | 0 | 0 | 0 | 0 | 0 | 0 | 0 | 0 | 0 | 0 | 0 | 0 | 0 | 0 | 0 | 0 | 0 | 0 | 0 | 0 | 0 | 0 | 0 | 0 | 0 | 0
[8 empty] | 3497 | May | Summer | Weekday | 0 | 0 | 0 | 0 | 0 | 0 | 0 | 0 | 0 | 0 | 0 | 0 | 0 | 0 | 0 | 0 | 0 | 0 | 0 | 0 | 0 | 0 | 0 | 0 | 0 | 0 | 0 | 0 | 0 | 0
[8 empty] | 3498 | May | Summer | Weekday | 0 | 0 | 0 | 0 | 0 | 0 | 0 | 0 | 0 | 0 | 0 | 0 | 0 | 0 | 0 | 0 | 0 | 0 | 0 | 0 | 0 | 0 | 0 | 0 | 0 | 0 | 0 | 0 | 0 | 0
[8 empty] | 3499 | May | Summer | Weekday | 0 | 0 | 0 | 0 | 0 | 0 | 0 | 0 | 0 | 0 | 0 | 0 | 0 | 0 | 0 | 0 | 0 | 0 | 0 | 0 | 0 | 0 | 0 | 0 | 0 | 0 | 0 | 0 | 0 | 0
[8 empty] | 3500 | May | Summer | Weekday | 0 | 0 | 0 | 0 | 0 | 0 | 0 | 0 | 0 | 0 | 0 | 0 | 0 | 0 | 0 | 0 | 0 | 0 | 0 | 0 | 0 | 0 | 0 | 0 | 0 | 0 | 0 | 0 | 0 | 0
[8 empty] | 3501 | May | Summer | Weekday | 0 | 0 | 0 | 0 | 0 | 0 | 0 | 0 | 0 | 0 | 0 | 0 | 0 | 0 | 0 | 0 | 0 | 0 | 0 | 0 | 0 | 0 | 0 | 0 | 0 | 0 | 0 | 0 | 0 | 0
[8 empty] | 3502 | May | Summer | Weekday | 0 | 0 | 0 | 0 | 0 | 0 | 0 | 0 | 0 | 0 | 0 | 0 | 0 | 0 | 0 | 0 | 0 | 0 | 0 | 0 | 0 | 0 | 0 | 0 | 0 | 0 | 0 | 0 | 0 | 0
[8 empty] | 3503 | May | Summer | Weekday | 0 | 0 | 0 | 0 | 0 | 0 | 0 | 0 | 0 | 0 | 0 | 0 | 0 | 0 | 0 | 0 | 0 | 0 | 0 | 0 | 0 | 0 | 0 | 0 | 0 | 0 | 0 | 0 | 0 | 0
[8 empty] | 3504 | May | Summer | Weekday | 0 | 0 | 0 | 0 | 0 | 0 | 0 | 0 | 0 | 0 | 0 | 0 | 0 | 0 | 0 | 0 | 0 | 0 | 0 | 0 | 0 | 0 | 0 | 0 | 0 | 0 | 0 | 0 | 0 | 0
[8 empty] | 3505 | May | Summer | Weekend | 0 | 0 | 0 | 0 | 0 | 0 | 0 | 0 | 0 | 0 | 0 | 0 | 0 | 0 | 0 | 0 | 0 | 0 | 0 | 0 | 0 | 0 | 0 | 0 | 0 | 4.8 | 4.8 | 0 | 0 | 0
[8 empty] | 3506 | May | Summer | Weekend | 0 | 0 | 0 | 0 | 0 | 0 | 0 | 0 | 0 | 0 | 0 | 0 | 0 | 0 | 0 | 0 | 0 | 0 | 0 | 0 | 0 | 0 | 0 | 0 | 0 | 4.8 | 4.8 | 0 | 0 | 0
[8 empty] | 3507 | May | Summer | Weekend | 0 | 0 | 0 | 0 | 0 | 0 | 0 | 0 | 0 | 0 | 0 | 0 | 0 | 0 | 0 | 0 | 0 | 0 | 0 | 0 | 0 | 0 | 0 | 0 | 0 | 4.8 | 4.8 | 0 | 0 | 0
[8 empty] | 3508 | May | Summer | Weekend | 0 | 0 | 0 | 0 | 0 | 0 | 0 | 0 | 0 | 0 | 0 | 0 | 0 | 0 | 0 | 0 | 0 | 0 | 0 | 0 | 0 | 0 | 0 | 0 | 0 | 4.8 | 4.8 | 0 | 0 | 0
[8 empty] | 3509 | May | Summer | Weekend | 0 | 0 | 0 | 0 | 0 | 0 | 0 | 0 | 0 | 0 | 0 | 0 | 0 | 0 | 0 | 0 | 0 | 0 | 0 | 0 | 0 | 0 | 0 | 0 | 0 | 4.8 | 4.8 | 0 | 0 | 0
[8 empty] | 3510 | May | Summer | Weekend | 0 | 0 | 0 | 0 | 0 | 0 | 0 | 0 | 0 | 0 | 0 | 0 | 0 | 0 | 0 | 0 | 0 | 0 | 0 | 0 | 0 | 0 | 0 | 0 | 0 | 4.8 | 4.8 | 0 | 0 | 0
[8 empty] | 3511 | May | Summer | Weekend | 0 | 0 | 0 | 0 | 0 | 0 | 0 | 0 | 0 | 0 | 0 | 0 | 0 | 0 | 0 | 0 | 0 | 0 | 0 | 0 | 0 | 0 | 0 | 0 | 0 | 1.2 | 1.2 | 0 | 0 | 0
[8 empty] | 3512 | May | Summer | Weekend | 0 | 0 | 0 | 0 | 0 | 0 | 0 | 0 | 0 | 0 | 0 | 0 | 0 | 0 | 0 | 0 | 0 | 0 | 0 | 0 | 0 | 0 | 0 | 0 | 0 | 0 | 0 | 0 | 0 | 0
[8 empty] | 3513 | May | Summer | Weekend | 0 | 0 | 0 | 0 | 0 | 0 | 0 | 0 | 0 | 0 | 0 | 0 | 0 | 0 | 0 | 0 | 0 | 0 | 0 | 0 | 0 | 0 | 0 | 0 | 0 | 0 | 0 | 0 | 0 | 0
[8 empty] | 3514 | May | Summer | Weekend | 0 | 0 | 0 | 0 | 0 | 0 | 0 | 0 | 0 | 0 | 0 | 0 | 0 | 0 | 0 | 0 | 0 | 0 | 0 | 0 | 0 | 0 | 0 | 0 | 0 | 0 | 0 | 0 | 0 | 0
[8 empty] | 3515 | May | Summer | Weekend | 0 | 0 | 0 | 0 | 0 | 0 | 0 | 0 | 0 | 0 | 0 | 0 | 0 | 0 | 0 | 0 | 0 | 0 | 0 | 0 | 0 | 0 | 0 | 0 | 0 | 0 | 0 | 0 | 0 | 0
[8 empty] | 3516 | May | Summer | Weekend | 0 | 0 | 0 | 0 | 0 | 0 | 0 | 0 | 0 | 0 | 0 | 0 | 0 | 0 | 0 | 0 | 0 | 0 | 0 | 0 | 0 | 0 | 0 | 0 | 0 | 0 | 0 | 0 | 0 | 0
[8 empty] | 3517 | May | Summer | Weekend | 0 | 0 | 0 | 0 | 0 | 0 | 0 | 0 | 0 | 0 | 0 | 0 | 0 | 0 | 0 | 0 | 0 | 0 | 0 | 0 | 0 | 0 | 0 | 0 | 0 | 0 | 0 | 0 | 0 | 0
[8 empty] | 3518 | May | Summer | Weekend | 0 | 0 | 0 | 0 | 0 | 0 | 0 | 0 | 0 | 0 | 0 | 0 | 0 | 0 | 0 | 0 | 0 | 0 | 0 | 0 | 0 | 0 | 0 | 0 | 0 | 0 | 0 | 0 | 0 | 0
[8 empty] | 3519 | May | Summer | Weekend | 0 | 0 | 0 | 0 | 0 | 0 | 0 | 0 | 0 | 0 | 0 | 0 | 0 | 0 | 0 | 0 | 0 | 0 | 0 | 0 | 0 | 0 | 0 | 0 | 0 | 0 | 0 | 0 | 0 | 0
[8 empty] | 3520 | May | Summer | Weekend | 0 | 0 | 0 | 0 | 0 | 0 | 0 | 0 | 0 | 0 | 0 | 0 | 0 | 0 | 0 | 0 | 0 | 0 | 0 | 0 | 0 | 0 | 0 | 0 | 0 | 0 | 0 | 0 | 0 | 0
[8 empty] | 3521 | May | Summer | Weekend | 0 | 0 | 0 | 0 | 0 | 0 | 0 | 0 | 0 | 0 | 0 | 0 | 0 | 0 | 0 | 0 | 0 | 0 | 0 | 0 | 0 | 0 | 0 | 0 | 0 | 0 | 0 | 0 | 0 | 0
[8 empty] | 3522 | May | Summer | Weekend | 0 | 0 | 0 | 0 | 0 | 0 | 0 | 0 | 0 | 0 | 0 | 0 | 0 | 0 | 0 | 0 | 0 | 0 | 0 | 0 | 0 | 0 | 0 | 0 | 0 | 0 | 0 | 0 | 0 | 0
[8 empty] | 3523 | May | Summer | Weekend | 0 | 0 | 0 | 0 | 0 | 0 | 0 | 0 | 0 | 0 | 0 | 0 | 0 | 0 | 0 | 0 | 0 | 0 | 0 | 0 | 0 | 0 | 0 | 0 | 0 | 0 | 0 | 0 | 0 | 0
[8 empty] | 3524 | May | Summer | Weekend | 0 | 0 | 0 | 0 | 0 | 0 | 0 | 0 | 0 | 0 | 0 | 0 | 0 | 0 | 0 | 0 | 0 | 0 | 0 | 0 | 0 | 0 | 0 | 0 | 0 | 0 | 0 | 0 | 0 | 0
[8 empty] | 3525 | May | Summer | Weekend | 0 | 0 | 0 | 0 | 0 | 0 | 0 | 0 | 0 | 0 | 0 | 0 | 0 | 0 | 0 | 0 | 0 | 0 | 0 | 0 | 0 | 0 | 0 | 0 | 0 | 0 | 0 | 0 | 0 | 0
[8 empty] | 3526 | May | Summer | Weekend | 0 | 0 | 0 | 0 | 0 | 0 | 0 | 0 | 0 | 0 | 0 | 0 | 0 | 0 | 0 | 0 | 0 | 0 | 0 | 0 | 0 | 0 | 0 | 0 | 0 | 0 | 0 | 0 | 0 | 0
[8 empty] | 3527 | May | Summer | Weekend | 0 | 0 | 0 | 0 | 0 | 0 | 0 | 0 | 0 | 0 | 0 | 0 | 0 | 0 | 0 | 0 | 0 | 0 | 0 | 0 | 0 | 0 | 0 | 0 | 0 | 0 | 0 | 0 | 0 | 0
[8 empty] | 3528 | May | Summer | Weekend | 0 | 0 | 0 | 0 | 0 | 0 | 0 | 0 | 0 | 0 | 0 | 0 | 0 | 0 | 0 | 0 | 0 | 0 | 0 | 0 | 0 | 0 | 0 | 0 | 0 | 0 | 0 | 0 | 0 | 0
[8 empty] | 3529 | May | Summer | Weekend | 0 | 0 | 0 | 0 | 0 | 0 | 0 | 0 | 0 | 0 | 0 | 0 | 0 | 0 | 0 | 0 | 0 | 0 | 0 | 0 | 0 | 0 | 0 | 0 | 0 | 4.8 | 4.8 | 0 | 0 | 0
[8 empty] | 3530 | May | Summer | Weekend | 0 | 0 | 0 | 0 | 0 | 0 | 0 | 0 | 0 | 0 | 0 | 0 | 0 | 0 | 0 | 0 | 0 | 0 | 0 | 0 | 0 | 0 | 0 | 0 | 0 | 4.8 | 4.8 | 0 | 0 | 0
[8 empty] | 3531 | May | Summer | Weekend | 0 | 0 | 0 | 0 | 0 | 0 | 0 | 0 | 0 | 0 | 0 | 0 | 0 | 0 | 0 | 0 | 0 | 0 | 0 | 0 | 0 | 0 | 0 | 0 | 0 | 4.8 | 4.8 | 0 | 0 | 0
[8 empty] | 3532 | May | Summer | Weekend | 0 | 0 | 0 | 0 | 0 | 0 | 0 | 0 | 0 | 0 | 0 | 0 | 0 | 0 | 0 | 0 | 0 | 0 | 0 | 0 | 0 | 0 | 0 | 0 | 0 | 4.8 | 4.8 | 0 | 0 | 0
[8 empty] | 3533 | May | Summer | Weekend | 0 | 0 | 0 | 0 | 0 | 0 | 0 | 0 | 0 | 0 | 0 | 0 | 0 | 0 | 0 | 0 | 0 | 0 | 0 | 0 | 0 | 0 | 0 | 0 | 0 | 4.8 | 4.8 | 0 | 0 | 0
[8 empty] | 3534 | May | Summer | Weekend | 0 | 0 | 0 | 0 | 0 | 0 | 0 | 0 | 0 | 0 | 0 | 0 | 0 | 0 | 0 | 0 | 0 | 0 | 0 | 0 | 0 | 0 | 0 | 0 | 0 | 4.8 | 4.8 | 0 | 0 | 0
[8 empty] | 3535 | May | Summer | Weekend | 0 | 0 | 0 | 0 | 0 | 0 | 0 | 0 | 0 | 0 | 0 | 0 | 0 | 0 | 0 | 0 | 0 | 0 | 0 | 0 | 0 | 0 | 0 | 0 | 0 | 1.2 | 1.2 | 0 | 0 | 0
[8 empty] | 3536 | May | Summer | Weekend | 0 | 0 | 0 | 0 | 0 | 0 | 0 | 0 | 0 | 0 | 0 | 0 | 0 | 0 | 0 | 0 | 0 | 0 | 0 | 0 | 0 | 0 | 0 | 0 | 0 | 0 | 0 | 0 | 0 | 0
[8 empty] | 3537 | May | Summer | Weekend | 0 | 0 | 0 | 0 | 0 | 0 | 0 | 0 | 0 | 0 | 0 | 0 | 0 | 0 | 0 | 0 | 0 | 0 | 0 | 0 | 0 | 0 | 0 | 0 | 0 | 0 | 0 | 0 | 0 | 0
[8 empty] | 3538 | May | Summer | Weekend | 0 | 0 | 0 | 0 | 0 | 0 | 0 | 0 | 0 | 0 | 0 | 0 | 0 | 0 | 0 | 0 | 0 | 0 | 0 | 0 | 0 | 0 | 0 | 0 | 0 | 0 | 0 | 0 | 0 | 0
[8 empty] | 3539 | May | Summer | Weekend | 0 | 0 | 0 | 0 | 0 | 0 | 0 | 0 | 0 | 0 | 0 | 0 | 0 | 0 | 0 | 0 | 0 | 0 | 0 | 0 | 0 | 0 | 0 | 0 | 0 | 0 | 0 | 0 | 0 | 0
[8 empty] | 3540 | May | Summer | Weekend | 0 | 0 | 0 | 0 | 0 | 0 | 0 | 0 | 0 | 0 | 0 | 0 | 0 | 0 | 0 | 0 | 0 | 0 | 0 | 0 | 0 | 0 | 0 | 0 | 0 | 0 | 0 | 0 | 0 | 0
[8 empty] | 3541 | May | Summer | Weekend | 0 | 0 | 0 | 0 | 0 | 0 | 0 | 0 | 0 | 0 | 0 | 0 | 0 | 0 | 0 | 0 | 0 | 0 | 0 | 0 | 0 | 0 | 0 | 0 | 0 | 0 | 0 | 0 | 0 | 0
[8 empty] | 3542 | May | Summer | Weekend | 0 | 0 | 0 | 0 | 0 | 0 | 0 | 0 | 0 | 0 | 0 | 0 | 0 | 0 | 0 | 0 | 0 | 0 | 0 | 0 | 0 | 0 | 0 | 0 | 0 | 0 | 0 | 0 | 0 | 0
[8 empty] | 3543 | May | Summer | Weekend | 0 | 0 | 0 | 0 | 0 | 0 | 0 | 0 | 0 | 0 | 0 | 0 | 0 | 0 | 0 | 0 | 0 | 0 | 0 | 0 | 0 | 0 | 0 | 0 | 0 | 0 | 0 | 0 | 0 | 0
[8 empty] | 3544 | May | Summer | Weekend | 0 | 0 | 0 | 0 | 0 | 0 | 0 | 0 | 0 | 0 | 0 | 0 | 0 | 0 | 0 | 0 | 0 | 0 | 0 | 0 | 0 | 0 | 0 | 0 | 0 | 0 | 0 | 0 | 0 | 0
[8 empty] | 3545 | May | Summer | Weekend | 0 | 0 | 0 | 0 | 0 | 0 | 0 | 0 | 0 | 0 | 0 | 0 | 0 | 0 | 0 | 0 | 0 | 0 | 0 | 0 | 0 | 0 | 0 | 0 | 0 | 0 | 0 | 0 | 0 | 0
[8 empty] | 3546 | May | Summer | Weekend | 0 | 0 | 0 | 0 | 0 | 0 | 0 | 0 | 0 | 0 | 0 | 0 | 0 | 0 | 0 | 0 | 0 | 0 | 0 | 0 | 0 | 0 | 0 | 0 | 0 | 0 | 0 | 0 | 0 | 0
[8 empty] | 3547 | May | Summer | Weekend | 0 | 0 | 0 | 0 | 0 | 0 | 0 | 0 | 0 | 0 | 0 | 0 | 0 | 0 | 0 | 0 | 0 | 0 | 0 | 0 | 0 | 0 | 0 | 0 | 0 | 0 | 0 | 0 | 0 | 0
[8 empty] | 3548 | May | Summer | Weekend | 0 | 0 | 0 | 0 | 0 | 0 | 0 | 0 | 0 | 0 | 0 | 0 | 0 | 0 | 0 | 0 | 0 | 0 | 0 | 0 | 0 | 0 | 0 | 0 | 0 | 0 | 0 | 0 | 0 | 0
[8 empty] | 3549 | May | Summer | Weekend | 0 | 0 | 0 | 0 | 0 | 0 | 0 | 0 | 0 | 0 | 0 | 0 | 0 | 0 | 0 | 0 | 0 | 0 | 0 | 0 | 0 | 0 | 0 | 0 | 0 | 0 | 0 | 0 | 0 | 0
[8 empty] | 3550 | May | Summer | Weekend | 0 | 0 | 0 | 0 | 0 | 0 | 0 | 0 | 0 | 0 | 0 | 0 | 0 | 0 | 0 | 0 | 0 | 0 | 0 | 0 | 0 | 0 | 0 | 0 | 0 | 0 | 0 | 0 | 0 | 0
[8 empty] | 3551 | May | Summer | Weekend | 0 | 0 | 0 | 0 | 0 | 0 | 0 | 0 | 0 | 0 | 0 | 0 | 0 | 0 | 0 | 0 | 0 | 0 | 0 | 0 | 0 | 0 | 0 | 0 | 0 | 0 | 0 | 0 | 0 | 0
[8 empty] | 3552 | May | Summer | Weekend | 0 | 0 | 0 | 0 | 0 | 0 | 0 | 0 | 0 | 0 | 0 | 0 | 0 | 0 | 0 | 0 | 0 | 0 | 0 | 0 | 0 | 0 | 0 | 0 | 0 | 0 | 0 | 0 | 0 | 0
[8 empty] | 3553 | May | Summer | Weekday | 0 | 0 | 0 | 0 | 0 | 0 | 0 | 0 | 0 | 0 | 0 | 0 | 0 | 0 | 0 | 0 | 0 | 0 | 0 | 0 | 0 | 0 | 0 | 0 | 0 | 4.8 | 4.8 | 0 | 0 | 0
[8 empty] | 3554 | May | Summer | Weekday | 0 | 0 | 0 | 0 | 0 | 0 | 0 | 0 | 0 | 0 | 0 | 0 | 0 | 0 | 0 | 0 | 0 | 0 | 0 | 0 | 0 | 0 | 0 | 0 | 0 | 4.8 | 4.8 | 0 | 0 | 0
[8 empty] | 3555 | May | Summer | Weekday | 0 | 0 | 0 | 0 | 0 | 0 | 0 | 0 | 0 | 0 | 0 | 0 | 0 | 0 | 0 | 0 | 0 | 0 | 0 | 0 | 0 | 0 | 0 | 0 | 0 | 4.8 | 4.8 | 0 | 0 | 0
[8 empty] | 3556 | May | Summer | Weekday | 0 | 0 | 0 | 0 | 0 | 0 | 0 | 0 | 0 | 0 | 0 | 0 | 0 | 0 | 0 | 0 | 0 | 0 | 0 | 0 | 0 | 0 | 0 | 0 | 0 | 4.8 | 4.8 | 0 | 0 | 0
[8 empty] | 3557 | May | Summer | Weekday | 0 | 0 | 0 | 0 | 0 | 0 | 0 | 0 | 0 | 0 | 0 | 0 | 0 | 0 | 0 | 0 | 0 | 0 | 0 | 0 | 0 | 0 | 0 | 0 | 0 | 4.8 | 4.8 | 0 | 0 | 0
[8 empty] | 3558 | May | Summer | Weekday | 0 | 0 | 0 | 0 | 0 | 0 | 0 | 0 | 0 | 0 | 0 | 0 | 0 | 0 | 0 | 0 | 0 | 0 | 0 | 0 | 0 | 0 | 0 | 0 | 0 | 4.8 | 4.8 | 0 | 0 | 0
[8 empty] | 3559 | May | Summer | Weekday | 0 | 0 | 0 | 0 | 0 | 0 | 0 | 0 | 0 | 0 | 0 | 0 | 0 | 0 | 0 | 0 | 0 | 0 | 0 | 0 | 0 | 0 | 0 | 0 | 0 | 1.2 | 1.2 | 0 | 0 | 0
[8 empty] | 3560 | May | Summer | Weekday | 0 | 0 | 0 | 0 | 0 | 0 | 0 | 0 | 0 | 0 | 0 | 0 | 0 | 0 | 0 | 0 | 0 | 0 | 0 | 0 | 0 | 0 | 0 | 0 | 0 | 0 | 0 | 0 | 0 | 0
[8 empty] | 3561 | May | Summer | Weekday | 0 | 0 | 0 | 0 | 0 | 0 | 0 | 0 | 0 | 0 | 0 | 0 | 0 | 0 | 0 | 0 | 0 | 0 | 0 | 0 | 0 | 0 | 0 | 0 | 0 | 0 | 0 | 0 | 0 | 0
[8 empty] | 3562 | May | Summer | Weekday | 0 | 0 | 0 | 0 | 0 | 0 | 0 | 0 | 0 | 0 | 0 | 0 | 0 | 0 | 0 | 0 | 0 | 0 | 0 | 0 | 0 | 0 | 0 | 0 | 0 | 0 | 0 | 0 | 0 | 0
[8 empty] | 3563 | May | Summer | Weekday | 0 | 0 | 0 | 0 | 0 | 0 | 0 | 0 | 0 | 0 | 0 | 0 | 0 | 0 | 0 | 0 | 0 | 0 | 0 | 0 | 0 | 0 | 0 | 0 | 0 | 0 | 0 | 0 | 0 | 0
[8 empty] | 3564 | May | Summer | Weekday | 0 | 0 | 0 | 0 | 0 | 0 | 0 | 0 | 0 | 0 | 0 | 0 | 0 | 0 | 0 | 0 | 0 | 0 | 0 | 0 | 0 | 0 | 0 | 0 | 0 | 0 | 0 | 0 | 0 | 0
[8 empty] | 3565 | May | Summer | Weekday | 0 | 0 | 0 | 0 | 0 | 0 | 0 | 0 | 0 | 0 | 0 | 0 | 0 | 0 | 0 | 0 | 0 | 0 | 0 | 0 | 0 | 0 | 0 | 0 | 0 | 0 | 0 | 0 | 0 | 0
[8 empty] | 3566 | May | Summer | Weekday | 0 | 0 | 0 | 0 | 0 | 0 | 0 | 0 | 0 | 0 | 0 | 0 | 0 | 0 | 0 | 0 | 0 | 0 | 0 | 0 | 0 | 0 | 0 | 0 | 0 | 0 | 0 | 0 | 0 | 0
[8 empty] | 3567 | May | Summer | Weekday | 0 | 0 | 0 | 0 | 0 | 0 | 0 | 0 | 0 | 0 | 0 | 0 | 0 | 0 | 0 | 0 | 0 | 0 | 0 | 0 | 0 | 0 | 0 | 0 | 0 | 0 | 0 | 0 | 0 | 0
[8 empty] | 3568 | May | Summer | Weekday | 0 | 0 | 0 | 0 | 0 | 0 | 0 | 0 | 0 | 0 | 0 | 0 | 0 | 0 | 0 | 0 | 0 | 0 | 0 | 0 | 0 | 0 | 0 | 0 | 0 | 0 | 0 | 0 | 0 | 0
[8 empty] | 3569 | May | Summer | Weekday | 0 | 0 | 0 | 0 | 0 | 0 | 0 | 0 | 0 | 0 | 0 | 0 | 0 | 0 | 0 | 0 | 0 | 0 | 0 | 0 | 0 | 0 | 0 | 0 | 0 | 0 | 0 | 0 | 0 | 0
[8 empty] | 3570 | May | Summer | Weekday | 0 | 0 | 0 | 0 | 0 | 0 | 0 | 0 | 0 | 0 | 0 | 0 | 0 | 0 | 0 | 0 | 0 | 0 | 0 | 0 | 0 | 0 | 0 | 0 | 0 | 0 | 0 | 0 | 0 | 0
[8 empty] | 3571 | May | Summer | Weekday | 0 | 0 | 0 | 0 | 0 | 0 | 0 | 0 | 0 | 0 | 0 | 0 | 0 | 0 | 0 | 0 | 0 | 0 | 0 | 0 | 0 | 0 | 0 | 0 | 0 | 0 | 0 | 0 | 0 | 0
[8 empty] | 3572 | May | Summer | Weekday | 0 | 0 | 0 | 0 | 0 | 0 | 0 | 0 | 0 | 0 | 0 | 0 | 0 | 0 | 0 | 0 | 0 | 0 | 0 | 0 | 0 | 0 | 0 | 0 | 0 | 0 | 0 | 0 | 0 | 0
[8 empty] | 3573 | May | Summer | Weekday | 0 | 0 | 0 | 0 | 0 | 0 | 0 | 0 | 0 | 0 | 0 | 0 | 0 | 0 | 0 | 0 | 0 | 0 | 0 | 0 | 0 | 0 | 0 | 0 | 0 | 0 | 0 | 0 | 0 | 0
[8 empty] | 3574 | May | Summer | Weekday | 0 | 0 | 0 | 0 | 0 | 0 | 0 | 0 | 0 | 0 | 0 | 0 | 0 | 0 | 0 | 0 | 0 | 0 | 0 | 0 | 0 | 0 | 0 | 0 | 0 | 0 | 0 | 0 | 0 | 0
[8 empty] | 3575 | May | Summer | Weekday | 0 | 0 | 0 | 0 | 0 | 0 | 0 | 0 | 0 | 0 | 0 | 0 | 0 | 0 | 0 | 0 | 0 | 0 | 0 | 0 | 0 | 0 | 0 | 0 | 0 | 0 | 0 | 0 | 0 | 0
[8 empty] | 3576 | May | Summer | Weekday | 0 | 0 | 0 | 0 | 0 | 0 | 0 | 0 | 0 | 0 | 0 | 0 | 0 | 0 | 0 | 0 | 0 | 0 | 0 | 0 | 0 | 0 | 0 | 0 | 0 | 0 | 0 | 0 | 0 | 0
[8 empty] | 3577 | May | Summer | Weekday | 0 | 0 | 0 | 0 | 0 | 0 | 0 | 0 | 0 | 0 | 0 | 0 | 0 | 0 | 0 | 0 | 0 | 0 | 0 | 0 | 0 | 0 | 0 | 0 | 0 | 4.8 | 4.8 | 0 | 0 | 0
[8 empty] | 3578 | May | Summer | Weekday | 0 | 0 | 0 | 0 | 0 | 0 | 0 | 0 | 0 | 0 | 0 | 0 | 0 | 0 | 0 | 0 | 0 | 0 | 0 | 0 | 0 | 0 | 0 | 0 | 0 | 4.8 | 4.8 | 0 | 0 | 0
[8 empty] | 3579 | May | Summer | Weekday | 0 | 0 | 0 | 0 | 0 | 0 | 0 | 0 | 0 | 0 | 0 | 0 | 0 | 0 | 0 | 0 | 0 | 0 | 0 | 0 | 0 | 0 | 0 | 0 | 0 | 4.8 | 4.8 | 0 | 0 | 0
[8 empty] | 3580 | May | Summer | Weekday | 0 | 0 | 0 | 0 | 0 | 0 | 0 | 0 | 0 | 0 | 0 | 0 | 0 | 0 | 0 | 0 | 0 | 0 | 0 | 0 | 0 | 0 | 0 | 0 | 0 | 4.8 | 4.8 | 0 | 0 | 0
[8 empty] | 3581 | May | Summer | Weekday | 0 | 0 | 0 | 0 | 0 | 0 | 0 | 0 | 0 | 0 | 0 | 0 | 0 | 0 | 0 | 0 | 0 | 0 | 0 | 0 | 0 | 0 | 0 | 0 | 0 | 4.8 | 4.8 | 0 | 0 | 0
[8 empty] | 3582 | May | Summer | Weekday | 0 | 0 | 0 | 0 | 0 | 0 | 0 | 0 | 0 | 0 | 0 | 0 | 0 | 0 | 0 | 0 | 0 | 0 | 0 | 0 | 0 | 0 | 0 | 0 | 0 | 4.8 | 4.8 | 0 | 0 | 0
[8 empty] | 3583 | May | Summer | Weekday | 0 | 0 | 0 | 0 | 0 | 0 | 0 | 0 | 0 | 0 | 0 | 0 | 0 | 0 | 0 | 0 | 0 | 0 | 0 | 0 | 0 | 0 | 0 | 0 | 0 | 1.2 | 1.2 | 0 | 0 | 0
[8 empty] | 3584 | May | Summer | Weekday | 0 | 0 | 0 | 0 | 0 | 0 | 0 | 0 | 0 | 0 | 0 | 0 | 0 | 0 | 0 | 0 | 0 | 0 | 0 | 0 | 0 | 0 | 0 | 0 | 0 | 0 | 0 | 0 | 0 | 0
[8 empty] | 3585 | May | Summer | Weekday | 0 | 0 | 0 | 0 | 0 | 0 | 0 | 0 | 0 | 0 | 0 | 0 | 0 | 0 | 0 | 0 | 0 | 0 | 0 | 0 | 0 | 0 | 0 | 0 | 0 | 0 | 0 | 0 | 0 | 0
[8 empty] | 3586 | May | Summer | Weekday | 0 | 0 | 0 | 0 | 0 | 0 | 0 | 0 | 0 | 0 | 0 | 0 | 0 | 0 | 0 | 0 | 0 | 0 | 0 | 0 | 0 | 0 | 0 | 0 | 0 | 0 | 0 | 0 | 0 | 0
[8 empty] | 3587 | May | Summer | Weekday | 0 | 0 | 0 | 0 | 0 | 0 | 0 | 0 | 0 | 0 | 0 | 0 | 0 | 0 | 0 | 0 | 0 | 0 | 0 | 0 | 0 | 0 | 0 | 0 | 0 | 0 | 0 | 0 | 0 | 0
[8 empty] | 3588 | May | Summer | Weekday | 0 | 0 | 0 | 0 | 0 | 0 | 0 | 0 | 0 | 0 | 0 | 0 | 0 | 0 | 0 | 0 | 0 | 0 | 0 | 0 | 0 | 0 | 0 | 0 | 0 | 0 | 0 | 0 | 0 | 0
[8 empty] | 3589 | May | Summer | Weekday | 0 | 0 | 0 | 0 | 0 | 0 | 0 | 0 | 0 | 0 | 0 | 0 | 0 | 0 | 0 | 0 | 0 | 0 | 0 | 0 | 0 | 0 | 0 | 0 | 0 | 0 | 0 | 0 | 0 | 0
[8 empty] | 3590 | May | Summer | Weekday | 0 | 0 | 0 | 0 | 0 | 0 | 0 | 0 | 0 | 0 | 0 | 0 | 0 | 0 | 0 | 0 | 0 | 0 | 0 | 0 | 0 | 0 | 0 | 0 | 0 | 0 | 0 | 0 | 0 | 0
[8 empty] | 3591 | May | Summer | Weekday | 0 | 0 | 0 | 0 | 0 | 0 | 0 | 0 | 0 | 0 | 0 | 0 | 0 | 0 | 0 | 0 | 0 | 0 | 0 | 0 | 0 | 0 | 0 | 0 | 0 | 0 | 0 | 0 | 0 | 0
[8 empty] | 3592 | May | Summer | Weekday | 0 | 0 | 0 | 0 | 0 | 0 | 0 | 0 | 0 | 0 | 0 | 0 | 0 | 0 | 0 | 0 | 0 | 0 | 0 | 0 | 0 | 0 | 0 | 0 | 0 | 0 | 0 | 0 | 0 | 0
[8 empty] | 3593 | May | Summer | Weekday | 0 | 0 | 0 | 0 | 0 | 0 | 0 | 0 | 0 | 0 | 0 | 0 | 0 | 0 | 0 | 0 | 0 | 0 | 0 | 0 | 0 | 0 | 0 | 0 | 0 | 0 | 0 | 0 | 0 | 0
[8 empty] | 3594 | May | Summer | Weekday | 0 | 0 | 0 | 0 | 0 | 0 | 0 | 0 | 0 | 0 | 0 | 0 | 0 | 0 | 0 | 0 | 0 | 0 | 0 | 0 | 0 | 0 | 0 | 0 | 0 | 0 | 0 | 0 | 0 | 0
[8 empty] | 3595 | May | Summer | Weekday | 0 | 0 | 0 | 0 | 0 | 0 | 0 | 0 | 0 | 0 | 0 | 0 | 0 | 0 | 0 | 0 | 0 | 0 | 0 | 0 | 0 | 0 | 0 | 0 | 0 | 0 | 0 | 0 | 0 | 0
[8 empty] | 3596 | May | Summer | Weekday | 0 | 0 | 0 | 0 | 0 | 0 | 0 | 0 | 0 | 0 | 0 | 0 | 0 | 0 | 0 | 0 | 0 | 0 | 0 | 0 | 0 | 0 | 0 | 0 | 0 | 0 | 0 | 0 | 0 | 0
[8 empty] | 3597 | May | Summer | Weekday | 0 | 0 | 0 | 0 | 0 | 0 | 0 | 0 | 0 | 0 | 0 | 0 | 0 | 0 | 0 | 0 | 0 | 0 | 0 | 0 | 0 | 0 | 0 | 0 | 0 | 0 | 0 | 0 | 0 | 0
[8 empty] | 3598 | May | Summer | Weekday | 0 | 0 | 0 | 0 | 0 | 0 | 0 | 0 | 0 | 0 | 0 | 0 | 0 | 0 | 0 | 0 | 0 | 0 | 0 | 0 | 0 | 0 | 0 | 0 | 0 | 0 | 0 | 0 | 0 | 0
[8 empty] | 3599 | May | Summer | Weekday | 0 | 0 | 0 | 0 | 0 | 0 | 0 | 0 | 0 | 0 | 0 | 0 | 0 | 0 | 0 | 0 | 0 | 0 | 0 | 0 | 0 | 0 | 0 | 0 | 0 | 0 | 0 | 0 | 0 | 0
[8 empty] | 3600 | May | Summer | Weekday | 0 | 0 | 0 | 0 | 0 | 0 | 0 | 0 | 0 | 0 | 0 | 0 | 0 | 0 | 0 | 0 | 0 | 0 | 0 | 0 | 0 | 0 | 0 | 0 | 0 | 0 | 0 | 0 | 0 | 0
[8 empty] | 3601 | May | Summer | Weekday | 0 | 0 | 0 | 0 | 0 | 0 | 0 | 0 | 0 | 0 | 0 | 0 | 0 | 0 | 0 | 0 | 0 | 0 | 0 | 0 | 0 | 0 | 0 | 0 | 0 | 4.8 | 4.8 | 0 | 0 | 0
[8 empty] | 3602 | May | Summer | Weekday | 0 | 0 | 0 | 0 | 0 | 0 | 0 | 0 | 0 | 0 | 0 | 0 | 0 | 0 | 0 | 0 | 0 | 0 | 0 | 0 | 0 | 0 | 0 | 0 | 0 | 4.8 | 4.8 | 0 | 0 | 0
[8 empty] | 3603 | May | Summer | Weekday | 0 | 0 | 0 | 0 | 0 | 0 | 0 | 0 | 0 | 0 | 0 | 0 | 0 | 0 | 0 | 0 | 0 | 0 | 0 | 0 | 0 | 0 | 0 | 0 | 0 | 4.8 | 4.8 | 0 | 0 | 0
[8 empty] | 3604 | May | Summer | Weekday | 0 | 0 | 0 | 0 | 0 | 0 | 0 | 0 | 0 | 0 | 0 | 0 | 0 | 0 | 0 | 0 | 0 | 0 | 0 | 0 | 0 | 0 | 0 | 0 | 0 | 4.8 | 4.8 | 0 | 0 | 0
[8 empty] | 3605 | May | Summer | Weekday | 0 | 0 | 0 | 0 | 0 | 0 | 0 | 0 | 0 | 0 | 0 | 0 | 0 | 0 | 0 | 0 | 0 | 0 | 0 | 0 | 0 | 0 | 0 | 0 | 0 | 4.8 | 4.8 | 0 | 0 | 0
[8 empty] | 3606 | May | Summer | Weekday | 0 | 0 | 0 | 0 | 0 | 0 | 0 | 0 | 0 | 0 | 0 | 0 | 0 | 0 | 0 | 0 | 0 | 0 | 0 | 0 | 0 | 0 | 0 | 0 | 0 | 4.8 | 4.8 | 0 | 0 | 0
[8 empty] | 3607 | May | Summer | Weekday | 0 | 0 | 0 | 0 | 0 | 0 | 0 | 0 | 0 | 0 | 0 | 0 | 0 | 0 | 0 | 0 | 0 | 0 | 0 | 0 | 0 | 0 | 0 | 0 | 0 | 1.2 | 1.2 | 0 | 0 | 0
[8 empty] | 3608 | May | Summer | Weekday | 0 | 0 | 0 | 0 | 0 | 0 | 0 | 0 | 0 | 0 | 0 | 0 | 0 | 0 | 0 | 0 | 0 | 0 | 0 | 0 | 0 | 0 | 0 | 0 | 0 | 0 | 0 | 0 | 0 | 0
[8 empty] | 3609 | May | Summer | Weekday | 0 | 0 | 0 | 0 | 0 | 0 | 0 | 0 | 0 | 0 | 0 | 0 | 0 | 0 | 0 | 0 | 0 | 0 | 0 | 0 | 0 | 0 | 0 | 0 | 0 | 0 | 0 | 0 | 0 | 0
[8 empty] | 3610 | May | Summer | Weekday | 0 | 0 | 0 | 0 | 0 | 0 | 0 | 0 | 0 | 0 | 0 | 0 | 0 | 0 | 0 | 0 | 0 | 0 | 0 | 0 | 0 | 0 | 0 | 0 | 0 | 0 | 0 | 0 | 0 | 0
[8 empty] | 3611 | May | Summer | Weekday | 0 | 0 | 0 | 0 | 0 | 0 | 0 | 0 | 0 | 0 | 0 | 0 | 0 | 0 | 0 | 0 | 0 | 0 | 0 | 0 | 0 | 0 | 0 | 0 | 0 | 0 | 0 | 0 | 0 | 0
[8 empty] | 3612 | May | Summer | Weekday | 0 | 0 | 0 | 0 | 0 | 0 | 0 | 0 | 0 | 0 | 0 | 0 | 0 | 0 | 0 | 0 | 0 | 0 | 0 | 0 | 0 | 0 | 0 | 0 | 0 | 0 | 0 | 0 | 0 | 0
[8 empty] | 3613 | May | Summer | Weekday | 0 | 0 | 0 | 0 | 0 | 0 | 0 | 0 | 0 | 0 | 0 | 0 | 0 | 0 | 0 | 0 | 0 | 0 | 0 | 0 | 0 | 0 | 0 | 0 | 0 | 0 | 0 | 0 | 0 | 0
[8 empty] | 3614 | May | Summer | Weekday | 0 | 0 | 0 | 0 | 0 | 0 | 0 | 0 | 0 | 0 | 0 | 0 | 0 | 0 | 0 | 0 | 0 | 0 | 0 | 0 | 0 | 0 | 0 | 0 | 0 | 0 | 0 | 0 | 0 | 0
[8 empty] | 3615 | May | Summer | Weekday | 0 | 0 | 0 | 0 | 0 | 0 | 0 | 0 | 0 | 0 | 0 | 0 | 0 | 0 | 0 | 0 | 0 | 0 | 0 | 0 | 0 | 0 | 0 | 0 | 0 | 0 | 0 | 0 | 0 | 0
[8 empty] | 3616 | May | Summer | Weekday | 0 | 0 | 0 | 0 | 0 | 0 | 0 | 0 | 0 | 0 | 0 | 0 | 0 | 0 | 0 | 0 | 0 | 0 | 0 | 0 | 0 | 0 | 0 | 0 | 0 | 0 | 0 | 0 | 0 | 0
[8 empty] | 3617 | May | Summer | Weekday | 0 | 0 | 0 | 0 | 0 | 0 | 0 | 0 | 0 | 0 | 0 | 0 | 0 | 0 | 0 | 0 | 0 | 0 | 0 | 0 | 0 | 0 | 0 | 0 | 0 | 0 | 0 | 0 | 0 | 0
[8 empty] | 3618 | May | Summer | Weekday | 0 | 0 | 0 | 0 | 0 | 0 | 0 | 0 | 0 | 0 | 0 | 0 | 0 | 0 | 0 | 0 | 0 | 0 | 0 | 0 | 0 | 0 | 0 | 0 | 0 | 0 | 0 | 0 | 0 | 0
[8 empty] | 3619 | May | Summer | Weekday | 0 | 0 | 0 | 0 | 0 | 0 | 0 | 0 | 0 | 0 | 0 | 0 | 0 | 0 | 0 | 0 | 0 | 0 | 0 | 0 | 0 | 0 | 0 | 0 | 0 | 0 | 0 | 0 | 0 | 0
[8 empty] | 3620 | May | Summer | Weekday | 0 | 0 | 0 | 0 | 0 | 0 | 0 | 0 | 0 | 0 | 0 | 0 | 0 | 0 | 0 | 0 | 0 | 0 | 0 | 0 | 0 | 0 | 0 | 0 | 0 | 0 | 0 | 0 | 0 | 0
[8 empty] | 3621 | May | Summer | Weekday | 0 | 0 | 0 | 0 | 0 | 0 | 0 | 0 | 0 | 0 | 0 | 0 | 0 | 0 | 0 | 0 | 0 | 0 | 0 | 0 | 0 | 0 | 0 | 0 | 0 | 0 | 0 | 0 | 0 | 0
[8 empty] | 3622 | May | Summer | Weekday | 0 | 0 | 0 | 0 | 0 | 0 | 0 | 0 | 0 | 0 | 0 | 0 | 0 | 0 | 0 | 0 | 0 | 0 | 0 | 0 | 0 | 0 | 0 | 0 | 0 | 0 | 0 | 0 | 0 | 0
[8 empty] | 3623 | May | Summer | Weekday | 0 | 0 | 0 | 0 | 0 | 0 | 0 | 0 | 0 | 0 | 0 | 0 | 0 | 0 | 0 | 0 | 0 | 0 | 0 | 0 | 0 | 0 | 0 | 0 | 0 | 0 | 0 | 0 | 0 | 0
[8 empty] | 3624 | May | Summer | Weekday | 0 | 0 | 0 | 0 | 0 | 0 | 0 | 0 | 0 | 0 | 0 | 0 | 0 | 0 | 0 | 0 | 0 | 0 | 0 | 0 | 0 | 0 | 0 | 0 | 0 | 0 | 0 | 0 | 0 | 0
[8 empty] | 3625 | June | Summer | Weekday | 0 | 0 | 0 | 0 | 0 | 0 | 0 | 0 | 0 | 0 | 0 | 0 | 0 | 0 | 0 | 0 | 0 | 0 | 0 | 0 | 0 | 0 | 0 | 0 | 0 | 4.8 | 4.8 | 0 | 0 | 0
[8 empty] | 3626 | June | Summer | Weekday | 0 | 0 | 0 | 0 | 0 | 0 | 0 | 0 | 0 | 0 | 0 | 0 | 0 | 0 | 0 | 0 | 0 | 0 | 0 | 0 | 0 | 0 | 0 | 0 | 0 | 4.8 | 4.8 | 0 | 0 | 0
[8 empty] | 3627 | June | Summer | Weekday | 0 | 0 | 0 | 0 | 0 | 0 | 0 | 0 | 0 | 0 | 0 | 0 | 0 | 0 | 0 | 0 | 0 | 0 | 0 | 0 | 0 | 0 | 0 | 0 | 0 | 4.8 | 4.8 | 0 | 0 | 0
[8 empty] | 3628 | June | Summer | Weekday | 0 | 0 | 0 | 0 | 0 | 0 | 0 | 0 | 0 | 0 | 0 | 0 | 0 | 0 | 0 | 0 | 0 | 0 | 0 | 0 | 0 | 0 | 0 | 0 | 0 | 4.8 | 4.8 | 0 | 0 | 0
[8 empty] | 3629 | June | Summer | Weekday | 0 | 0 | 0 | 0 | 0 | 0 | 0 | 0 | 0 | 0 | 0 | 0 | 0 | 0 | 0 | 0 | 0 | 0 | 0 | 0 | 0 | 0 | 0 | 0 | 0 | 4.8 | 4.8 | 0 | 0 | 0
[8 empty] | 3630 | June | Summer | Weekday | 0 | 0 | 0 | 0 | 0 | 0 | 0 | 0 | 0 | 0 | 0 | 0 | 0 | 0 | 0 | 0 | 0 | 0 | 0 | 0 | 0 | 0 | 0 | 0 | 0 | 4.8 | 4.8 | 0 | 0 | 0
[8 empty] | 3631 | June | Summer | Weekday | 0 | 0 | 0 | 0 | 0 | 0 | 0 | 0 | 0 | 0 | 0 | 0 | 0 | 0 | 0 | 0 | 0 | 0 | 0 | 0 | 0 | 0 | 0 | 0 | 0 | 1.2 | 1.2 | 0 | 0 | 0
[8 empty] | 3632 | June | Summer | Weekday | 0 | 0 | 0 | 0 | 0 | 0 | 0 | 0 | 0 | 0 | 0 | 0 | 0 | 0 | 0 | 0 | 0 | 0 | 0 | 0 | 0 | 0 | 0 | 0 | 0 | 0 | 0 | 0 | 0 | 0
[8 empty] | 3633 | June | Summer | Weekday | 0 | 0 | 0 | 0 | 0 | 0 | 0 | 0 | 0 | 0 | 0 | 0 | 0 | 0 | 0 | 0 | 0 | 0 | 0 | 0 | 0 | 0 | 0 | 0 | 0 | 0 | 0 | 0 | 0 | 0
[8 empty] | 3634 | June | Summer | Weekday | 0 | 0 | 0 | 0 | 0 | 0 | 0 | 0 | 0 | 0 | 0 | 0 | 0 | 0 | 0 | 0 | 0 | 0 | 0 | 0 | 0 | 0 | 0 | 0 | 0 | 0 | 0 | 0 | 0 | 0
[8 empty] | 3635 | June | Summer | Weekday | 0 | 0 | 0 | 0 | 0 | 0 | 0 | 0 | 0 | 0 | 0 | 0 | 0 | 0 | 0 | 0 | 0 | 0 | 0 | 0 | 0 | 0 | 0 | 0 | 0 | 0 | 0 | 0 | 0 | 0
[8 empty] | 3636 | June | Summer | Weekday | 0 | 0 | 0 | 0 | 0 | 0 | 0 | 0 | 0 | 0 | 0 | 0 | 0 | 0 | 0 | 0 | 0 | 0 | 0 | 0 | 0 | 0 | 0 | 0 | 0 | 0 | 0 | 0 | 0 | 0
[8 empty] | 3637 | June | Summer | Weekday | 0 | 0 | 0 | 0 | 0 | 0 | 0 | 0 | 0 | 0 | 0 | 0 | 0 | 0 | 0 | 0 | 0 | 0 | 0 | 0 | 0 | 0 | 0 | 0 | 0 | 0 | 0 | 0 | 0 | 0
[8 empty] | 3638 | June | Summer | Weekday | 0 | 0 | 0 | 0 | 0 | 0 | 0 | 0 | 0 | 0 | 0 | 0 | 0 | 0 | 0 | 0 | 0 | 0 | 0 | 0 | 0 | 0 | 0 | 0 | 0 | 0 | 0 | 0 | 0 | 0
[8 empty] | 3639 | June | Summer | Weekday | 0 | 0 | 0 | 0 | 0 | 0 | 0 | 0 | 0 | 0 | 0 | 0 | 0 | 0 | 0 | 0 | 0 | 0 | 0 | 0 | 0 | 0 | 0 | 0 | 0 | 0 | 0 | 0 | 0 | 0
[8 empty] | 3640 | June | Summer | Weekday | 0 | 0 | 0 | 0 | 0 | 0 | 0 | 0 | 0 | 0 | 0 | 0 | 0 | 0 | 0 | 0 | 0 | 0 | 0 | 0 | 0 | 0 | 0 | 0 | 0 | 0 | 0 | 0 | 0 | 0
[8 empty] | 3641 | June | Summer | Weekday | 0 | 0 | 0 | 0 | 0 | 0 | 0 | 0 | 0 | 0 | 0 | 0 | 0 | 0 | 0 | 0 | 0 | 0 | 0 | 0 | 0 | 0 | 0 | 0 | 0 | 0 | 0 | 0 | 0 | 0
[8 empty] | 3642 | June | Summer | Weekday | 0 | 0 | 0 | 0 | 0 | 0 | 0 | 0 | 0 | 0 | 0 | 0 | 0 | 0 | 0 | 0 | 0 | 0 | 0 | 0 | 0 | 0 | 0 | 0 | 0 | 0 | 0 | 0 | 0 | 0
[8 empty] | 3643 | June | Summer | Weekday | 0 | 0 | 0 | 0 | 0 | 0 | 0 | 0 | 0 | 0 | 0 | 0 | 0 | 0 | 0 | 0 | 0 | 0 | 0 | 0 | 0 | 0 | 0 | 0 | 0 | 0 | 0 | 0 | 0 | 0
[8 empty] | 3644 | June | Summer | Weekday | 0 | 0 | 0 | 0 | 0 | 0 | 0 | 0 | 0 | 0 | 0 | 0 | 0 | 0 | 0 | 0 | 0 | 0 | 0 | 0 | 0 | 0 | 0 | 0 | 0 | 0 | 0 | 0 | 0 | 0
[8 empty] | 3645 | June | Summer | Weekday | 0 | 0 | 0 | 0 | 0 | 0 | 0 | 0 | 0 | 0 | 0 | 0 | 0 | 0 | 0 | 0 | 0 | 0 | 0 | 0 | 0 | 0 | 0 | 0 | 0 | 0 | 0 | 0 | 0 | 0
[8 empty] | 3646 | June | Summer | Weekday | 0 | 0 | 0 | 0 | 0 | 0 | 0 | 0 | 0 | 0 | 0 | 0 | 0 | 0 | 0 | 0 | 0 | 0 | 0 | 0 | 0 | 0 | 0 | 0 | 0 | 0 | 0 | 0 | 0 | 0
[8 empty] | 3647 | June | Summer | Weekday | 0 | 0 | 0 | 0 | 0 | 0 | 0 | 0 | 0 | 0 | 0 | 0 | 0 | 0 | 0 | 0 | 0 | 0 | 0 | 0 | 0 | 0 | 0 | 0 | 0 | 0 | 0 | 0 | 0 | 0
[8 empty] | 3648 | June | Summer | Weekday | 0 | 0 | 0 | 0 | 0 | 0 | 0 | 0 | 0 | 0 | 0 | 0 | 0 | 0 | 0 | 0 | 0 | 0 | 0 | 0 | 0 | 0 | 0 | 0 | 0 | 0 | 0 | 0 | 0 | 0
[8 empty] | 3649 | June | Summer | Weekday | 0 | 0 | 0 | 0 | 0 | 0 | 0 | 0 | 0 | 0 | 0 | 0 | 0 | 0 | 0 | 0 | 0 | 0 | 0 | 0 | 0 | 0 | 0 | 0 | 0 | 4.8 | 4.8 | 0 | 0 | 0
[8 empty] | 3650 | June | Summer | Weekday | 0 | 0 | 0 | 0 | 0 | 0 | 0 | 0 | 0 | 0 | 0 | 0 | 0 | 0 | 0 | 0 | 0 | 0 | 0 | 0 | 0 | 0 | 0 | 0 | 0 | 4.8 | 4.8 | 0 | 0 | 0
[8 empty] | 3651 | June | Summer | Weekday | 0 | 0 | 0 | 0 | 0 | 0 | 0 | 0 | 0 | 0 | 0 | 0 | 0 | 0 | 0 | 0 | 0 | 0 | 0 | 0 | 0 | 0 | 0 | 0 | 0 | 4.8 | 4.8 | 0 | 0 | 0
[8 empty] | 3652 | June | Summer | Weekday | 0 | 0 | 0 | 0 | 0 | 0 | 0 | 0 | 0 | 0 | 0 | 0 | 0 | 0 | 0 | 0 | 0 | 0 | 0 | 0 | 0 | 0 | 0 | 0 | 0 | 4.8 | 4.8 | 0 | 0 | 0
[8 empty] | 3653 | June | Summer | Weekday | 0 | 0 | 0 | 0 | 0 | 0 | 0 | 0 | 0 | 0 | 0 | 0 | 0 | 0 | 0 | 0 | 0 | 0 | 0 | 0 | 0 | 0 | 0 | 0 | 0 | 4.8 | 4.8 | 0 | 0 | 0
[8 empty] | 3654 | June | Summer | Weekday | 0 | 0 | 0 | 0 | 0 | 0 | 0 | 0 | 0 | 0 | 0 | 0 | 0 | 0 | 0 | 0 | 0 | 0 | 0 | 0 | 0 | 0 | 0 | 0 | 0 | 4.8 | 4.8 | 0 | 0 | 0
[8 empty] | 3655 | June | Summer | Weekday | 0 | 0 | 0 | 0 | 0 | 0 | 0 | 0 | 0 | 0 | 0 | 0 | 0 | 0 | 0 | 0 | 0 | 0 | 0 | 0 | 0 | 0 | 0 | 0 | 0 | 1.2 | 1.2 | 0 | 0 | 0
[8 empty] | 3656 | June | Summer | Weekday | 0 | 0 | 0 | 0 | 0 | 0 | 0 | 0 | 0 | 0 | 0 | 0 | 0 | 0 | 0 | 0 | 0 | 0 | 0 | 0 | 0 | 0 | 0 | 0 | 0 | 0 | 0 | 0 | 0 | 0
[8 empty] | 3657 | June | Summer | Weekday | 0 | 0 | 0 | 0 | 0 | 0 | 0 | 0 | 0 | 0 | 0 | 0 | 0 | 0 | 0 | 0 | 0 | 0 | 0 | 0 | 0 | 0 | 0 | 0 | 0 | 0 | 0 | 0 | 0 | 0
[8 empty] | 3658 | June | Summer | Weekday | 0 | 0 | 0 | 0 | 0 | 0 | 0 | 0 | 0 | 0 | 0 | 0 | 0 | 0 | 0 | 0 | 0 | 0 | 0 | 0 | 0 | 0 | 0 | 0 | 0 | 0 | 0 | 0 | 0 | 0
[8 empty] | 3659 | June | Summer | Weekday | 0 | 0 | 0 | 0 | 0 | 0 | 0 | 0 | 0 | 0 | 0 | 0 | 0 | 0 | 0 | 0 | 0 | 0 | 0 | 0 | 0 | 0 | 0 | 0 | 0 | 0 | 0 | 0 | 0 | 0
[8 empty] | 3660 | June | Summer | Weekday | 0 | 0 | 0 | 0 | 0 | 0 | 0 | 0 | 0 | 0 | 0 | 0 | 0 | 0 | 0 | 0 | 0 | 0 | 0 | 0 | 0 | 0 | 0 | 0 | 0 | 0 | 0 | 0 | 0 | 0
[8 empty] | 3661 | June | Summer | Weekday | 0 | 0 | 0 | 0 | 0 | 0 | 0 | 0 | 0 | 0 | 0 | 0 | 0 | 0 | 0 | 0 | 0 | 0 | 0 | 0 | 0 | 0 | 0 | 0 | 0 | 0 | 0 | 0 | 0 | 0
[8 empty] | 3662 | June | Summer | Weekday | 0 | 0 | 0 | 0 | 0 | 0 | 0 | 0 | 0 | 0 | 0 | 0 | 0 | 0 | 0 | 0 | 0 | 0 | 0 | 0 | 0 | 0 | 0 | 0 | 0 | 0 | 0 | 0 | 0 | 0
[8 empty] | 3663 | June | Summer | Weekday | 0 | 0 | 0 | 0 | 0 | 0 | 0 | 0 | 0 | 0 | 0 | 0 | 0 | 0 | 0 | 0 | 0 | 0 | 0 | 0 | 0 | 0 | 0 | 0 | 0 | 0 | 0 | 0 | 0 | 0
[8 empty] | 3664 | June | Summer | Weekday | 0 | 0 | 0 | 0 | 0 | 0 | 0 | 0 | 0 | 0 | 0 | 0 | 0 | 0 | 0 | 0 | 0 | 0 | 0 | 0 | 0 | 0 | 0 | 0 | 0 | 0 | 0 | 0 | 0 | 0
[8 empty] | 3665 | June | Summer | Weekday | 0 | 0 | 0 | 0 | 0 | 0 | 0 | 0 | 0 | 0 | 0 | 0 | 0 | 0 | 0 | 0 | 0 | 0 | 0 | 0 | 0 | 0 | 0 | 0 | 0 | 0 | 0 | 0 | 0 | 0
[8 empty] | 3666 | June | Summer | Weekday | 0 | 0 | 0 | 0 | 0 | 0 | 0 | 0 | 0 | 0 | 0 | 0 | 0 | 0 | 0 | 0 | 0 | 0 | 0 | 0 | 0 | 0 | 0 | 0 | 0 | 0 | 0 | 0 | 0 | 0
[8 empty] | 3667 | June | Summer | Weekday | 0 | 0 | 0 | 0 | 0 | 0 | 0 | 0 | 0 | 0 | 0 | 0 | 0 | 0 | 0 | 0 | 0 | 0 | 0 | 0 | 0 | 0 | 0 | 0 | 0 | 0 | 0 | 0 | 0 | 0
[8 empty] | 3668 | June | Summer | Weekday | 0 | 0 | 0 | 0 | 0 | 0 | 0 | 0 | 0 | 0 | 0 | 0 | 0 | 0 | 0 | 0 | 0 | 0 | 0 | 0 | 0 | 0 | 0 | 0 | 0 | 0 | 0 | 0 | 0 | 0
[8 empty] | 3669 | June | Summer | Weekday | 0 | 0 | 0 | 0 | 0 | 0 | 0 | 0 | 0 | 0 | 0 | 0 | 0 | 0 | 0 | 0 | 0 | 0 | 0 | 0 | 0 | 0 | 0 | 0 | 0 | 0 | 0 | 0 | 0 | 0
[8 empty] | 3670 | June | Summer | Weekday | 0 | 0 | 0 | 0 | 0 | 0 | 0 | 0 | 0 | 0 | 0 | 0 | 0 | 0 | 0 | 0 | 0 | 0 | 0 | 0 | 0 | 0 | 0 | 0 | 0 | 0 | 0 | 0 | 0 | 0
[8 empty] | 3671 | June | Summer | Weekday | 0 | 0 | 0 | 0 | 0 | 0 | 0 | 0 | 0 | 0 | 0 | 0 | 0 | 0 | 0 | 0 | 0 | 0 | 0 | 0 | 0 | 0 | 0 | 0 | 0 | 0 | 0 | 0 | 0 | 0
[8 empty] | 3672 | June | Summer | Weekday | 0 | 0 | 0 | 0 | 0 | 0 | 0 | 0 | 0 | 0 | 0 | 0 | 0 | 0 | 0 | 0 | 0 | 0 | 0 | 0 | 0 | 0 | 0 | 0 | 0 | 0 | 0 | 0 | 0 | 0
[8 empty] | 3673 | June | Summer | Weekend | 0 | 0 | 0 | 0 | 0 | 0 | 0 | 0 | 0 | 0 | 0 | 0 | 0 | 0 | 0 | 0 | 0 | 0 | 0 | 0 | 0 | 0 | 0 | 0 | 0 | 4.8 | 4.8 | 0 | 0 | 0
[8 empty] | 3674 | June | Summer | Weekend | 0 | 0 | 0 | 0 | 0 | 0 | 0 | 0 | 0 | 0 | 0 | 0 | 0 | 0 | 0 | 0 | 0 | 0 | 0 | 0 | 0 | 0 | 0 | 0 | 0 | 4.8 | 4.8 | 0 | 0 | 0
[8 empty] | 3675 | June | Summer | Weekend | 0 | 0 | 0 | 0 | 0 | 0 | 0 | 0 | 0 | 0 | 0 | 0 | 0 | 0 | 0 | 0 | 0 | 0 | 0 | 0 | 0 | 0 | 0 | 0 | 0 | 4.8 | 4.8 | 0 | 0 | 0
[8 empty] | 3676 | June | Summer | Weekend | 0 | 0 | 0 | 0 | 0 | 0 | 0 | 0 | 0 | 0 | 0 | 0 | 0 | 0 | 0 | 0 | 0 | 0 | 0 | 0 | 0 | 0 | 0 | 0 | 0 | 4.8 | 4.8 | 0 | 0 | 0
[8 empty] | 3677 | June | Summer | Weekend | 0 | 0 | 0 | 0 | 0 | 0 | 0 | 0 | 0 | 0 | 0 | 0 | 0 | 0 | 0 | 0 | 0 | 0 | 0 | 0 | 0 | 0 | 0 | 0 | 0 | 4.8 | 4.8 | 0 | 0 | 0
[8 empty] | 3678 | June | Summer | Weekend | 0 | 0 | 0 | 0 | 0 | 0 | 0 | 0 | 0 | 0 | 0 | 0 | 0 | 0 | 0 | 0 | 0 | 0 | 0 | 0 | 0 | 0 | 0 | 0 | 0 | 4.8 | 4.8 | 0 | 0 | 0
[8 empty] | 3679 | June | Summer | Weekend | 0 | 0 | 0 | 0 | 0 | 0 | 0 | 0 | 0 | 0 | 0 | 0 | 0 | 0 | 0 | 0 | 0 | 0 | 0 | 0 | 0 | 0 | 0 | 0 | 0 | 1.2 | 1.2 | 0 | 0 | 0
[8 empty] | 3680 | June | Summer | Weekend | 0 | 0 | 0 | 0 | 0 | 0 | 0 | 0 | 0 | 0 | 0 | 0 | 0 | 0 | 0 | 0 | 0 | 0 | 0 | 0 | 0 | 0 | 0 | 0 | 0 | 0 | 0 | 0 | 0 | 0
[8 empty] | 3681 | June | Summer | Weekend | 0 | 0 | 0 | 0 | 0 | 0 | 0 | 0 | 0 | 0 | 0 | 0 | 0 | 0 | 0 | 0 | 0 | 0 | 0 | 0 | 0 | 0 | 0 | 0 | 0 | 0 | 0 | 0 | 0 | 0
[8 empty] | 3682 | June | Summer | Weekend | 0 | 0 | 0 | 0 | 0 | 0 | 0 | 0 | 0 | 0 | 0 | 0 | 0 | 0 | 0 | 0 | 0 | 0 | 0 | 0 | 0 | 0 | 0 | 0 | 0 | 0 | 0 | 0 | 0 | 0
[8 empty] | 3683 | June | Summer | Weekend | 0 | 0 | 0 | 0 | 0 | 0 | 0 | 0 | 0 | 0 | 0 | 0 | 0 | 0 | 0 | 0 | 0 | 0 | 0 | 0 | 0 | 0 | 0 | 0 | 0 | 0 | 0 | 0 | 0 | 0
[8 empty] | 3684 | June | Summer | Weekend | 0 | 0 | 0 | 0 | 0 | 0 | 0 | 0 | 0 | 0 | 0 | 0 | 0 | 0 | 0 | 0 | 0 | 0 | 0 | 0 | 0 | 0 | 0 | 0 | 0 | 0 | 0 | 0 | 0 | 0
[8 empty] | 3685 | June | Summer | Weekend | 0 | 0 | 0 | 0 | 0 | 0 | 0 | 0 | 0 | 0 | 0 | 0 | 0 | 0 | 0 | 0 | 0 | 0 | 0 | 0 | 0 | 0 | 0 | 0 | 0 | 0 | 0 | 0 | 0 | 0
[8 empty] | 3686 | June | Summer | Weekend | 0 | 0 | 0 | 0 | 0 | 0 | 0 | 0 | 0 | 0 | 0 | 0 | 0 | 0 | 0 | 0 | 0 | 0 | 0 | 0 | 0 | 0 | 0 | 0 | 0 | 0 | 0 | 0 | 0 | 0
[8 empty] | 3687 | June | Summer | Weekend | 0 | 0 | 0 | 0 | 0 | 0 | 0 | 0 | 0 | 0 | 0 | 0 | 0 | 0 | 0 | 0 | 0 | 0 | 0 | 0 | 0 | 0 | 0 | 0 | 0 | 0 | 0 | 0 | 0 | 0
[8 empty] | 3688 | June | Summer | Weekend | 0 | 0 | 0 | 0 | 0 | 0 | 0 | 0 | 0 | 0 | 0 | 0 | 0 | 0 | 0 | 0 | 0 | 0 | 0 | 0 | 0 | 0 | 0 | 0 | 0 | 0 | 0 | 0 | 0 | 0
[8 empty] | 3689 | June | Summer | Weekend | 0 | 0 | 0 | 0 | 0 | 0 | 0 | 0 | 0 | 0 | 0 | 0 | 0 | 0 | 0 | 0 | 0 | 0 | 0 | 0 | 0 | 0 | 0 | 0 | 0 | 0 | 0 | 0 | 0 | 0
[8 empty] | 3690 | June | Summer | Weekend | 0 | 0 | 0 | 0 | 0 | 0 | 0 | 0 | 0 | 0 | 0 | 0 | 0 | 0 | 0 | 0 | 0 | 0 | 0 | 0 | 0 | 0 | 0 | 0 | 0 | 0 | 0 | 0 | 0 | 0
[8 empty] | 3691 | June | Summer | Weekend | 0 | 0 | 0 | 0 | 0 | 0 | 0 | 0 | 0 | 0 | 0 | 0 | 0 | 0 | 0 | 0 | 0 | 0 | 0 | 0 | 0 | 0 | 0 | 0 | 0 | 0 | 0 | 0 | 0 | 0
[8 empty] | 3692 | June | Summer | Weekend | 0 | 0 | 0 | 0 | 0 | 0 | 0 | 0 | 0 | 0 | 0 | 0 | 0 | 0 | 0 | 0 | 0 | 0 | 0 | 0 | 0 | 0 | 0 | 0 | 0 | 0 | 0 | 0 | 0 | 0
[8 empty] | 3693 | June | Summer | Weekend | 0 | 0 | 0 | 0 | 0 | 0 | 0 | 0 | 0 | 0 | 0 | 0 | 0 | 0 | 0 | 0 | 0 | 0 | 0 | 0 | 0 | 0 | 0 | 0 | 0 | 0 | 0 | 0 | 0 | 0
[8 empty] | 3694 | June | Summer | Weekend | 0 | 0 | 0 | 0 | 0 | 0 | 0 | 0 | 0 | 0 | 0 | 0 | 0 | 0 | 0 | 0 | 0 | 0 | 0 | 0 | 0 | 0 | 0 | 0 | 0 | 0 | 0 | 0 | 0 | 0
[8 empty] | 3695 | June | Summer | Weekend | 0 | 0 | 0 | 0 | 0 | 0 | 0 | 0 | 0 | 0 | 0 | 0 | 0 | 0 | 0 | 0 | 0 | 0 | 0 | 0 | 0 | 0 | 0 | 0 | 0 | 0 | 0 | 0 | 0 | 0
[8 empty] | 3696 | June | Summer | Weekend | 0 | 0 | 0 | 0 | 0 | 0 | 0 | 0 | 0 | 0 | 0 | 0 | 0 | 0 | 0 | 0 | 0 | 0 | 0 | 0 | 0 | 0 | 0 | 0 | 0 | 0 | 0 | 0 | 0 | 0
[8 empty] | 3697 | June | Summer | Weekend | 0 | 0 | 0 | 0 | 0 | 0 | 0 | 0 | 0 | 0 | 0 | 0 | 0 | 0 | 0 | 0 | 0 | 0 | 0 | 0 | 0 | 0 | 0 | 0 | 0 | 4.8 | 4.8 | 0 | 0 | 0
[8 empty] | 3698 | June | Summer | Weekend | 0 | 0 | 0 | 0 | 0 | 0 | 0 | 0 | 0 | 0 | 0 | 0 | 0 | 0 | 0 | 0 | 0 | 0 | 0 | 0 | 0 | 0 | 0 | 0 | 0 | 4.8 | 4.8 | 0 | 0 | 0
[8 empty] | 3699 | June | Summer | Weekend | 0 | 0 | 0 | 0 | 0 | 0 | 0 | 0 | 0 | 0 | 0 | 0 | 0 | 0 | 0 | 0 | 0 | 0 | 0 | 0 | 0 | 0 | 0 | 0 | 0 | 4.8 | 4.8 | 0 | 0 | 0
[8 empty] | 3700 | June | Summer | Weekend | 0 | 0 | 0 | 0 | 0 | 0 | 0 | 0 | 0 | 0 | 0 | 0 | 0 | 0 | 0 | 0 | 0 | 0 | 0 | 0 | 0 | 0 | 0 | 0 | 0 | 4.8 | 4.8 | 0 | 0 | 0
[8 empty] | 3701 | June | Summer | Weekend | 0 | 0 | 0 | 0 | 0 | 0 | 0 | 0 | 0 | 0 | 0 | 0 | 0 | 0 | 0 | 0 | 0 | 0 | 0 | 0 | 0 | 0 | 0 | 0 | 0 | 4.8 | 4.8 | 0 | 0 | 0
[8 empty] | 3702 | June | Summer | Weekend | 0 | 0 | 0 | 0 | 0 | 0 | 0 | 0 | 0 | 0 | 0 | 0 | 0 | 0 | 0 | 0 | 0 | 0 | 0 | 0 | 0 | 0 | 0 | 0 | 0 | 4.8 | 4.8 | 0 | 0 | 0
[8 empty] | 3703 | June | Summer | Weekend | 0 | 0 | 0 | 0 | 0 | 0 | 0 | 0 | 0 | 0 | 0 | 0 | 0 | 0 | 0 | 0 | 0 | 0 | 0 | 0 | 0 | 0 | 0 | 0 | 0 | 1.2 | 1.2 | 0 | 0 | 0
[8 empty] | 3704 | June | Summer | Weekend | 0 | 0 | 0 | 0 | 0 | 0 | 0 | 0 | 0 | 0 | 0 | 0 | 0 | 0 | 0 | 0 | 0 | 0 | 0 | 0 | 0 | 0 | 0 | 0 | 0 | 0 | 0 | 0 | 0 | 0
[8 empty] | 3705 | June | Summer | Weekend | 0 | 0 | 0 | 0 | 0 | 0 | 0 | 0 | 0 | 0 | 0 | 0 | 0 | 0 | 0 | 0 | 0 | 0 | 0 | 0 | 0 | 0 | 0 | 0 | 0 | 0 | 0 | 0 | 0 | 0
[8 empty] | 3706 | June | Summer | Weekend | 0 | 0 | 0 | 0 | 0 | 0 | 0 | 0 | 0 | 0 | 0 | 0 | 0 | 0 | 0 | 0 | 0 | 0 | 0 | 0 | 0 | 0 | 0 | 0 | 0 | 0 | 0 | 0 | 0 | 0
[8 empty] | 3707 | June | Summer | Weekend | 0 | 0 | 0 | 0 | 0 | 0 | 0 | 0 | 0 | 0 | 0 | 0 | 0 | 0 | 0 | 0 | 0 | 0 | 0 | 0 | 0 | 0 | 0 | 0 | 0 | 0 | 0 | 0 | 0 | 0
[8 empty] | 3708 | June | Summer | Weekend | 0 | 0 | 0 | 0 | 0 | 0 | 0 | 0 | 0 | 0 | 0 | 0 | 0 | 0 | 0 | 0 | 0 | 0 | 0 | 0 | 0 | 0 | 0 | 0 | 0 | 0 | 0 | 0 | 0 | 0
[8 empty] | 3709 | June | Summer | Weekend | 0 | 0 | 0 | 0 | 0 | 0 | 0 | 0 | 0 | 0 | 0 | 0 | 0 | 0 | 0 | 0 | 0 | 0 | 0 | 0 | 0 | 0 | 0 | 0 | 0 | 0 | 0 | 0 | 0 | 0
[8 empty] | 3710 | June | Summer | Weekend | 0 | 0 | 0 | 0 | 0 | 0 | 0 | 0 | 0 | 0 | 0 | 0 | 0 | 0 | 0 | 0 | 0 | 0 | 0 | 0 | 0 | 0 | 0 | 0 | 0 | 0 | 0 | 0 | 0 | 0
[8 empty] | 3711 | June | Summer | Weekend | 0 | 0 | 0 | 0 | 0 | 0 | 0 | 0 | 0 | 0 | 0 | 0 | 0 | 0 | 0 | 0 | 0 | 0 | 0 | 0 | 0 | 0 | 0 | 0 | 0 | 0 | 0 | 0 | 0 | 0
[8 empty] | 3712 | June | Summer | Weekend | 0 | 0 | 0 | 0 | 0 | 0 | 0 | 0 | 0 | 0 | 0 | 0 | 0 | 0 | 0 | 0 | 0 | 0 | 0 | 0 | 0 | 0 | 0 | 0 | 0 | 0 | 0 | 0 | 0 | 0
[8 empty] | 3713 | June | Summer | Weekend | 0 | 0 | 0 | 0 | 0 | 0 | 0 | 0 | 0 | 0 | 0 | 0 | 0 | 0 | 0 | 0 | 0 | 0 | 0 | 0 | 0 | 0 | 0 | 0 | 0 | 0 | 0 | 0 | 0 | 0
[8 empty] | 3714 | June | Summer | Weekend | 0 | 0 | 0 | 0 | 0 | 0 | 0 | 0 | 0 | 0 | 0 | 0 | 0 | 0 | 0 | 0 | 0 | 0 | 0 | 0 | 0 | 0 | 0 | 0 | 0 | 0 | 0 | 0 | 0 | 0
[8 empty] | 3715 | June | Summer | Weekend | 0 | 0 | 0 | 0 | 0 | 0 | 0 | 0 | 0 | 0 | 0 | 0 | 0 | 0 | 0 | 0 | 0 | 0 | 0 | 0 | 0 | 0 | 0 | 0 | 0 | 0 | 0 | 0 | 0 | 0
[8 empty] | 3716 | June | Summer | Weekend | 0 | 0 | 0 | 0 | 0 | 0 | 0 | 0 | 0 | 0 | 0 | 0 | 0 | 0 | 0 | 0 | 0 | 0 | 0 | 0 | 0 | 0 | 0 | 0 | 0 | 0 | 0 | 0 | 0 | 0
[8 empty] | 3717 | June | Summer | Weekend | 0 | 0 | 0 | 0 | 0 | 0 | 0 | 0 | 0 | 0 | 0 | 0 | 0 | 0 | 0 | 0 | 0 | 0 | 0 | 0 | 0 | 0 | 0 | 0 | 0 | 0 | 0 | 0 | 0 | 0
[8 empty] | 3718 | June | Summer | Weekend | 0 | 0 | 0 | 0 | 0 | 0 | 0 | 0 | 0 | 0 | 0 | 0 | 0 | 0 | 0 | 0 | 0 | 0 | 0 | 0 | 0 | 0 | 0 | 0 | 0 | 0 | 0 | 0 | 0 | 0
[8 empty] | 3719 | June | Summer | Weekend | 0 | 0 | 0 | 0 | 0 | 0 | 0 | 0 | 0 | 0 | 0 | 0 | 0 | 0 | 0 | 0 | 0 | 0 | 0 | 0 | 0 | 0 | 0 | 0 | 0 | 0 | 0 | 0 | 0 | 0
[8 empty] | 3720 | June | Summer | Weekend | 0 | 0 | 0 | 0 | 0 | 0 | 0 | 0 | 0 | 0 | 0 | 0 | 0 | 0 | 0 | 0 | 0 | 0 | 0 | 0 | 0 | 0 | 0 | 0 | 0 | 0 | 0 | 0 | 0 | 0
[8 empty] | 3721 | June | Summer | Weekday | 0 | 0 | 0 | 0 | 0 | 0 | 0 | 0 | 0 | 0 | 0 | 0 | 0 | 0 | 0 | 0 | 0 | 0 | 0 | 0 | 0 | 0 | 0 | 0 | 0 | 4.8 | 4.8 | 0 | 0 | 0
[8 empty] | 3722 | June | Summer | Weekday | 0 | 0 | 0 | 0 | 0 | 0 | 0 | 0 | 0 | 0 | 0 | 0 | 0 | 0 | 0 | 0 | 0 | 0 | 0 | 0 | 0 | 0 | 0 | 0 | 0 | 4.8 | 4.8 | 0 | 0 | 0
[8 empty] | 3723 | June | Summer | Weekday | 0 | 0 | 0 | 0 | 0 | 0 | 0 | 0 | 0 | 0 | 0 | 0 | 0 | 0 | 0 | 0 | 0 | 0 | 0 | 0 | 0 | 0 | 0 | 0 | 0 | 4.8 | 4.8 | 0 | 0 | 0
[8 empty] | 3724 | June | Summer | Weekday | 0 | 0 | 0 | 0 | 0 | 0 | 0 | 0 | 0 | 0 | 0 | 0 | 0 | 0 | 0 | 0 | 0 | 0 | 0 | 0 | 0 | 0 | 0 | 0 | 0 | 4.8 | 4.8 | 0 | 0 | 0
[8 empty] | 3725 | June | Summer | Weekday | 0 | 0 | 0 | 0 | 0 | 0 | 0 | 0 | 0 | 0 | 0 | 0 | 0 | 0 | 0 | 0 | 0 | 0 | 0 | 0 | 0 | 0 | 0 | 0 | 0 | 4.8 | 4.8 | 0 | 0 | 0
[8 empty] | 3726 | June | Summer | Weekday | 0 | 0 | 0 | 0 | 0 | 0 | 0 | 0 | 0 | 0 | 0 | 0 | 0 | 0 | 0 | 0 | 0 | 0 | 0 | 0 | 0 | 0 | 0 | 0 | 0 | 4.8 | 4.8 | 0 | 0 | 0
[8 empty] | 3727 | June | Summer | Weekday | 0 | 0 | 0 | 0 | 0 | 0 | 0 | 0 | 0 | 0 | 0 | 0 | 0 | 0 | 0 | 0 | 0 | 0 | 0 | 0 | 0 | 0 | 0 | 0 | 0 | 1.2 | 1.2 | 0 | 0 | 0
[8 empty] | 3728 | June | Summer | Weekday | 0 | 0 | 0 | 0 | 0 | 0 | 0 | 0 | 0 | 0 | 0 | 0 | 0 | 0 | 0 | 0 | 0 | 0 | 0 | 0 | 0 | 0 | 0 | 0 | 0 | 0 | 0 | 0 | 0 | 0
[8 empty] | 3729 | June | Summer | Weekday | 0 | 0 | 0 | 0 | 0 | 0 | 0 | 0 | 0 | 0 | 0 | 0 | 0 | 0 | 0 | 0 | 0 | 0 | 0 | 0 | 0 | 0 | 0 | 0 | 0 | 0 | 0 | 0 | 0 | 0
[8 empty] | 3730 | June | Summer | Weekday | 0 | 0 | 0 | 0 | 0 | 0 | 0 | 0 | 0 | 0 | 0 | 0 | 0 | 0 | 0 | 0 | 0 | 0 | 0 | 0 | 0 | 0 | 0 | 0 | 0 | 0 | 0 | 0 | 0 | 0
[8 empty] | 3731 | June | Summer | Weekday | 0 | 0 | 0 | 0 | 0 | 0 | 0 | 0 | 0 | 0 | 0 | 0 | 0 | 0 | 0 | 0 | 0 | 0 | 0 | 0 | 0 | 0 | 0 | 0 | 0 | 0 | 0 | 0 | 0 | 0
[8 empty] | 3732 | June | Summer | Weekday | 0 | 0 | 0 | 0 | 0 | 0 | 0 | 0 | 0 | 0 | 0 | 0 | 0 | 0 | 0 | 0 | 0 | 0 | 0 | 0 | 0 | 0 | 0 | 0 | 0 | 0 | 0 | 0 | 0 | 0
[8 empty] | 3733 | June | Summer | Weekday | 0 | 0 | 0 | 0 | 0 | 0 | 0 | 0 | 0 | 0 | 0 | 0 | 0 | 0 | 0 | 0 | 0 | 0 | 0 | 0 | 0 | 0 | 0 | 0 | 0 | 0 | 0 | 0 | 0 | 0
[8 empty] | 3734 | June | Summer | Weekday | 0 | 0 | 0 | 0 | 0 | 0 | 0 | 0 | 0 | 0 | 0 | 0 | 0 | 0 | 0 | 0 | 0 | 0 | 0 | 0 | 0 | 0 | 0 | 0 | 0 | 0 | 0 | 0 | 0 | 0
[8 empty] | 3735 | June | Summer | Weekday | 0 | 0 | 0 | 0 | 0 | 0 | 0 | 0 | 0 | 0 | 0 | 0 | 0 | 0 | 0 | 0 | 0 | 0 | 0 | 0 | 0 | 0 | 0 | 0 | 0 | 0 | 0 | 0 | 0 | 0
[8 empty] | 3736 | June | Summer | Weekday | 0 | 0 | 0 | 0 | 0 | 0 | 0 | 0 | 0 | 0 | 0 | 0 | 0 | 0 | 0 | 0 | 0 | 0 | 0 | 0 | 0 | 0 | 0 | 0 | 0 | 0 | 0 | 0 | 0 | 0
[8 empty] | 3737 | June | Summer | Weekday | 0 | 0 | 0 | 0 | 0 | 0 | 0 | 0 | 0 | 0 | 0 | 0 | 0 | 0 | 0 | 0 | 0 | 0 | 0 | 0 | 0 | 0 | 0 | 0 | 0 | 0 | 0 | 0 | 0 | 0
[8 empty] | 3738 | June | Summer | Weekday | 0 | 0 | 0 | 0 | 0 | 0 | 0 | 0 | 0 | 0 | 0 | 0 | 0 | 0 | 0 | 0 | 0 | 0 | 0 | 0 | 0 | 0 | 0 | 0 | 0 | 0 | 0 | 0 | 0 | 0
[8 empty] | 3739 | June | Summer | Weekday | 0 | 0 | 0 | 0 | 0 | 0 | 0 | 0 | 0 | 0 | 0 | 0 | 0 | 0 | 0 | 0 | 0 | 0 | 0 | 0 | 0 | 0 | 0 | 0 | 0 | 0 | 0 | 0 | 0 | 0
[8 empty] | 3740 | June | Summer | Weekday | 0 | 0 | 0 | 0 | 0 | 0 | 0 | 0 | 0 | 0 | 0 | 0 | 0 | 0 | 0 | 0 | 0 | 0 | 0 | 0 | 0 | 0 | 0 | 0 | 0 | 0 | 0 | 0 | 0 | 0
[8 empty] | 3741 | June | Summer | Weekday | 0 | 0 | 0 | 0 | 0 | 0 | 0 | 0 | 0 | 0 | 0 | 0 | 0 | 0 | 0 | 0 | 0 | 0 | 0 | 0 | 0 | 0 | 0 | 0 | 0 | 0 | 0 | 0 | 0 | 0
[8 empty] | 3742 | June | Summer | Weekday | 0 | 0 | 0 | 0 | 0 | 0 | 0 | 0 | 0 | 0 | 0 | 0 | 0 | 0 | 0 | 0 | 0 | 0 | 0 | 0 | 0 | 0 | 0 | 0 | 0 | 0 | 0 | 0 | 0 | 0
[8 empty] | 3743 | June | Summer | Weekday | 0 | 0 | 0 | 0 | 0 | 0 | 0 | 0 | 0 | 0 | 0 | 0 | 0 | 0 | 0 | 0 | 0 | 0 | 0 | 0 | 0 | 0 | 0 | 0 | 0 | 0 | 0 | 0 | 0 | 0
[8 empty] | 3744 | June | Summer | Weekday | 0 | 0 | 0 | 0 | 0 | 0 | 0 | 0 | 0 | 0 | 0 | 0 | 0 | 0 | 0 | 0 | 0 | 0 | 0 | 0 | 0 | 0 | 0 | 0 | 0 | 0 | 0 | 0 | 0 | 0
[8 empty] | 3745 | June | Summer | Weekday | 0 | 0 | 0 | 0 | 0 | 0 | 0 | 0 | 0 | 0 | 0 | 0 | 0 | 0 | 0 | 0 | 0 | 0 | 0 | 0 | 0 | 0 | 0 | 0 | 0 | 4.8 | 4.8 | 0 | 0 | 0
[8 empty] | 3746 | June | Summer | Weekday | 0 | 0 | 0 | 0 | 0 | 0 | 0 | 0 | 0 | 0 | 0 | 0 | 0 | 0 | 0 | 0 | 0 | 0 | 0 | 0 | 0 | 0 | 0 | 0 | 0 | 4.8 | 4.8 | 0 | 0 | 0
[8 empty] | 3747 | June | Summer | Weekday | 0 | 0 | 0 | 0 | 0 | 0 | 0 | 0 | 0 | 0 | 0 | 0 | 0 | 0 | 0 | 0 | 0 | 0 | 0 | 0 | 0 | 0 | 0 | 0 | 0 | 4.8 | 4.8 | 0 | 0 | 0
[8 empty] | 3748 | June | Summer | Weekday | 0 | 0 | 0 | 0 | 0 | 0 | 0 | 0 | 0 | 0 | 0 | 0 | 0 | 0 | 0 | 0 | 0 | 0 | 0 | 0 | 0 | 0 | 0 | 0 | 0 | 4.8 | 4.8 | 0 | 0 | 0
[8 empty] | 3749 | June | Summer | Weekday | 0 | 0 | 0 | 0 | 0 | 0 | 0 | 0 | 0 | 0 | 0 | 0 | 0 | 0 | 0 | 0 | 0 | 0 | 0 | 0 | 0 | 0 | 0 | 0 | 0 | 4.8 | 4.8 | 0 | 0 | 0
[8 empty] | 3750 | June | Summer | Weekday | 0 | 0 | 0 | 0 | 0 | 0 | 0 | 0 | 0 | 0 | 0 | 0 | 0 | 0 | 0 | 0 | 0 | 0 | 0 | 0 | 0 | 0 | 0 | 0 | 0 | 4.8 | 4.8 | 0 | 0 | 0
[8 empty] | 3751 | June | Summer | Weekday | 0 | 0 | 0 | 0 | 0 | 0 | 0 | 0 | 0 | 0 | 0 | 0 | 0 | 0 | 0 | 0 | 0 | 0 | 0 | 0 | 0 | 0 | 0 | 0 | 0 | 1.2 | 1.2 | 0 | 0 | 0
[8 empty] | 3752 | June | Summer | Weekday | 0 | 0 | 0 | 0 | 0 | 0 | 0 | 0 | 0 | 0 | 0 | 0 | 0 | 0 | 0 | 0 | 0 | 0 | 0 | 0 | 0 | 0 | 0 | 0 | 0 | 0 | 0 | 0 | 0 | 0
[8 empty] | 3753 | June | Summer | Weekday | 0 | 0 | 0 | 0 | 0 | 0 | 0 | 0 | 0 | 0 | 0 | 0 | 0 | 0 | 0 | 0 | 0 | 0 | 0 | 0 | 0 | 0 | 0 | 0 | 0 | 0 | 0 | 0 | 0 | 0
[8 empty] | 3754 | June | Summer | Weekday | 0 | 0 | 0 | 0 | 0 | 0 | 0 | 0 | 0 | 0 | 0 | 0 | 0 | 0 | 0 | 0 | 0 | 0 | 0 | 0 | 0 | 0 | 0 | 0 | 0 | 0 | 0 | 0 | 0 | 0
[8 empty] | 3755 | June | Summer | Weekday | 0 | 0 | 0 | 0 | 0 | 0 | 0 | 0 | 0 | 0 | 0 | 0 | 0 | 0 | 0 | 0 | 0 | 0 | 0 | 0 | 0 | 0 | 0 | 0 | 0 | 0 | 0 | 0 | 0 | 0
[8 empty] | 3756 | June | Summer | Weekday | 0 | 0 | 0 | 0 | 0 | 0 | 0 | 0 | 0 | 0 | 0 | 0 | 0 | 0 | 0 | 0 | 0 | 0 | 0 | 0 | 0 | 0 | 0 | 0 | 0 | 0 | 0 | 0 | 0 | 0
[8 empty] | 3757 | June | Summer | Weekday | 0 | 0 | 0 | 0 | 0 | 0 | 0 | 0 | 0 | 0 | 0 | 0 | 0 | 0 | 0 | 0 | 0 | 0 | 0 | 0 | 0 | 0 | 0 | 0 | 0 | 0 | 0 | 0 | 0 | 0
[8 empty] | 3758 | June | Summer | Weekday | 0 | 0 | 0 | 0 | 0 | 0 | 0 | 0 | 0 | 0 | 0 | 0 | 0 | 0 | 0 | 0 | 0 | 0 | 0 | 0 | 0 | 0 | 0 | 0 | 0 | 0 | 0 | 0 | 0 | 0
[8 empty] | 3759 | June | Summer | Weekday | 0 | 0 | 0 | 0 | 0 | 0 | 0 | 0 | 0 | 0 | 0 | 0 | 0 | 0 | 0 | 0 | 0 | 0 | 0 | 0 | 0 | 0 | 0 | 0 | 0 | 0 | 0 | 0 | 0 | 0
[8 empty] | 3760 | June | Summer | Weekday | 0 | 0 | 0 | 0 | 0 | 0 | 0 | 0 | 0 | 0 | 0 | 0 | 0 | 0 | 0 | 0 | 0 | 0 | 0 | 0 | 0 | 0 | 0 | 0 | 0 | 0 | 0 | 0 | 0 | 0
[8 empty] | 3761 | June | Summer | Weekday | 0 | 0 | 0 | 0 | 0 | 0 | 0 | 0 | 0 | 0 | 0 | 0 | 0 | 0 | 0 | 0 | 0 | 0 | 0 | 0 | 0 | 0 | 0 | 0 | 0 | 0 | 0 | 0 | 0 | 0
[8 empty] | 3762 | June | Summer | Weekday | 0 | 0 | 0 | 0 | 0 | 0 | 0 | 0 | 0 | 0 | 0 | 0 | 0 | 0 | 0 | 0 | 0 | 0 | 0 | 0 | 0 | 0 | 0 | 0 | 0 | 0 | 0 | 0 | 0 | 0
[8 empty] | 3763 | June | Summer | Weekday | 0 | 0 | 0 | 0 | 0 | 0 | 0 | 0 | 0 | 0 | 0 | 0 | 0 | 0 | 0 | 0 | 0 | 0 | 0 | 0 | 0 | 0 | 0 | 0 | 0 | 0 | 0 | 0 | 0 | 0
[8 empty] | 3764 | June | Summer | Weekday | 0 | 0 | 0 | 0 | 0 | 0 | 0 | 0 | 0 | 0 | 0 | 0 | 0 | 0 | 0 | 0 | 0 | 0 | 0 | 0 | 0 | 0 | 0 | 0 | 0 | 0 | 0 | 0 | 0 | 0
[8 empty] | 3765 | June | Summer | Weekday | 0 | 0 | 0 | 0 | 0 | 0 | 0 | 0 | 0 | 0 | 0 | 0 | 0 | 0 | 0 | 0 | 0 | 0 | 0 | 0 | 0 | 0 | 0 | 0 | 0 | 0 | 0 | 0 | 0 | 0
[8 empty] | 3766 | June | Summer | Weekday | 0 | 0 | 0 | 0 | 0 | 0 | 0 | 0 | 0 | 0 | 0 | 0 | 0 | 0 | 0 | 0 | 0 | 0 | 0 | 0 | 0 | 0 | 0 | 0 | 0 | 0 | 0 | 0 | 0 | 0
[8 empty] | 3767 | June | Summer | Weekday | 0 | 0 | 0 | 0 | 0 | 0 | 0 | 0 | 0 | 0 | 0 | 0 | 0 | 0 | 0 | 0 | 0 | 0 | 0 | 0 | 0 | 0 | 0 | 0 | 0 | 0 | 0 | 0 | 0 | 0
[8 empty] | 3768 | June | Summer | Weekday | 0 | 0 | 0 | 0 | 0 | 0 | 0 | 0 | 0 | 0 | 0 | 0 | 0 | 0 | 0 | 0 | 0 | 0 | 0 | 0 | 0 | 0 | 0 | 0 | 0 | 0 | 0 | 0 | 0 | 0
[8 empty] | 3769 | June | Summer | Weekday | 0 | 0 | 0 | 0 | 0 | 0 | 0 | 0 | 0 | 0 | 0 | 0 | 0 | 0 | 0 | 0 | 0 | 0 | 0 | 0 | 0 | 0 | 0 | 0 | 0 | 4.8 | 4.8 | 0 | 0 | 0
[8 empty] | 3770 | June | Summer | Weekday | 0 | 0 | 0 | 0 | 0 | 0 | 0 | 0 | 0 | 0 | 0 | 0 | 0 | 0 | 0 | 0 | 0 | 0 | 0 | 0 | 0 | 0 | 0 | 0 | 0 | 4.8 | 4.8 | 0 | 0 | 0
[8 empty] | 3771 | June | Summer | Weekday | 0 | 0 | 0 | 0 | 0 | 0 | 0 | 0 | 0 | 0 | 0 | 0 | 0 | 0 | 0 | 0 | 0 | 0 | 0 | 0 | 0 | 0 | 0 | 0 | 0 | 4.8 | 4.8 | 0 | 0 | 0
[8 empty] | 3772 | June | Summer | Weekday | 0 | 0 | 0 | 0 | 0 | 0 | 0 | 0 | 0 | 0 | 0 | 0 | 0 | 0 | 0 | 0 | 0 | 0 | 0 | 0 | 0 | 0 | 0 | 0 | 0 | 4.8 | 4.8 | 0 | 0 | 0
[8 empty] | 3773 | June | Summer | Weekday | 0 | 0 | 0 | 0 | 0 | 0 | 0 | 0 | 0 | 0 | 0 | 0 | 0 | 0 | 0 | 0 | 0 | 0 | 0 | 0 | 0 | 0 | 0 | 0 | 0 | 4.8 | 4.8 | 0 | 0 | 0
[8 empty] | 3774 | June | Summer | Weekday | 0 | 0 | 0 | 0 | 0 | 0 | 0 | 0 | 0 | 0 | 0 | 0 | 0 | 0 | 0 | 0 | 0 | 0 | 0 | 0 | 0 | 0 | 0 | 0 | 0 | 4.8 | 4.8 | 0 | 0 | 0
[8 empty] | 3775 | June | Summer | Weekday | 0 | 0 | 0 | 0 | 0 | 0 | 0 | 0 | 0 | 0 | 0 | 0 | 0 | 0 | 0 | 0 | 0 | 0 | 0 | 0 | 0 | 0 | 0 | 0 | 0 | 1.2 | 1.2 | 0 | 0 | 0
[8 empty] | 3776 | June | Summer | Weekday | 0 | 0 | 0 | 0 | 0 | 0 | 0 | 0 | 0 | 0 | 0 | 0 | 0 | 0 | 0 | 0 | 0 | 0 | 0 | 0 | 0 | 0 | 0 | 0 | 0 | 0 | 0 | 0 | 0 | 0
[8 empty] | 3777 | June | Summer | Weekday | 0 | 0 | 0 | 0 | 0 | 0 | 0 | 0 | 0 | 0 | 0 | 0 | 0 | 0 | 0 | 0 | 0 | 0 | 0 | 0 | 0 | 0 | 0 | 0 | 0 | 0 | 0 | 0 | 0 | 0
[8 empty] | 3778 | June | Summer | Weekday | 0 | 0 | 0 | 0 | 0 | 0 | 0 | 0 | 0 | 0 | 0 | 0 | 0 | 0 | 0 | 0 | 0 | 0 | 0 | 0 | 0 | 0 | 0 | 0 | 0 | 0 | 0 | 0 | 0 | 0
[8 empty] | 3779 | June | Summer | Weekday | 0 | 0 | 0 | 0 | 0 | 0 | 0 | 0 | 0 | 0 | 0 | 0 | 0 | 0 | 0 | 0 | 0 | 0 | 0 | 0 | 0 | 0 | 0 | 0 | 0 | 0 | 0 | 0 | 0 | 0
[8 empty] | 3780 | June | Summer | Weekday | 0 | 0 | 0 | 0 | 0 | 0 | 0 | 0 | 0 | 0 | 0 | 0 | 0 | 0 | 0 | 0 | 0 | 0 | 0 | 0 | 0 | 0 | 0 | 0 | 0 | 0 | 0 | 0 | 0 | 0
[8 empty] | 3781 | June | Summer | Weekday | 0 | 0 | 0 | 0 | 0 | 0 | 0 | 0 | 0 | 0 | 0 | 0 | 0 | 0 | 0 | 0 | 0 | 0 | 0 | 0 | 0 | 0 | 0 | 0 | 0 | 0 | 0 | 0 | 0 | 0
[8 empty] | 3782 | June | Summer | Weekday | 0 | 0 | 0 | 0 | 0 | 0 | 0 | 0 | 0 | 0 | 0 | 0 | 0 | 0 | 0 | 0 | 0 | 0 | 0 | 0 | 0 | 0 | 0 | 0 | 0 | 0 | 0 | 0 | 0 | 0
[8 empty] | 3783 | June | Summer | Weekday | 0 | 0 | 0 | 0 | 0 | 0 | 0 | 0 | 0 | 0 | 0 | 0 | 0 | 0 | 0 | 0 | 0 | 0 | 0 | 0 | 0 | 0 | 0 | 0 | 0 | 0 | 0 | 0 | 0 | 0
[8 empty] | 3784 | June | Summer | Weekday | 0 | 0 | 0 | 0 | 0 | 0 | 0 | 0 | 0 | 0 | 0 | 0 | 0 | 0 | 0 | 0 | 0 | 0 | 0 | 0 | 0 | 0 | 0 | 0 | 0 | 0 | 0 | 0 | 0 | 0
[8 empty] | 3785 | June | Summer | Weekday | 0 | 0 | 0 | 0 | 0 | 0 | 0 | 0 | 0 | 0 | 0 | 0 | 0 | 0 | 0 | 0 | 0 | 0 | 0 | 0 | 0 | 0 | 0 | 0 | 0 | 0 | 0 | 0 | 0 | 0
[8 empty] | 3786 | June | Summer | Weekday | 0 | 0 | 0 | 0 | 0 | 0 | 0 | 0 | 0 | 0 | 0 | 0 | 0 | 0 | 0 | 0 | 0 | 0 | 0 | 0 | 0 | 0 | 0 | 0 | 0 | 0 | 0 | 0 | 0 | 0
[8 empty] | 3787 | June | Summer | Weekday | 0 | 0 | 0 | 0 | 0 | 0 | 0 | 0 | 0 | 0 | 0 | 0 | 0 | 0 | 0 | 0 | 0 | 0 | 0 | 0 | 0 | 0 | 0 | 0 | 0 | 0 | 0 | 0 | 0 | 0
[8 empty] | 3788 | June | Summer | Weekday | 0 | 0 | 0 | 0 | 0 | 0 | 0 | 0 | 0 | 0 | 0 | 0 | 0 | 0 | 0 | 0 | 0 | 0 | 0 | 0 | 0 | 0 | 0 | 0 | 0 | 0 | 0 | 0 | 0 | 0
[8 empty] | 3789 | June | Summer | Weekday | 0 | 0 | 0 | 0 | 0 | 0 | 0 | 0 | 0 | 0 | 0 | 0 | 0 | 0 | 0 | 0 | 0 | 0 | 0 | 0 | 0 | 0 | 0 | 0 | 0 | 0 | 0 | 0 | 0 | 0
[8 empty] | 3790 | June | Summer | Weekday | 0 | 0 | 0 | 0 | 0 | 0 | 0 | 0 | 0 | 0 | 0 | 0 | 0 | 0 | 0 | 0 | 0 | 0 | 0 | 0 | 0 | 0 | 0 | 0 | 0 | 0 | 0 | 0 | 0 | 0
[8 empty] | 3791 | June | Summer | Weekday | 0 | 0 | 0 | 0 | 0 | 0 | 0 | 0 | 0 | 0 | 0 | 0 | 0 | 0 | 0 | 0 | 0 | 0 | 0 | 0 | 0 | 0 | 0 | 0 | 0 | 0 | 0 | 0 | 0 | 0
[8 empty] | 3792 | June | Summer | Weekday | 0 | 0 | 0 | 0 | 0 | 0 | 0 | 0 | 0 | 0 | 0 | 0 | 0 | 0 | 0 | 0 | 0 | 0 | 0 | 0 | 0 | 0 | 0 | 0 | 0 | 0 | 0 | 0 | 0 | 0
[8 empty] | 3793 | June | Summer | Weekday | 0 | 0 | 0 | 0 | 0 | 0 | 0 | 0 | 0 | 0 | 0 | 0 | 0 | 0 | 0 | 0 | 0 | 0 | 0 | 0 | 0 | 0 | 0 | 0 | 0 | 4.8 | 4.8 | 0 | 0 | 0
[8 empty] | 3794 | June | Summer | Weekday | 0 | 0 | 0 | 0 | 0 | 0 | 0 | 0 | 0 | 0 | 0 | 0 | 0 | 0 | 0 | 0 | 0 | 0 | 0 | 0 | 0 | 0 | 0 | 0 | 0 | 4.8 | 4.8 | 0 | 0 | 0
[8 empty] | 3795 | June | Summer | Weekday | 0 | 0 | 0 | 0 | 0 | 0 | 0 | 0 | 0 | 0 | 0 | 0 | 0 | 0 | 0 | 0 | 0 | 0 | 0 | 0 | 0 | 0 | 0 | 0 | 0 | 4.8 | 4.8 | 0 | 0 | 0
[8 empty] | 3796 | June | Summer | Weekday | 0 | 0 | 0 | 0 | 0 | 0 | 0 | 0 | 0 | 0 | 0 | 0 | 0 | 0 | 0 | 0 | 0 | 0 | 0 | 0 | 0 | 0 | 0 | 0 | 0 | 4.8 | 4.8 | 0 | 0 | 0
[8 empty] | 3797 | June | Summer | Weekday | 0 | 0 | 0 | 0 | 0 | 0 | 0 | 0 | 0 | 0 | 0 | 0 | 0 | 0 | 0 | 0 | 0 | 0 | 0 | 0 | 0 | 0 | 0 | 0 | 0 | 4.8 | 4.8 | 0 | 0 | 0
[8 empty] | 3798 | June | Summer | Weekday | 0 | 0 | 0 | 0 | 0 | 0 | 0 | 0 | 0 | 0 | 0 | 0 | 0 | 0 | 0 | 0 | 0 | 0 | 0 | 0 | 0 | 0 | 0 | 0 | 0 | 4.8 | 4.8 | 0 | 0 | 0
[8 empty] | 3799 | June | Summer | Weekday | 0 | 0 | 0 | 0 | 0 | 0 | 0 | 0 | 0 | 0 | 0 | 0 | 0 | 0 | 0 | 0 | 0 | 0 | 0 | 0 | 0 | 0 | 0 | 0 | 0 | 1.2 | 1.2 | 0 | 0 | 0
[8 empty] | 3800 | June | Summer | Weekday | 0 | 0 | 0 | 0 | 0 | 0 | 0 | 0 | 0 | 0 | 0 | 0 | 0 | 0 | 0 | 0 | 0 | 0 | 0 | 0 | 0 | 0 | 0 | 0 | 0 | 0 | 0 | 0 | 0 | 0
[8 empty] | 3801 | June | Summer | Weekday | 0 | 0 | 0 | 0 | 0 | 0 | 0 | 0 | 0 | 0 | 0 | 0 | 0 | 0 | 0 | 0 | 0 | 0 | 0 | 0 | 0 | 0 | 0 | 0 | 0 | 0 | 0 | 0 | 0 | 0
[8 empty] | 3802 | June | Summer | Weekday | 0 | 0 | 0 | 0 | 0 | 0 | 0 | 0 | 0 | 0 | 0 | 0 | 0 | 0 | 0 | 0 | 0 | 0 | 0 | 0 | 0 | 0 | 0 | 0 | 0 | 0 | 0 | 0 | 0 | 0
[8 empty] | 3803 | June | Summer | Weekday | 0 | 0 | 0 | 0 | 0 | 0 | 0 | 0 | 0 | 0 | 0 | 0 | 0 | 0 | 0 | 0 | 0 | 0 | 0 | 0 | 0 | 0 | 0 | 0 | 0 | 0 | 0 | 0 | 0 | 0
[8 empty] | 3804 | June | Summer | Weekday | 0 | 0 | 0 | 0 | 0 | 0 | 0 | 0 | 0 | 0 | 0 | 0 | 0 | 0 | 0 | 0 | 0 | 0 | 0 | 0 | 0 | 0 | 0 | 0 | 0 | 0 | 0 | 0 | 0 | 0
[8 empty] | 3805 | June | Summer | Weekday | 0 | 0 | 0 | 0 | 0 | 0 | 0 | 0 | 0 | 0 | 0 | 0 | 0 | 0 | 0 | 0 | 0 | 0 | 0 | 0 | 0 | 0 | 0 | 0 | 0 | 0 | 0 | 0 | 0 | 0
[8 empty] | 3806 | June | Summer | Weekday | 0 | 0 | 0 | 0 | 0 | 0 | 0 | 0 | 0 | 0 | 0 | 0 | 0 | 0 | 0 | 0 | 0 | 0 | 0 | 0 | 0 | 0 | 0 | 0 | 0 | 0 | 0 | 0 | 0 | 0
[8 empty] | 3807 | June | Summer | Weekday | 0 | 0 | 0 | 0 | 0 | 0 | 0 | 0 | 0 | 0 | 0 | 0 | 0 | 0 | 0 | 0 | 0 | 0 | 0 | 0 | 0 | 0 | 0 | 0 | 0 | 0 | 0 | 0 | 0 | 0
[8 empty] | 3808 | June | Summer | Weekday | 0 | 0 | 0 | 0 | 0 | 0 | 0 | 0 | 0 | 0 | 0 | 0 | 0 | 0 | 0 | 0 | 0 | 0 | 0 | 0 | 0 | 0 | 0 | 0 | 0 | 0 | 0 | 0 | 0 | 0
[8 empty] | 3809 | June | Summer | Weekday | 0 | 0 | 0 | 0 | 0 | 0 | 0 | 0 | 0 | 0 | 0 | 0 | 0 | 0 | 0 | 0 | 0 | 0 | 0 | 0 | 0 | 0 | 0 | 0 | 0 | 0 | 0 | 0 | 0 | 0
[8 empty] | 3810 | June | Summer | Weekday | 0 | 0 | 0 | 0 | 0 | 0 | 0 | 0 | 0 | 0 | 0 | 0 | 0 | 0 | 0 | 0 | 0 | 0 | 0 | 0 | 0 | 0 | 0 | 0 | 0 | 0 | 0 | 0 | 0 | 0
[8 empty] | 3811 | June | Summer | Weekday | 0 | 0 | 0 | 0 | 0 | 0 | 0 | 0 | 0 | 0 | 0 | 0 | 0 | 0 | 0 | 0 | 0 | 0 | 0 | 0 | 0 | 0 | 0 | 0 | 0 | 0 | 0 | 0 | 0 | 0
[8 empty] | 3812 | June | Summer | Weekday | 0 | 0 | 0 | 0 | 0 | 0 | 0 | 0 | 0 | 0 | 0 | 0 | 0 | 0 | 0 | 0 | 0 | 0 | 0 | 0 | 0 | 0 | 0 | 0 | 0 | 0 | 0 | 0 | 0 | 0
[8 empty] | 3813 | June | Summer | Weekday | 0 | 0 | 0 | 0 | 0 | 0 | 0 | 0 | 0 | 0 | 0 | 0 | 0 | 0 | 0 | 0 | 0 | 0 | 0 | 0 | 0 | 0 | 0 | 0 | 0 | 0 | 0 | 0 | 0 | 0
[8 empty] | 3814 | June | Summer | Weekday | 0 | 0 | 0 | 0 | 0 | 0 | 0 | 0 | 0 | 0 | 0 | 0 | 0 | 0 | 0 | 0 | 0 | 0 | 0 | 0 | 0 | 0 | 0 | 0 | 0 | 0 | 0 | 0 | 0 | 0
[8 empty] | 3815 | June | Summer | Weekday | 0 | 0 | 0 | 0 | 0 | 0 | 0 | 0 | 0 | 0 | 0 | 0 | 0 | 0 | 0 | 0 | 0 | 0 | 0 | 0 | 0 | 0 | 0 | 0 | 0 | 0 | 0 | 0 | 0 | 0
[8 empty] | 3816 | June | Summer | Weekday | 0 | 0 | 0 | 0 | 0 | 0 | 0 | 0 | 0 | 0 | 0 | 0 | 0 | 0 | 0 | 0 | 0 | 0 | 0 | 0 | 0 | 0 | 0 | 0 | 0 | 0 | 0 | 0 | 0 | 0
[8 empty] | 3817 | June | Summer | Weekday | 0 | 0 | 0 | 0 | 0 | 0 | 0 | 0 | 0 | 0 | 0 | 0 | 0 | 0 | 0 | 0 | 0 | 0 | 0 | 0 | 0 | 0 | 0 | 0 | 0 | 4.8 | 4.8 | 0 | 0 | 0
[8 empty] | 3818 | June | Summer | Weekday | 0 | 0 | 0 | 0 | 0 | 0 | 0 | 0 | 0 | 0 | 0 | 0 | 0 | 0 | 0 | 0 | 0 | 0 | 0 | 0 | 0 | 0 | 0 | 0 | 0 | 4.8 | 4.8 | 0 | 0 | 0
[8 empty] | 3819 | June | Summer | Weekday | 0 | 0 | 0 | 0 | 0 | 0 | 0 | 0 | 0 | 0 | 0 | 0 | 0 | 0 | 0 | 0 | 0 | 0 | 0 | 0 | 0 | 0 | 0 | 0 | 0 | 4.8 | 4.8 | 0 | 0 | 0
[8 empty] | 3820 | June | Summer | Weekday | 0 | 0 | 0 | 0 | 0 | 0 | 0 | 0 | 0 | 0 | 0 | 0 | 0 | 0 | 0 | 0 | 0 | 0 | 0 | 0 | 0 | 0 | 0 | 0 | 0 | 4.8 | 4.8 | 0 | 0 | 0
[8 empty] | 3821 | June | Summer | Weekday | 0 | 0 | 0 | 0 | 0 | 0 | 0 | 0 | 0 | 0 | 0 | 0 | 0 | 0 | 0 | 0 | 0 | 0 | 0 | 0 | 0 | 0 | 0 | 0 | 0 | 4.8 | 4.8 | 0 | 0 | 0
[8 empty] | 3822 | June | Summer | Weekday | 0 | 0 | 0 | 0 | 0 | 0 | 0 | 0 | 0 | 0 | 0 | 0 | 0 | 0 | 0 | 0 | 0 | 0 | 0 | 0 | 0 | 0 | 0 | 0 | 0 | 4.8 | 4.8 | 0 | 0 | 0
[8 empty] | 3823 | June | Summer | Weekday | 0 | 0 | 0 | 0 | 0 | 0 | 0 | 0 | 0 | 0 | 0 | 0 | 0 | 0 | 0 | 0 | 0 | 0 | 0 | 0 | 0 | 0 | 0 | 0 | 0 | 1.2 | 1.2 | 0 | 0 | 0
[8 empty] | 3824 | June | Summer | Weekday | 0 | 0 | 0 | 0 | 0 | 0 | 0 | 0 | 0 | 0 | 0 | 0 | 0 | 0 | 0 | 0 | 0 | 0 | 0 | 0 | 0 | 0 | 0 | 0 | 0 | 0 | 0 | 0 | 0 | 0
[8 empty] | 3825 | June | Summer | Weekday | 0 | 0 | 0 | 0 | 0 | 0 | 0 | 0 | 0 | 0 | 0 | 0 | 0 | 0 | 0 | 0 | 0 | 0 | 0 | 0 | 0 | 0 | 0 | 0 | 0 | 0 | 0 | 0 | 0 | 0
[8 empty] | 3826 | June | Summer | Weekday | 0 | 0 | 0 | 0 | 0 | 0 | 0 | 0 | 0 | 0 | 0 | 0 | 0 | 0 | 0 | 0 | 0 | 0 | 0 | 0 | 0 | 0 | 0 | 0 | 0 | 0 | 0 | 0 | 0 | 0
[8 empty] | 3827 | June | Summer | Weekday | 0 | 0 | 0 | 0 | 0 | 0 | 0 | 0 | 0 | 0 | 0 | 0 | 0 | 0 | 0 | 0 | 0 | 0 | 0 | 0 | 0 | 0 | 0 | 0 | 0 | 0 | 0 | 0 | 0 | 0
[8 empty] | 3828 | June | Summer | Weekday | 0 | 0 | 0 | 0 | 0 | 0 | 0 | 0 | 0 | 0 | 0 | 0 | 0 | 0 | 0 | 0 | 0 | 0 | 0 | 0 | 0 | 0 | 0 | 0 | 0 | 0 | 0 | 0 | 0 | 0
[8 empty] | 3829 | June | Summer | Weekday | 0 | 0 | 0 | 0 | 0 | 0 | 0 | 0 | 0 | 0 | 0 | 0 | 0 | 0 | 0 | 0 | 0 | 0 | 0 | 0 | 0 | 0 | 0 | 0 | 0 | 0 | 0 | 0 | 0 | 0
[8 empty] | 3830 | June | Summer | Weekday | 0 | 0 | 0 | 0 | 0 | 0 | 0 | 0 | 0 | 0 | 0 | 0 | 0 | 0 | 0 | 0 | 0 | 0 | 0 | 0 | 0 | 0 | 0 | 0 | 0 | 0 | 0 | 0 | 0 | 0
[8 empty] | 3831 | June | Summer | Weekday | 0 | 0 | 0 | 0 | 0 | 0 | 0 | 0 | 0 | 0 | 0 | 0 | 0 | 0 | 0 | 0 | 0 | 0 | 0 | 0 | 0 | 0 | 0 | 0 | 0 | 0 | 0 | 0 | 0 | 0
[8 empty] | 3832 | June | Summer | Weekday | 0 | 0 | 0 | 0 | 0 | 0 | 0 | 0 | 0 | 0 | 0 | 0 | 0 | 0 | 0 | 0 | 0 | 0 | 0 | 0 | 0 | 0 | 0 | 0 | 0 | 0 | 0 | 0 | 0 | 0
[8 empty] | 3833 | June | Summer | Weekday | 0 | 0 | 0 | 0 | 0 | 0 | 0 | 0 | 0 | 0 | 0 | 0 | 0 | 0 | 0 | 0 | 0 | 0 | 0 | 0 | 0 | 0 | 0 | 0 | 0 | 0 | 0 | 0 | 0 | 0
[8 empty] | 3834 | June | Summer | Weekday | 0 | 0 | 0 | 0 | 0 | 0 | 0 | 0 | 0 | 0 | 0 | 0 | 0 | 0 | 0 | 0 | 0 | 0 | 0 | 0 | 0 | 0 | 0 | 0 | 0 | 0 | 0 | 0 | 0 | 0
[8 empty] | 3835 | June | Summer | Weekday | 0 | 0 | 0 | 0 | 0 | 0 | 0 | 0 | 0 | 0 | 0 | 0 | 0 | 0 | 0 | 0 | 0 | 0 | 0 | 0 | 0 | 0 | 0 | 0 | 0 | 0 | 0 | 0 | 0 | 0
[8 empty] | 3836 | June | Summer | Weekday | 0 | 0 | 0 | 0 | 0 | 0 | 0 | 0 | 0 | 0 | 0 | 0 | 0 | 0 | 0 | 0 | 0 | 0 | 0 | 0 | 0 | 0 | 0 | 0 | 0 | 0 | 0 | 0 | 0 | 0
[8 empty] | 3837 | June | Summer | Weekday | 0 | 0 | 0 | 0 | 0 | 0 | 0 | 0 | 0 | 0 | 0 | 0 | 0 | 0 | 0 | 0 | 0 | 0 | 0 | 0 | 0 | 0 | 0 | 0 | 0 | 0 | 0 | 0 | 0 | 0
[8 empty] | 3838 | June | Summer | Weekday | 0 | 0 | 0 | 0 | 0 | 0 | 0 | 0 | 0 | 0 | 0 | 0 | 0 | 0 | 0 | 0 | 0 | 0 | 0 | 0 | 0 | 0 | 0 | 0 | 0 | 0 | 0 | 0 | 0 | 0
[8 empty] | 3839 | June | Summer | Weekday | 0 | 0 | 0 | 0 | 0 | 0 | 0 | 0 | 0 | 0 | 0 | 0 | 0 | 0 | 0 | 0 | 0 | 0 | 0 | 0 | 0 | 0 | 0 | 0 | 0 | 0 | 0 | 0 | 0 | 0
[8 empty] | 3840 | June | Summer | Weekday | 0 | 0 | 0 | 0 | 0 | 0 | 0 | 0 | 0 | 0 | 0 | 0 | 0 | 0 | 0 | 0 | 0 | 0 | 0 | 0 | 0 | 0 | 0 | 0 | 0 | 0 | 0 | 0 | 0 | 0
[8 empty] | 3841 | June | Summer | Weekend | 0 | 0 | 0 | 0 | 0 | 0 | 0 | 0 | 0 | 0 | 0 | 0 | 0 | 0 | 0 | 0 | 0 | 0 | 0 | 0 | 0 | 0 | 0 | 0 | 0 | 4.8 | 4.8 | 0 | 0 | 0
[8 empty] | 3842 | June | Summer | Weekend | 0 | 0 | 0 | 0 | 0 | 0 | 0 | 0 | 0 | 0 | 0 | 0 | 0 | 0 | 0 | 0 | 0 | 0 | 0 | 0 | 0 | 0 | 0 | 0 | 0 | 4.8 | 4.8 | 0 | 0 | 0
[8 empty] | 3843 | June | Summer | Weekend | 0 | 0 | 0 | 0 | 0 | 0 | 0 | 0 | 0 | 0 | 0 | 0 | 0 | 0 | 0 | 0 | 0 | 0 | 0 | 0 | 0 | 0 | 0 | 0 | 0 | 4.8 | 4.8 | 0 | 0 | 0
[8 empty] | 3844 | June | Summer | Weekend | 0 | 0 | 0 | 0 | 0 | 0 | 0 | 0 | 0 | 0 | 0 | 0 | 0 | 0 | 0 | 0 | 0 | 0 | 0 | 0 | 0 | 0 | 0 | 0 | 0 | 4.8 | 4.8 | 0 | 0 | 0
[8 empty] | 3845 | June | Summer | Weekend | 0 | 0 | 0 | 0 | 0 | 0 | 0 | 0 | 0 | 0 | 0 | 0 | 0 | 0 | 0 | 0 | 0 | 0 | 0 | 0 | 0 | 0 | 0 | 0 | 0 | 4.8 | 4.8 | 0 | 0 | 0
[8 empty] | 3846 | June | Summer | Weekend | 0 | 0 | 0 | 0 | 0 | 0 | 0 | 0 | 0 | 0 | 0 | 0 | 0 | 0 | 0 | 0 | 0 | 0 | 0 | 0 | 0 | 0 | 0 | 0 | 0 | 4.8 | 4.8 | 0 | 0 | 0
[8 empty] | 3847 | June | Summer | Weekend | 0 | 0 | 0 | 0 | 0 | 0 | 0 | 0 | 0 | 0 | 0 | 0 | 0 | 0 | 0 | 0 | 0 | 0 | 0 | 0 | 0 | 0 | 0 | 0 | 0 | 1.2 | 1.2 | 0 | 0 | 0
[8 empty] | 3848 | June | Summer | Weekend | 0 | 0 | 0 | 0 | 0 | 0 | 0 | 0 | 0 | 0 | 0 | 0 | 0 | 0 | 0 | 0 | 0 | 0 | 0 | 0 | 0 | 0 | 0 | 0 | 0 | 0 | 0 | 0 | 0 | 0
[8 empty] | 3849 | June | Summer | Weekend | 0 | 0 | 0 | 0 | 0 | 0 | 0 | 0 | 0 | 0 | 0 | 0 | 0 | 0 | 0 | 0 | 0 | 0 | 0 | 0 | 0 | 0 | 0 | 0 | 0 | 0 | 0 | 0 | 0 | 0
[8 empty] | 3850 | June | Summer | Weekend | 0 | 0 | 0 | 0 | 0 | 0 | 0 | 0 | 0 | 0 | 0 | 0 | 0 | 0 | 0 | 0 | 0 | 0 | 0 | 0 | 0 | 0 | 0 | 0 | 0 | 0 | 0 | 0 | 0 | 0
[8 empty] | 3851 | June | Summer | Weekend | 0 | 0 | 0 | 0 | 0 | 0 | 0 | 0 | 0 | 0 | 0 | 0 | 0 | 0 | 0 | 0 | 0 | 0 | 0 | 0 | 0 | 0 | 0 | 0 | 0 | 0 | 0 | 0 | 0 | 0
[8 empty] | 3852 | June | Summer | Weekend | 0 | 0 | 0 | 0 | 0 | 0 | 0 | 0 | 0 | 0 | 0 | 0 | 0 | 0 | 0 | 0 | 0 | 0 | 0 | 0 | 0 | 0 | 0 | 0 | 0 | 0 | 0 | 0 | 0 | 0
[8 empty] | 3853 | June | Summer | Weekend | 0 | 0 | 0 | 0 | 0 | 0 | 0 | 0 | 0 | 0 | 0 | 0 | 0 | 0 | 0 | 0 | 0 | 0 | 0 | 0 | 0 | 0 | 0 | 0 | 0 | 0 | 0 | 0 | 0 | 0
[8 empty] | 3854 | June | Summer | Weekend | 0 | 0 | 0 | 0 | 0 | 0 | 0 | 0 | 0 | 0 | 0 | 0 | 0 | 0 | 0 | 0 | 0 | 0 | 0 | 0 | 0 | 0 | 0 | 0 | 0 | 0 | 0 | 0 | 0 | 0
[8 empty] | 3855 | June | Summer | Weekend | 0 | 0 | 0 | 0 | 0 | 0 | 0 | 0 | 0 | 0 | 0 | 0 | 0 | 0 | 0 | 0 | 0 | 0 | 0 | 0 | 0 | 0 | 0 | 0 | 0 | 0 | 0 | 0 | 0 | 0
[8 empty] | 3856 | June | Summer | Weekend | 0 | 0 | 0 | 0 | 0 | 0 | 0 | 0 | 0 | 0 | 0 | 0 | 0 | 0 | 0 | 0 | 0 | 0 | 0 | 0 | 0 | 0 | 0 | 0 | 0 | 0 | 0 | 0 | 0 | 0
[8 empty] | 3857 | June | Summer | Weekend | 0 | 0 | 0 | 0 | 0 | 0 | 0 | 0 | 0 | 0 | 0 | 0 | 0 | 0 | 0 | 0 | 0 | 0 | 0 | 0 | 0 | 0 | 0 | 0 | 0 | 0 | 0 | 0 | 0 | 0
[8 empty] | 3858 | June | Summer | Weekend | 0 | 0 | 0 | 0 | 0 | 0 | 0 | 0 | 0 | 0 | 0 | 0 | 0 | 0 | 0 | 0 | 0 | 0 | 0 | 0 | 0 | 0 | 0 | 0 | 0 | 0 | 0 | 0 | 0 | 0
[8 empty] | 3859 | June | Summer | Weekend | 0 | 0 | 0 | 0 | 0 | 0 | 0 | 0 | 0 | 0 | 0 | 0 | 0 | 0 | 0 | 0 | 0 | 0 | 0 | 0 | 0 | 0 | 0 | 0 | 0 | 0 | 0 | 0 | 0 | 0
[8 empty] | 3860 | June | Summer | Weekend | 0 | 0 | 0 | 0 | 0 | 0 | 0 | 0 | 0 | 0 | 0 | 0 | 0 | 0 | 0 | 0 | 0 | 0 | 0 | 0 | 0 | 0 | 0 | 0 | 0 | 0 | 0 | 0 | 0 | 0
[8 empty] | 3861 | June | Summer | Weekend | 0 | 0 | 0 | 0 | 0 | 0 | 0 | 0 | 0 | 0 | 0 | 0 | 0 | 0 | 0 | 0 | 0 | 0 | 0 | 0 | 0 | 0 | 0 | 0 | 0 | 0 | 0 | 0 | 0 | 0
[8 empty] | 3862 | June | Summer | Weekend | 0 | 0 | 0 | 0 | 0 | 0 | 0 | 0 | 0 | 0 | 0 | 0 | 0 | 0 | 0 | 0 | 0 | 0 | 0 | 0 | 0 | 0 | 0 | 0 | 0 | 0 | 0 | 0 | 0 | 0
[8 empty] | 3863 | June | Summer | Weekend | 0 | 0 | 0 | 0 | 0 | 0 | 0 | 0 | 0 | 0 | 0 | 0 | 0 | 0 | 0 | 0 | 0 | 0 | 0 | 0 | 0 | 0 | 0 | 0 | 0 | 0 | 0 | 0 | 0 | 0
[8 empty] | 3864 | June | Summer | Weekend | 0 | 0 | 0 | 0 | 0 | 0 | 0 | 0 | 0 | 0 | 0 | 0 | 0 | 0 | 0 | 0 | 0 | 0 | 0 | 0 | 0 | 0 | 0 | 0 | 0 | 0 | 0 | 0 | 0 | 0
[8 empty] | 3865 | June | Summer | Weekend | 0 | 0 | 0 | 0 | 0 | 0 | 0 | 0 | 0 | 0 | 0 | 0 | 0 | 0 | 0 | 0 | 0 | 0 | 0 | 0 | 0 | 0 | 0 | 0 | 0 | 4.8 | 4.8 | 0 | 0 | 0
[8 empty] | 3866 | June | Summer | Weekend | 0 | 0 | 0 | 0 | 0 | 0 | 0 | 0 | 0 | 0 | 0 | 0 | 0 | 0 | 0 | 0 | 0 | 0 | 0 | 0 | 0 | 0 | 0 | 0 | 0 | 4.8 | 4.8 | 0 | 0 | 0
[8 empty] | 3867 | June | Summer | Weekend | 0 | 0 | 0 | 0 | 0 | 0 | 0 | 0 | 0 | 0 | 0 | 0 | 0 | 0 | 0 | 0 | 0 | 0 | 0 | 0 | 0 | 0 | 0 | 0 | 0 | 4.8 | 4.8 | 0 | 0 | 0
[8 empty] | 3868 | June | Summer | Weekend | 0 | 0 | 0 | 0 | 0 | 0 | 0 | 0 | 0 | 0 | 0 | 0 | 0 | 0 | 0 | 0 | 0 | 0 | 0 | 0 | 0 | 0 | 0 | 0 | 0 | 4.8 | 4.8 | 0 | 0 | 0
[8 empty] | 3869 | June | Summer | Weekend | 0 | 0 | 0 | 0 | 0 | 0 | 0 | 0 | 0 | 0 | 0 | 0 | 0 | 0 | 0 | 0 | 0 | 0 | 0 | 0 | 0 | 0 | 0 | 0 | 0 | 4.8 | 4.8 | 0 | 0 | 0
[8 empty] | 3870 | June | Summer | Weekend | 0 | 0 | 0 | 0 | 0 | 0 | 0 | 0 | 0 | 0 | 0 | 0 | 0 | 0 | 0 | 0 | 0 | 0 | 0 | 0 | 0 | 0 | 0 | 0 | 0 | 4.8 | 4.8 | 0 | 0 | 0
[8 empty] | 3871 | June | Summer | Weekend | 0 | 0 | 0 | 0 | 0 | 0 | 0 | 0 | 0 | 0 | 0 | 0 | 0 | 0 | 0 | 0 | 0 | 0 | 0 | 0 | 0 | 0 | 0 | 0 | 0 | 1.2 | 1.2 | 0 | 0 | 0
[8 empty] | 3872 | June | Summer | Weekend | 0 | 0 | 0 | 0 | 0 | 0 | 0 | 0 | 0 | 0 | 0 | 0 | 0 | 0 | 0 | 0 | 0 | 0 | 0 | 0 | 0 | 0 | 0 | 0 | 0 | 0 | 0 | 0 | 0 | 0
[8 empty] | 3873 | June | Summer | Weekend | 0 | 0 | 0 | 0 | 0 | 0 | 0 | 0 | 0 | 0 | 0 | 0 | 0 | 0 | 0 | 0 | 0 | 0 | 0 | 0 | 0 | 0 | 0 | 0 | 0 | 0 | 0 | 0 | 0 | 0
[8 empty] | 3874 | June | Summer | Weekend | 0 | 0 | 0 | 0 | 0 | 0 | 0 | 0 | 0 | 0 | 0 | 0 | 0 | 0 | 0 | 0 | 0 | 0 | 0 | 0 | 0 | 0 | 0 | 0 | 0 | 0 | 0 | 0 | 0 | 0
[8 empty] | 3875 | June | Summer | Weekend | 0 | 0 | 0 | 0 | 0 | 0 | 0 | 0 | 0 | 0 | 0 | 0 | 0 | 0 | 0 | 0 | 0 | 0 | 0 | 0 | 0 | 0 | 0 | 0 | 0 | 0 | 0 | 0 | 0 | 0
[8 empty] | 3876 | June | Summer | Weekend | 0 | 0 | 0 | 0 | 0 | 0 | 0 | 0 | 0 | 0 | 0 | 0 | 0 | 0 | 0 | 0 | 0 | 0 | 0 | 0 | 0 | 0 | 0 | 0 | 0 | 0 | 0 | 0 | 0 | 0
[8 empty] | 3877 | June | Summer | Weekend | 0 | 0 | 0 | 0 | 0 | 0 | 0 | 0 | 0 | 0 | 0 | 0 | 0 | 0 | 0 | 0 | 0 | 0 | 0 | 0 | 0 | 0 | 0 | 0 | 0 | 0 | 0 | 0 | 0 | 0
[8 empty] | 3878 | June | Summer | Weekend | 0 | 0 | 0 | 0 | 0 | 0 | 0 | 0 | 0 | 0 | 0 | 0 | 0 | 0 | 0 | 0 | 0 | 0 | 0 | 0 | 0 | 0 | 0 | 0 | 0 | 0 | 0 | 0 | 0 | 0
[8 empty] | 3879 | June | Summer | Weekend | 0 | 0 | 0 | 0 | 0 | 0 | 0 | 0 | 0 | 0 | 0 | 0 | 0 | 0 | 0 | 0 | 0 | 0 | 0 | 0 | 0 | 0 | 0 | 0 | 0 | 0 | 0 | 0 | 0 | 0
[8 empty] | 3880 | June | Summer | Weekend | 0 | 0 | 0 | 0 | 0 | 0 | 0 | 0 | 0 | 0 | 0 | 0 | 0 | 0 | 0 | 0 | 0 | 0 | 0 | 0 | 0 | 0 | 0 | 0 | 0 | 0 | 0 | 0 | 0 | 0
[8 empty] | 3881 | June | Summer | Weekend | 0 | 0 | 0 | 0 | 0 | 0 | 0 | 0 | 0 | 0 | 0 | 0 | 0 | 0 | 0 | 0 | 0 | 0 | 0 | 0 | 0 | 0 | 0 | 0 | 0 | 0 | 0 | 0 | 0 | 0
[8 empty] | 3882 | June | Summer | Weekend | 0 | 0 | 0 | 0 | 0 | 0 | 0 | 0 | 0 | 0 | 0 | 0 | 0 | 0 | 0 | 0 | 0 | 0 | 0 | 0 | 0 | 0 | 0 | 0 | 0 | 0 | 0 | 0 | 0 | 0
[8 empty] | 3883 | June | Summer | Weekend | 0 | 0 | 0 | 0 | 0 | 0 | 0 | 0 | 0 | 0 | 0 | 0 | 0 | 0 | 0 | 0 | 0 | 0 | 0 | 0 | 0 | 0 | 0 | 0 | 0 | 0 | 0 | 0 | 0 | 0
[8 empty] | 3884 | June | Summer | Weekend | 0 | 0 | 0 | 0 | 0 | 0 | 0 | 0 | 0 | 0 | 0 | 0 | 0 | 0 | 0 | 0 | 0 | 0 | 0 | 0 | 0 | 0 | 0 | 0 | 0 | 0 | 0 | 0 | 0 | 0
[8 empty] | 3885 | June | Summer | Weekend | 0 | 0 | 0 | 0 | 0 | 0 | 0 | 0 | 0 | 0 | 0 | 0 | 0 | 0 | 0 | 0 | 0 | 0 | 0 | 0 | 0 | 0 | 0 | 0 | 0 | 0 | 0 | 0 | 0 | 0
[8 empty] | 3886 | June | Summer | Weekend | 0 | 0 | 0 | 0 | 0 | 0 | 0 | 0 | 0 | 0 | 0 | 0 | 0 | 0 | 0 | 0 | 0 | 0 | 0 | 0 | 0 | 0 | 0 | 0 | 0 | 0 | 0 | 0 | 0 | 0
[8 empty] | 3887 | June | Summer | Weekend | 0 | 0 | 0 | 0 | 0 | 0 | 0 | 0 | 0 | 0 | 0 | 0 | 0 | 0 | 0 | 0 | 0 | 0 | 0 | 0 | 0 | 0 | 0 | 0 | 0 | 0 | 0 | 0 | 0 | 0
[8 empty] | 3888 | June | Summer | Weekend | 0 | 0 | 0 | 0 | 0 | 0 | 0 | 0 | 0 | 0 | 0 | 0 | 0 | 0 | 0 | 0 | 0 | 0 | 0 | 0 | 0 | 0 | 0 | 0 | 0 | 0 | 0 | 0 | 0 | 0
[8 empty] | 3889 | June | Summer | Weekday | 0 | 0 | 0 | 0 | 0 | 0 | 0 | 0 | 0 | 0 | 0 | 0 | 0 | 0 | 0 | 0 | 0 | 0 | 0 | 0 | 0 | 0 | 0 | 0 | 0 | 4.8 | 4.8 | 0 | 0 | 0
[8 empty] | 3890 | June | Summer | Weekday | 0 | 0 | 0 | 0 | 0 | 0 | 0 | 0 | 0 | 0 | 0 | 0 | 0 | 0 | 0 | 0 | 0 | 0 | 0 | 0 | 0 | 0 | 0 | 0 | 0 | 4.8 | 4.8 | 0 | 0 | 0
[8 empty] | 3891 | June | Summer | Weekday | 0 | 0 | 0 | 0 | 0 | 0 | 0 | 0 | 0 | 0 | 0 | 0 | 0 | 0 | 0 | 0 | 0 | 0 | 0 | 0 | 0 | 0 | 0 | 0 | 0 | 4.8 | 4.8 | 0 | 0 | 0
[8 empty] | 3892 | June | Summer | Weekday | 0 | 0 | 0 | 0 | 0 | 0 | 0 | 0 | 0 | 0 | 0 | 0 | 0 | 0 | 0 | 0 | 0 | 0 | 0 | 0 | 0 | 0 | 0 | 0 | 0 | 4.8 | 4.8 | 0 | 0 | 0
[8 empty] | 3893 | June | Summer | Weekday | 0 | 0 | 0 | 0 | 0 | 0 | 0 | 0 | 0 | 0 | 0 | 0 | 0 | 0 | 0 | 0 | 0 | 0 | 0 | 0 | 0 | 0 | 0 | 0 | 0 | 4.8 | 4.8 | 0 | 0 | 0
[8 empty] | 3894 | June | Summer | Weekday | 0 | 0 | 0 | 0 | 0 | 0 | 0 | 0 | 0 | 0 | 0 | 0 | 0 | 0 | 0 | 0 | 0 | 0 | 0 | 0 | 0 | 0 | 0 | 0 | 0 | 4.8 | 4.8 | 0 | 0 | 0
[8 empty] | 3895 | June | Summer | Weekday | 0 | 0 | 0 | 0 | 0 | 0 | 0 | 0 | 0 | 0 | 0 | 0 | 0 | 0 | 0 | 0 | 0 | 0 | 0 | 0 | 0 | 0 | 0 | 0 | 0 | 1.2 | 1.2 | 0 | 0 | 0
[8 empty] | 3896 | June | Summer | Weekday | 0 | 0 | 0 | 0 | 0 | 0 | 0 | 0 | 0 | 0 | 0 | 0 | 0 | 0 | 0 | 0 | 0 | 0 | 0 | 0 | 0 | 0 | 0 | 0 | 0 | 0 | 0 | 0 | 0 | 0
[8 empty] | 3897 | June | Summer | Weekday | 0 | 0 | 0 | 0 | 0 | 0 | 0 | 0 | 0 | 0 | 0 | 0 | 0 | 0 | 0 | 0 | 0 | 0 | 0 | 0 | 0 | 0 | 0 | 0 | 0 | 0 | 0 | 0 | 0 | 0
[8 empty] | 3898 | June | Summer | Weekday | 0 | 0 | 0 | 0 | 0 | 0 | 0 | 0 | 0 | 0 | 0 | 0 | 0 | 0 | 0 | 0 | 0 | 0 | 0 | 0 | 0 | 0 | 0 | 0 | 0 | 0 | 0 | 0 | 0 | 0
[8 empty] | 3899 | June | Summer | Weekday | 0 | 0 | 0 | 0 | 0 | 0 | 0 | 0 | 0 | 0 | 0 | 0 | 0 | 0 | 0 | 0 | 0 | 0 | 0 | 0 | 0 | 0 | 0 | 0 | 0 | 0 | 0 | 0 | 0 | 0
[8 empty] | 3900 | June | Summer | Weekday | 0 | 0 | 0 | 0 | 0 | 0 | 0 | 0 | 0 | 0 | 0 | 0 | 0 | 0 | 0 | 0 | 0 | 0 | 0 | 0 | 0 | 0 | 0 | 0 | 0 | 0 | 0 | 0 | 0 | 0
[8 empty] | 3901 | June | Summer | Weekday | 0 | 0 | 0 | 0 | 0 | 0 | 0 | 0 | 0 | 0 | 0 | 0 | 0 | 0 | 0 | 0 | 0 | 0 | 0 | 0 | 0 | 0 | 0 | 0 | 0 | 0 | 0 | 0 | 0 | 0
[8 empty] | 3902 | June | Summer | Weekday | 0 | 0 | 0 | 0 | 0 | 0 | 0 | 0 | 0 | 0 | 0 | 0 | 0 | 0 | 0 | 0 | 0 | 0 | 0 | 0 | 0 | 0 | 0 | 0 | 0 | 0 | 0 | 0 | 0 | 0
[8 empty] | 3903 | June | Summer | Weekday | 0 | 0 | 0 | 0 | 0 | 0 | 0 | 0 | 0 | 0 | 0 | 0 | 0 | 0 | 0 | 0 | 0 | 0 | 0 | 0 | 0 | 0 | 0 | 0 | 0 | 0 | 0 | 0 | 0 | 0
[8 empty] | 3904 | June | Summer | Weekday | 0 | 0 | 0 | 0 | 0 | 0 | 0 | 0 | 0 | 0 | 0 | 0 | 0 | 0 | 0 | 0 | 0 | 0 | 0 | 0 | 0 | 0 | 0 | 0 | 0 | 0 | 0 | 0 | 0 | 0
[8 empty] | 3905 | June | Summer | Weekday | 0 | 0 | 0 | 0 | 0 | 0 | 0 | 0 | 0 | 0 | 0 | 0 | 0 | 0 | 0 | 0 | 0 | 0 | 0 | 0 | 0 | 0 | 0 | 0 | 0 | 0 | 0 | 0 | 0 | 0
[8 empty] | 3906 | June | Summer | Weekday | 0 | 0 | 0 | 0 | 0 | 0 | 0 | 0 | 0 | 0 | 0 | 0 | 0 | 0 | 0 | 0 | 0 | 0 | 0 | 0 | 0 | 0 | 0 | 0 | 0 | 0 | 0 | 0 | 0 | 0
[8 empty] | 3907 | June | Summer | Weekday | 0 | 0 | 0 | 0 | 0 | 0 | 0 | 0 | 0 | 0 | 0 | 0 | 0 | 0 | 0 | 0 | 0 | 0 | 0 | 0 | 0 | 0 | 0 | 0 | 0 | 0 | 0 | 0 | 0 | 0
[8 empty] | 3908 | June | Summer | Weekday | 0 | 0 | 0 | 0 | 0 | 0 | 0 | 0 | 0 | 0 | 0 | 0 | 0 | 0 | 0 | 0 | 0 | 0 | 0 | 0 | 0 | 0 | 0 | 0 | 0 | 0 | 0 | 0 | 0 | 0
[8 empty] | 3909 | June | Summer | Weekday | 0 | 0 | 0 | 0 | 0 | 0 | 0 | 0 | 0 | 0 | 0 | 0 | 0 | 0 | 0 | 0 | 0 | 0 | 0 | 0 | 0 | 0 | 0 | 0 | 0 | 0 | 0 | 0 | 0 | 0
[8 empty] | 3910 | June | Summer | Weekday | 0 | 0 | 0 | 0 | 0 | 0 | 0 | 0 | 0 | 0 | 0 | 0 | 0 | 0 | 0 | 0 | 0 | 0 | 0 | 0 | 0 | 0 | 0 | 0 | 0 | 0 | 0 | 0 | 0 | 0
[8 empty] | 3911 | June | Summer | Weekday | 0 | 0 | 0 | 0 | 0 | 0 | 0 | 0 | 0 | 0 | 0 | 0 | 0 | 0 | 0 | 0 | 0 | 0 | 0 | 0 | 0 | 0 | 0 | 0 | 0 | 0 | 0 | 0 | 0 | 0
[8 empty] | 3912 | June | Summer | Weekday | 0 | 0 | 0 | 0 | 0 | 0 | 0 | 0 | 0 | 0 | 0 | 0 | 0 | 0 | 0 | 0 | 0 | 0 | 0 | 0 | 0 | 0 | 0 | 0 | 0 | 0 | 0 | 0 | 0 | 0
[8 empty] | 3913 | June | Summer | Weekday | 0 | 0 | 0 | 0 | 0 | 0 | 0 | 0 | 0 | 0 | 0 | 0 | 0 | 0 | 0 | 0 | 0 | 0 | 0 | 0 | 0 | 0 | 0 | 0 | 0 | 4.8 | 4.8 | 0 | 0 | 0
[8 empty] | 3914 | June | Summer | Weekday | 0 | 0 | 0 | 0 | 0 | 0 | 0 | 0 | 0 | 0 | 0 | 0 | 0 | 0 | 0 | 0 | 0 | 0 | 0 | 0 | 0 | 0 | 0 | 0 | 0 | 4.8 | 4.8 | 0 | 0 | 0
[8 empty] | 3915 | June | Summer | Weekday | 0 | 0 | 0 | 0 | 0 | 0 | 0 | 0 | 0 | 0 | 0 | 0 | 0 | 0 | 0 | 0 | 0 | 0 | 0 | 0 | 0 | 0 | 0 | 0 | 0 | 4.8 | 4.8 | 0 | 0 | 0
[8 empty] | 3916 | June | Summer | Weekday | 0 | 0 | 0 | 0 | 0 | 0 | 0 | 0 | 0 | 0 | 0 | 0 | 0 | 0 | 0 | 0 | 0 | 0 | 0 | 0 | 0 | 0 | 0 | 0 | 0 | 4.8 | 4.8 | 0 | 0 | 0
[8 empty] | 3917 | June | Summer | Weekday | 0 | 0 | 0 | 0 | 0 | 0 | 0 | 0 | 0 | 0 | 0 | 0 | 0 | 0 | 0 | 0 | 0 | 0 | 0 | 0 | 0 | 0 | 0 | 0 | 0 | 4.8 | 4.8 | 0 | 0 | 0
[8 empty] | 3918 | June | Summer | Weekday | 0 | 0 | 0 | 0 | 0 | 0 | 0 | 0 | 0 | 0 | 0 | 0 | 0 | 0 | 0 | 0 | 0 | 0 | 0 | 0 | 0 | 0 | 0 | 0 | 0 | 4.8 | 4.8 | 0 | 0 | 0
[8 empty] | 3919 | June | Summer | Weekday | 0 | 0 | 0 | 0 | 0 | 0 | 0 | 0 | 0 | 0 | 0 | 0 | 0 | 0 | 0 | 0 | 0 | 0 | 0 | 0 | 0 | 0 | 0 | 0 | 0 | 1.2 | 1.2 | 0 | 0 | 0
[8 empty] | 3920 | June | Summer | Weekday | 0 | 0 | 0 | 0 | 0 | 0 | 0 | 0 | 0 | 0 | 0 | 0 | 0 | 0 | 0 | 0 | 0 | 0 | 0 | 0 | 0 | 0 | 0 | 0 | 0 | 0 | 0 | 0 | 0 | 0
[8 empty] | 3921 | June | Summer | Weekday | 0 | 0 | 0 | 0 | 0 | 0 | 0 | 0 | 0 | 0 | 0 | 0 | 0 | 0 | 0 | 0 | 0 | 0 | 0 | 0 | 0 | 0 | 0 | 0 | 0 | 0 | 0 | 0 | 0 | 0
[8 empty] | 3922 | June | Summer | Weekday | 0 | 0 | 0 | 0 | 0 | 0 | 0 | 0 | 0 | 0 | 0 | 0 | 0 | 0 | 0 | 0 | 0 | 0 | 0 | 0 | 0 | 0 | 0 | 0 | 0 | 0 | 0 | 0 | 0 | 0
[8 empty] | 3923 | June | Summer | Weekday | 0 | 0 | 0 | 0 | 0 | 0 | 0 | 0 | 0 | 0 | 0 | 0 | 0 | 0 | 0 | 0 | 0 | 0 | 0 | 0 | 0 | 0 | 0 | 0 | 0 | 0 | 0 | 0 | 0 | 0
[8 empty] | 3924 | June | Summer | Weekday | 0 | 0 | 0 | 0 | 0 | 0 | 0 | 0 | 0 | 0 | 0 | 0 | 0 | 0 | 0 | 0 | 0 | 0 | 0 | 0 | 0 | 0 | 0 | 0 | 0 | 0 | 0 | 0 | 0 | 0
[8 empty] | 3925 | June | Summer | Weekday | 0 | 0 | 0 | 0 | 0 | 0 | 0 | 0 | 0 | 0 | 0 | 0 | 0 | 0 | 0 | 0 | 0 | 0 | 0 | 0 | 0 | 0 | 0 | 0 | 0 | 0 | 0 | 0 | 0 | 0
[8 empty] | 3926 | June | Summer | Weekday | 0 | 0 | 0 | 0 | 0 | 0 | 0 | 0 | 0 | 0 | 0 | 0 | 0 | 0 | 0 | 0 | 0 | 0 | 0 | 0 | 0 | 0 | 0 | 0 | 0 | 0 | 0 | 0 | 0 | 0
[8 empty] | 3927 | June | Summer | Weekday | 0 | 0 | 0 | 0 | 0 | 0 | 0 | 0 | 0 | 0 | 0 | 0 | 0 | 0 | 0 | 0 | 0 | 0 | 0 | 0 | 0 | 0 | 0 | 0 | 0 | 0 | 0 | 0 | 0 | 0
[8 empty] | 3928 | June | Summer | Weekday | 0 | 0 | 0 | 0 | 0 | 0 | 0 | 0 | 0 | 0 | 0 | 0 | 0 | 0 | 0 | 0 | 0 | 0 | 0 | 0 | 0 | 0 | 0 | 0 | 0 | 0 | 0 | 0 | 0 | 0
[8 empty] | 3929 | June | Summer | Weekday | 0 | 0 | 0 | 0 | 0 | 0 | 0 | 0 | 0 | 0 | 0 | 0 | 0 | 0 | 0 | 0 | 0 | 0 | 0 | 0 | 0 | 0 | 0 | 0 | 0 | 0 | 0 | 0 | 0 | 0
[8 empty] | 3930 | June | Summer | Weekday | 0 | 0 | 0 | 0 | 0 | 0 | 0 | 0 | 0 | 0 | 0 | 0 | 0 | 0 | 0 | 0 | 0 | 0 | 0 | 0 | 0 | 0 | 0 | 0 | 0 | 0 | 0 | 0 | 0 | 0
[8 empty] | 3931 | June | Summer | Weekday | 0 | 0 | 0 | 0 | 0 | 0 | 0 | 0 | 0 | 0 | 0 | 0 | 0 | 0 | 0 | 0 | 0 | 0 | 0 | 0 | 0 | 0 | 0 | 0 | 0 | 0 | 0 | 0 | 0 | 0
[8 empty] | 3932 | June | Summer | Weekday | 0 | 0 | 0 | 0 | 0 | 0 | 0 | 0 | 0 | 0 | 0 | 0 | 0 | 0 | 0 | 0 | 0 | 0 | 0 | 0 | 0 | 0 | 0 | 0 | 0 | 0 | 0 | 0 | 0 | 0
[8 empty] | 3933 | June | Summer | Weekday | 0 | 0 | 0 | 0 | 0 | 0 | 0 | 0 | 0 | 0 | 0 | 0 | 0 | 0 | 0 | 0 | 0 | 0 | 0 | 0 | 0 | 0 | 0 | 0 | 0 | 0 | 0 | 0 | 0 | 0
[8 empty] | 3934 | June | Summer | Weekday | 0 | 0 | 0 | 0 | 0 | 0 | 0 | 0 | 0 | 0 | 0 | 0 | 0 | 0 | 0 | 0 | 0 | 0 | 0 | 0 | 0 | 0 | 0 | 0 | 0 | 0 | 0 | 0 | 0 | 0
[8 empty] | 3935 | June | Summer | Weekday | 0 | 0 | 0 | 0 | 0 | 0 | 0 | 0 | 0 | 0 | 0 | 0 | 0 | 0 | 0 | 0 | 0 | 0 | 0 | 0 | 0 | 0 | 0 | 0 | 0 | 0 | 0 | 0 | 0 | 0
[8 empty] | 3936 | June | Summer | Weekday | 0 | 0 | 0 | 0 | 0 | 0 | 0 | 0 | 0 | 0 | 0 | 0 | 0 | 0 | 0 | 0 | 0 | 0 | 0 | 0 | 0 | 0 | 0 | 0 | 0 | 0 | 0 | 0 | 0 | 0
[8 empty] | 3937 | June | Summer | Weekday | 0 | 0 | 0 | 0 | 0 | 0 | 0 | 0 | 0 | 0 | 0 | 0 | 0 | 0 | 0 | 0 | 0 | 0 | 0 | 0 | 0 | 0 | 0 | 0 | 0 | 4.8 | 4.8 | 0 | 0 | 0
[8 empty] | 3938 | June | Summer | Weekday | 0 | 0 | 0 | 0 | 0 | 0 | 0 | 0 | 0 | 0 | 0 | 0 | 0 | 0 | 0 | 0 | 0 | 0 | 0 | 0 | 0 | 0 | 0 | 0 | 0 | 4.8 | 4.8 | 0 | 0 | 0
[8 empty] | 3939 | June | Summer | Weekday | 0 | 0 | 0 | 0 | 0 | 0 | 0 | 0 | 0 | 0 | 0 | 0 | 0 | 0 | 0 | 0 | 0 | 0 | 0 | 0 | 0 | 0 | 0 | 0 | 0 | 4.8 | 4.8 | 0 | 0 | 0
[8 empty] | 3940 | June | Summer | Weekday | 0 | 0 | 0 | 0 | 0 | 0 | 0 | 0 | 0 | 0 | 0 | 0 | 0 | 0 | 0 | 0 | 0 | 0 | 0 | 0 | 0 | 0 | 0 | 0 | 0 | 4.8 | 4.8 | 0 | 0 | 0
[8 empty] | 3941 | June | Summer | Weekday | 0 | 0 | 0 | 0 | 0 | 0 | 0 | 0 | 0 | 0 | 0 | 0 | 0 | 0 | 0 | 0 | 0 | 0 | 0 | 0 | 0 | 0 | 0 | 0 | 0 | 4.8 | 4.8 | 0 | 0 | 0
[8 empty] | 3942 | June | Summer | Weekday | 0 | 0 | 0 | 0 | 0 | 0 | 0 | 0 | 0 | 0 | 0 | 0 | 0 | 0 | 0 | 0 | 0 | 0 | 0 | 0 | 0 | 0 | 0 | 0 | 0 | 4.8 | 4.8 | 0 | 0 | 0
[8 empty] | 3943 | June | Summer | Weekday | 0 | 0 | 0 | 0 | 0 | 0 | 0 | 0 | 0 | 0 | 0 | 0 | 0 | 0 | 0 | 0 | 0 | 0 | 0 | 0 | 0 | 0 | 0 | 0 | 0 | 1.2 | 1.2 | 0 | 0 | 0
[8 empty] | 3944 | June | Summer | Weekday | 0 | 0 | 0 | 0 | 0 | 0 | 0 | 0 | 0 | 0 | 0 | 0 | 0 | 0 | 0 | 0 | 0 | 0 | 0 | 0 | 0 | 0 | 0 | 0 | 0 | 0 | 0 | 0 | 0 | 0
[8 empty] | 3945 | June | Summer | Weekday | 0 | 0 | 0 | 0 | 0 | 0 | 0 | 0 | 0 | 0 | 0 | 0 | 0 | 0 | 0 | 0 | 0 | 0 | 0 | 0 | 0 | 0 | 0 | 0 | 0 | 0 | 0 | 0 | 0 | 0
[8 empty] | 3946 | June | Summer | Weekday | 0 | 0 | 0 | 0 | 0 | 0 | 0 | 0 | 0 | 0 | 0 | 0 | 0 | 0 | 0 | 0 | 0 | 0 | 0 | 0 | 0 | 0 | 0 | 0 | 0 | 0 | 0 | 0 | 0 | 0
[8 empty] | 3947 | June | Summer | Weekday | 0 | 0 | 0 | 0 | 0 | 0 | 0 | 0 | 0 | 0 | 0 | 0 | 0 | 0 | 0 | 0 | 0 | 0 | 0 | 0 | 0 | 0 | 0 | 0 | 0 | 0 | 0 | 0 | 0 | 0
[8 empty] | 3948 | June | Summer | Weekday | 0 | 0 | 0 | 0 | 0 | 0 | 0 | 0 | 0 | 0 | 0 | 0 | 0 | 0 | 0 | 0 | 0 | 0 | 0 | 0 | 0 | 0 | 0 | 0 | 0 | 0 | 0 | 0 | 0 | 0
[8 empty] | 3949 | June | Summer | Weekday | 0 | 0 | 0 | 0 | 0 | 0 | 0 | 0 | 0 | 0 | 0 | 0 | 0 | 0 | 0 | 0 | 0 | 0 | 0 | 0 | 0 | 0 | 0 | 0 | 0 | 0 | 0 | 0 | 0 | 0
[8 empty] | 3950 | June | Summer | Weekday | 0 | 0 | 0 | 0 | 0 | 0 | 0 | 0 | 0 | 0 | 0 | 0 | 0 | 0 | 0 | 0 | 0 | 0 | 0 | 0 | 0 | 0 | 0 | 0 | 0 | 0 | 0 | 0 | 0 | 0
[8 empty] | 3951 | June | Summer | Weekday | 0 | 0 | 0 | 0 | 0 | 0 | 0 | 0 | 0 | 0 | 0 | 0 | 0 | 0 | 0 | 0 | 0 | 0 | 0 | 0 | 0 | 0 | 0 | 0 | 0 | 0 | 0 | 0 | 0 | 0
[8 empty] | 3952 | June | Summer | Weekday | 0 | 0 | 0 | 0 | 0 | 0 | 0 | 0 | 0 | 0 | 0 | 0 | 0 | 0 | 0 | 0 | 0 | 0 | 0 | 0 | 0 | 0 | 0 | 0 | 0 | 0 | 0 | 0 | 0 | 0
[8 empty] | 3953 | June | Summer | Weekday | 0 | 0 | 0 | 0 | 0 | 0 | 0 | 0 | 0 | 0 | 0 | 0 | 0 | 0 | 0 | 0 | 0 | 0 | 0 | 0 | 0 | 0 | 0 | 0 | 0 | 0 | 0 | 0 | 0 | 0
[8 empty] | 3954 | June | Summer | Weekday | 0 | 0 | 0 | 0 | 0 | 0 | 0 | 0 | 0 | 0 | 0 | 0 | 0 | 0 | 0 | 0 | 0 | 0 | 0 | 0 | 0 | 0 | 0 | 0 | 0 | 0 | 0 | 0 | 0 | 0
[8 empty] | 3955 | June | Summer | Weekday | 0 | 0 | 0 | 0 | 0 | 0 | 0 | 0 | 0 | 0 | 0 | 0 | 0 | 0 | 0 | 0 | 0 | 0 | 0 | 0 | 0 | 0 | 0 | 0 | 0 | 0 | 0 | 0 | 0 | 0
[8 empty] | 3956 | June | Summer | Weekday | 0 | 0 | 0 | 0 | 0 | 0 | 0 | 0 | 0 | 0 | 0 | 0 | 0 | 0 | 0 | 0 | 0 | 0 | 0 | 0 | 0 | 0 | 0 | 0 | 0 | 0 | 0 | 0 | 0 | 0
[8 empty] | 3957 | June | Summer | Weekday | 0 | 0 | 0 | 0 | 0 | 0 | 0 | 0 | 0 | 0 | 0 | 0 | 0 | 0 | 0 | 0 | 0 | 0 | 0 | 0 | 0 | 0 | 0 | 0 | 0 | 0 | 0 | 0 | 0 | 0
[8 empty] | 3958 | June | Summer | Weekday | 0 | 0 | 0 | 0 | 0 | 0 | 0 | 0 | 0 | 0 | 0 | 0 | 0 | 0 | 0 | 0 | 0 | 0 | 0 | 0 | 0 | 0 | 0 | 0 | 0 | 0 | 0 | 0 | 0 | 0
[8 empty] | 3959 | June | Summer | Weekday | 0 | 0 | 0 | 0 | 0 | 0 | 0 | 0 | 0 | 0 | 0 | 0 | 0 | 0 | 0 | 0 | 0 | 0 | 0 | 0 | 0 | 0 | 0 | 0 | 0 | 0 | 0 | 0 | 0 | 0
[8 empty] | 3960 | June | Summer | Weekday | 0 | 0 | 0 | 0 | 0 | 0 | 0 | 0 | 0 | 0 | 0 | 0 | 0 | 0 | 0 | 0 | 0 | 0 | 0 | 0 | 0 | 0 | 0 | 0 | 0 | 0 | 0 | 0 | 0 | 0
[8 empty] | 3961 | June | Summer | Weekday | 0 | 0 | 0 | 0 | 0 | 0 | 0 | 0 | 0 | 0 | 0 | 0 | 0 | 0 | 0 | 0 | 0 | 0 | 0 | 0 | 0 | 0 | 0 | 0 | 0 | 4.8 | 4.8 | 0 | 0 | 0
[8 empty] | 3962 | June | Summer | Weekday | 0 | 0 | 0 | 0 | 0 | 0 | 0 | 0 | 0 | 0 | 0 | 0 | 0 | 0 | 0 | 0 | 0 | 0 | 0 | 0 | 0 | 0 | 0 | 0 | 0 | 4.8 | 4.8 | 0 | 0 | 0
[8 empty] | 3963 | June | Summer | Weekday | 0 | 0 | 0 | 0 | 0 | 0 | 0 | 0 | 0 | 0 | 0 | 0 | 0 | 0 | 0 | 0 | 0 | 0 | 0 | 0 | 0 | 0 | 0 | 0 | 0 | 4.8 | 4.8 | 0 | 0 | 0
[8 empty] | 3964 | June | Summer | Weekday | 0 | 0 | 0 | 0 | 0 | 0 | 0 | 0 | 0 | 0 | 0 | 0 | 0 | 0 | 0 | 0 | 0 | 0 | 0 | 0 | 0 | 0 | 0 | 0 | 0 | 4.8 | 4.8 | 0 | 0 | 0
[8 empty] | 3965 | June | Summer | Weekday | 0 | 0 | 0 | 0 | 0 | 0 | 0 | 0 | 0 | 0 | 0 | 0 | 0 | 0 | 0 | 0 | 0 | 0 | 0 | 0 | 0 | 0 | 0 | 0 | 0 | 4.8 | 4.8 | 0 | 0 | 0
[8 empty] | 3966 | June | Summer | Weekday | 0 | 0 | 0 | 0 | 0 | 0 | 0 | 0 | 0 | 0 | 0 | 0 | 0 | 0 | 0 | 0 | 0 | 0 | 0 | 0 | 0 | 0 | 0 | 0 | 0 | 4.8 | 4.8 | 0 | 0 | 0
[8 empty] | 3967 | June | Summer | Weekday | 0 | 0 | 0 | 0 | 0 | 0 | 0 | 0 | 0 | 0 | 0 | 0 | 0 | 0 | 0 | 0 | 0 | 0 | 0 | 0 | 0 | 0 | 0 | 0 | 0 | 1.2 | 1.2 | 0 | 0 | 0
[8 empty] | 3968 | June | Summer | Weekday | 0 | 0 | 0 | 0 | 0 | 0 | 0 | 0 | 0 | 0 | 0 | 0 | 0 | 0 | 0 | 0 | 0 | 0 | 0 | 0 | 0 | 0 | 0 | 0 | 0 | 0 | 0 | 0 | 0 | 0
[8 empty] | 3969 | June | Summer | Weekday | 0 | 0 | 0 | 0 | 0 | 0 | 0 | 0 | 0 | 0 | 0 | 0 | 0 | 0 | 0 | 0 | 0 | 0 | 0 | 0 | 0 | 0 | 0 | 0 | 0 | 0 | 0 | 0 | 0 | 0
[8 empty] | 3970 | June | Summer | Weekday | 0 | 0 | 0 | 0 | 0 | 0 | 0 | 0 | 0 | 0 | 0 | 0 | 0 | 0 | 0 | 0 | 0 | 0 | 0 | 0 | 0 | 0 | 0 | 0 | 0 | 0 | 0 | 0 | 0 | 0
[8 empty] | 3971 | June | Summer | Weekday | 0 | 0 | 0 | 0 | 0 | 0 | 0 | 0 | 0 | 0 | 0 | 0 | 0 | 0 | 0 | 0 | 0 | 0 | 0 | 0 | 0 | 0 | 0 | 0 | 0 | 0 | 0 | 0 | 0 | 0
[8 empty] | 3972 | June | Summer | Weekday | 0 | 0 | 0 | 0 | 0 | 0 | 0 | 0 | 0 | 0 | 0 | 0 | 0 | 0 | 0 | 0 | 0 | 0 | 0 | 0 | 0 | 0 | 0 | 0 | 0 | 0 | 0 | 0 | 0 | 0
[8 empty] | 3973 | June | Summer | Weekday | 0 | 0 | 0 | 0 | 0 | 0 | 0 | 0 | 0 | 0 | 0 | 0 | 0 | 0 | 0 | 0 | 0 | 0 | 0 | 0 | 0 | 0 | 0 | 0 | 0 | 0 | 0 | 0 | 0 | 0
[8 empty] | 3974 | June | Summer | Weekday | 0 | 0 | 0 | 0 | 0 | 0 | 0 | 0 | 0 | 0 | 0 | 0 | 0 | 0 | 0 | 0 | 0 | 0 | 0 | 0 | 0 | 0 | 0 | 0 | 0 | 0 | 0 | 0 | 0 | 0
[8 empty] | 3975 | June | Summer | Weekday | 0 | 0 | 0 | 0 | 0 | 0 | 0 | 0 | 0 | 0 | 0 | 0 | 0 | 0 | 0 | 0 | 0 | 0 | 0 | 0 | 0 | 0 | 0 | 0 | 0 | 0 | 0 | 0 | 0 | 0
[8 empty] | 3976 | June | Summer | Weekday | 0 | 0 | 0 | 0 | 0 | 0 | 0 | 0 | 0 | 0 | 0 | 0 | 0 | 0 | 0 | 0 | 0 | 0 | 0 | 0 | 0 | 0 | 0 | 0 | 0 | 0 | 0 | 0 | 0 | 0
[8 empty] | 3977 | June | Summer | Weekday | 0 | 0 | 0 | 0 | 0 | 0 | 0 | 0 | 0 | 0 | 0 | 0 | 0 | 0 | 0 | 0 | 0 | 0 | 0 | 0 | 0 | 0 | 0 | 0 | 0 | 0 | 0 | 0 | 0 | 0
[8 empty] | 3978 | June | Summer | Weekday | 0 | 0 | 0 | 0 | 0 | 0 | 0 | 0 | 0 | 0 | 0 | 0 | 0 | 0 | 0 | 0 | 0 | 0 | 0 | 0 | 0 | 0 | 0 | 0 | 0 | 0 | 0 | 0 | 0 | 0
[8 empty] | 3979 | June | Summer | Weekday | 0 | 0 | 0 | 0 | 0 | 0 | 0 | 0 | 0 | 0 | 0 | 0 | 0 | 0 | 0 | 0 | 0 | 0 | 0 | 0 | 0 | 0 | 0 | 0 | 0 | 0 | 0 | 0 | 0 | 0
[8 empty] | 3980 | June | Summer | Weekday | 0 | 0 | 0 | 0 | 0 | 0 | 0 | 0 | 0 | 0 | 0 | 0 | 0 | 0 | 0 | 0 | 0 | 0 | 0 | 0 | 0 | 0 | 0 | 0 | 0 | 0 | 0 | 0 | 0 | 0
[8 empty] | 3981 | June | Summer | Weekday | 0 | 0 | 0 | 0 | 0 | 0 | 0 | 0 | 0 | 0 | 0 | 0 | 0 | 0 | 0 | 0 | 0 | 0 | 0 | 0 | 0 | 0 | 0 | 0 | 0 | 0 | 0 | 0 | 0 | 0
[8 empty] | 3982 | June | Summer | Weekday | 0 | 0 | 0 | 0 | 0 | 0 | 0 | 0 | 0 | 0 | 0 | 0 | 0 | 0 | 0 | 0 | 0 | 0 | 0 | 0 | 0 | 0 | 0 | 0 | 0 | 0 | 0 | 0 | 0 | 0
[8 empty] | 3983 | June | Summer | Weekday | 0 | 0 | 0 | 0 | 0 | 0 | 0 | 0 | 0 | 0 | 0 | 0 | 0 | 0 | 0 | 0 | 0 | 0 | 0 | 0 | 0 | 0 | 0 | 0 | 0 | 0 | 0 | 0 | 0 | 0
[8 empty] | 3984 | June | Summer | Weekday | 0 | 0 | 0 | 0 | 0 | 0 | 0 | 0 | 0 | 0 | 0 | 0 | 0 | 0 | 0 | 0 | 0 | 0 | 0 | 0 | 0 | 0 | 0 | 0 | 0 | 0 | 0 | 0 | 0 | 0
[8 empty] | 3985 | June | Summer | Weekday | 0 | 0 | 0 | 0 | 0 | 0 | 0 | 0 | 0 | 0 | 0 | 0 | 0 | 0 | 0 | 0 | 0 | 0 | 0 | 0 | 0 | 0 | 0 | 0 | 0 | 4.8 | 4.8 | 0 | 0 | 0
[8 empty] | 3986 | June | Summer | Weekday | 0 | 0 | 0 | 0 | 0 | 0 | 0 | 0 | 0 | 0 | 0 | 0 | 0 | 0 | 0 | 0 | 0 | 0 | 0 | 0 | 0 | 0 | 0 | 0 | 0 | 4.8 | 4.8 | 0 | 0 | 0
[8 empty] | 3987 | June | Summer | Weekday | 0 | 0 | 0 | 0 | 0 | 0 | 0 | 0 | 0 | 0 | 0 | 0 | 0 | 0 | 0 | 0 | 0 | 0 | 0 | 0 | 0 | 0 | 0 | 0 | 0 | 4.8 | 4.8 | 0 | 0 | 0
[8 empty] | 3988 | June | Summer | Weekday | 0 | 0 | 0 | 0 | 0 | 0 | 0 | 0 | 0 | 0 | 0 | 0 | 0 | 0 | 0 | 0 | 0 | 0 | 0 | 0 | 0 | 0 | 0 | 0 | 0 | 4.8 | 4.8 | 0 | 0 | 0
[8 empty] | 3989 | June | Summer | Weekday | 0 | 0 | 0 | 0 | 0 | 0 | 0 | 0 | 0 | 0 | 0 | 0 | 0 | 0 | 0 | 0 | 0 | 0 | 0 | 0 | 0 | 0 | 0 | 0 | 0 | 4.8 | 4.8 | 0 | 0 | 0
[8 empty] | 3990 | June | Summer | Weekday | 0 | 0 | 0 | 0 | 0 | 0 | 0 | 0 | 0 | 0 | 0 | 0 | 0 | 0 | 0 | 0 | 0 | 0 | 0 | 0 | 0 | 0 | 0 | 0 | 0 | 4.8 | 4.8 | 0 | 0 | 0
[8 empty] | 3991 | June | Summer | Weekday | 0 | 0 | 0 | 0 | 0 | 0 | 0 | 0 | 0 | 0 | 0 | 0 | 0 | 0 | 0 | 0 | 0 | 0 | 0 | 0 | 0 | 0 | 0 | 0 | 0 | 1.2 | 1.2 | 0 | 0 | 0
[8 empty] | 3992 | June | Summer | Weekday | 0 | 0 | 0 | 0 | 0 | 0 | 0 | 0 | 0 | 0 | 0 | 0 | 0 | 0 | 0 | 0 | 0 | 0 | 0 | 0 | 0 | 0 | 0 | 0 | 0 | 0 | 0 | 0 | 0 | 0
[8 empty] | 3993 | June | Summer | Weekday | 0 | 0 | 0 | 0 | 0 | 0 | 0 | 0 | 0 | 0 | 0 | 0 | 0 | 0 | 0 | 0 | 0 | 0 | 0 | 0 | 0 | 0 | 0 | 0 | 0 | 0 | 0 | 0 | 0 | 0
[8 empty] | 3994 | June | Summer | Weekday | 0 | 0 | 0 | 0 | 0 | 0 | 0 | 0 | 0 | 0 | 0 | 0 | 0 | 0 | 0 | 0 | 0 | 0 | 0 | 0 | 0 | 0 | 0 | 0 | 0 | 0 | 0 | 0 | 0 | 0
[8 empty] | 3995 | June | Summer | Weekday | 0 | 0 | 0 | 0 | 0 | 0 | 0 | 0 | 0 | 0 | 0 | 0 | 0 | 0 | 0 | 0 | 0 | 0 | 0 | 0 | 0 | 0 | 0 | 0 | 0 | 0 | 0 | 0 | 0 | 0
[8 empty] | 3996 | June | Summer | Weekday | 0 | 0 | 0 | 0 | 0 | 0 | 0 | 0 | 0 | 0 | 0 | 0 | 0 | 0 | 0 | 0 | 0 | 0 | 0 | 0 | 0 | 0 | 0 | 0 | 0 | 0 | 0 | 0 | 0 | 0
[8 empty] | 3997 | June | Summer | Weekday | 0 | 0 | 0 | 0 | 0 | 0 | 0 | 0 | 0 | 0 | 0 | 0 | 0 | 0 | 0 | 0 | 0 | 0 | 0 | 0 | 0 | 0 | 0 | 0 | 0 | 0 | 0 | 0 | 0 | 0
[8 empty] | 3998 | June | Summer | Weekday | 0 | 0 | 0 | 0 | 0 | 0 | 0 | 0 | 0 | 0 | 0 | 0 | 0 | 0 | 0 | 0 | 0 | 0 | 0 | 0 | 0 | 0 | 0 | 0 | 0 | 0 | 0 | 0 | 0 | 0
[8 empty] | 3999 | June | Summer | Weekday | 0 | 0 | 0 | 0 | 0 | 0 | 0 | 0 | 0 | 0 | 0 | 0 | 0 | 0 | 0 | 0 | 0 | 0 | 0 | 0 | 0 | 0 | 0 | 0 | 0 | 0 | 0 | 0 | 0 | 0
[8 empty] | 4000 | June | Summer | Weekday | 0 | 0 | 0 | 0 | 0 | 0 | 0 | 0 | 0 | 0 | 0 | 0 | 0 | 0 | 0 | 0 | 0 | 0 | 0 | 0 | 0 | 0 | 0 | 0 | 0 | 0 | 0 | 0 | 0 | 0
[8 empty] | 4001 | June | Summer | Weekday | 0 | 0 | 0 | 0 | 0 | 0 | 0 | 0 | 0 | 0 | 0 | 0 | 0 | 0 | 0 | 0 | 0 | 0 | 0 | 0 | 0 | 0 | 0 | 0 | 0 | 0 | 0 | 0 | 0 | 0
[8 empty] | 4002 | June | Summer | Weekday | 0 | 0 | 0 | 0 | 0 | 0 | 0 | 0 | 0 | 0 | 0 | 0 | 0 | 0 | 0 | 0 | 0 | 0 | 0 | 0 | 0 | 0 | 0 | 0 | 0 | 0 | 0 | 0 | 0 | 0
[8 empty] | 4003 | June | Summer | Weekday | 0 | 0 | 0 | 0 | 0 | 0 | 0 | 0 | 0 | 0 | 0 | 0 | 0 | 0 | 0 | 0 | 0 | 0 | 0 | 0 | 0 | 0 | 0 | 0 | 0 | 0 | 0 | 0 | 0 | 0
[8 empty] | 4004 | June | Summer | Weekday | 0 | 0 | 0 | 0 | 0 | 0 | 0 | 0 | 0 | 0 | 0 | 0 | 0 | 0 | 0 | 0 | 0 | 0 | 0 | 0 | 0 | 0 | 0 | 0 | 0 | 0 | 0 | 0 | 0 | 0
[8 empty] | 4005 | June | Summer | Weekday | 0 | 0 | 0 | 0 | 0 | 0 | 0 | 0 | 0 | 0 | 0 | 0 | 0 | 0 | 0 | 0 | 0 | 0 | 0 | 0 | 0 | 0 | 0 | 0 | 0 | 0 | 0 | 0 | 0 | 0
[8 empty] | 4006 | June | Summer | Weekday | 0 | 0 | 0 | 0 | 0 | 0 | 0 | 0 | 0 | 0 | 0 | 0 | 0 | 0 | 0 | 0 | 0 | 0 | 0 | 0 | 0 | 0 | 0 | 0 | 0 | 0 | 0 | 0 | 0 | 0
[8 empty] | 4007 | June | Summer | Weekday | 0 | 0 | 0 | 0 | 0 | 0 | 0 | 0 | 0 | 0 | 0 | 0 | 0 | 0 | 0 | 0 | 0 | 0 | 0 | 0 | 0 | 0 | 0 | 0 | 0 | 0 | 0 | 0 | 0 | 0
[8 empty] | 4008 | June | Summer | Weekday | 0 | 0 | 0 | 0 | 0 | 0 | 0 | 0 | 0 | 0 | 0 | 0 | 0 | 0 | 0 | 0 | 0 | 0 | 0 | 0 | 0 | 0 | 0 | 0 | 0 | 0 | 0 | 0 | 0 | 0
[8 empty] | 4009 | June | Summer | Weekend | 0 | 0 | 0 | 0 | 0 | 0 | 0 | 0 | 0 | 0 | 0 | 0 | 0 | 0 | 0 | 0 | 0 | 0 | 0 | 0 | 0 | 0 | 0 | 0 | 0 | 4.8 | 4.8 | 0 | 0 | 0
[8 empty] | 4010 | June | Summer | Weekend | 0 | 0 | 0 | 0 | 0 | 0 | 0 | 0 | 0 | 0 | 0 | 0 | 0 | 0 | 0 | 0 | 0 | 0 | 0 | 0 | 0 | 0 | 0 | 0 | 0 | 4.8 | 4.8 | 0 | 0 | 0
[8 empty] | 4011 | June | Summer | Weekend | 0 | 0 | 0 | 0 | 0 | 0 | 0 | 0 | 0 | 0 | 0 | 0 | 0 | 0 | 0 | 0 | 0 | 0 | 0 | 0 | 0 | 0 | 0 | 0 | 0 | 4.8 | 4.8 | 0 | 0 | 0
[8 empty] | 4012 | June | Summer | Weekend | 0 | 0 | 0 | 0 | 0 | 0 | 0 | 0 | 0 | 0 | 0 | 0 | 0 | 0 | 0 | 0 | 0 | 0 | 0 | 0 | 0 | 0 | 0 | 0 | 0 | 4.8 | 4.8 | 0 | 0 | 0
[8 empty] | 4013 | June | Summer | Weekend | 0 | 0 | 0 | 0 | 0 | 0 | 0 | 0 | 0 | 0 | 0 | 0 | 0 | 0 | 0 | 0 | 0 | 0 | 0 | 0 | 0 | 0 | 0 | 0 | 0 | 4.8 | 4.8 | 0 | 0 | 0
[8 empty] | 4014 | June | Summer | Weekend | 0 | 0 | 0 | 0 | 0 | 0 | 0 | 0 | 0 | 0 | 0 | 0 | 0 | 0 | 0 | 0 | 0 | 0 | 0 | 0 | 0 | 0 | 0 | 0 | 0 | 4.8 | 4.8 | 0 | 0 | 0
[8 empty] | 4015 | June | Summer | Weekend | 0 | 0 | 0 | 0 | 0 | 0 | 0 | 0 | 0 | 0 | 0 | 0 | 0 | 0 | 0 | 0 | 0 | 0 | 0 | 0 | 0 | 0 | 0 | 0 | 0 | 1.2 | 1.2 | 0 | 0 | 0
[8 empty] | 4016 | June | Summer | Weekend | 0 | 0 | 0 | 0 | 0 | 0 | 0 | 0 | 0 | 0 | 0 | 0 | 0 | 0 | 0 | 0 | 0 | 0 | 0 | 0 | 0 | 0 | 0 | 0 | 0 | 0 | 0 | 0 | 0 | 0
[8 empty] | 4017 | June | Summer | Weekend | 0 | 0 | 0 | 0 | 0 | 0 | 0 | 0 | 0 | 0 | 0 | 0 | 0 | 0 | 0 | 0 | 0 | 0 | 0 | 0 | 0 | 0 | 0 | 0 | 0 | 0 | 0 | 0 | 0 | 0
[8 empty] | 4018 | June | Summer | Weekend | 0 | 0 | 0 | 0 | 0 | 0 | 0 | 0 | 0 | 0 | 0 | 0 | 0 | 0 | 0 | 0 | 0 | 0 | 0 | 0 | 0 | 0 | 0 | 0 | 0 | 0 | 0 | 0 | 0 | 0
[8 empty] | 4019 | June | Summer | Weekend | 0 | 0 | 0 | 0 | 0 | 0 | 0 | 0 | 0 | 0 | 0 | 0 | 0 | 0 | 0 | 0 | 0 | 0 | 0 | 0 | 0 | 0 | 0 | 0 | 0 | 0 | 0 | 0 | 0 | 0
[8 empty] | 4020 | June | Summer | Weekend | 0 | 0 | 0 | 0 | 0 | 0 | 0 | 0 | 0 | 0 | 0 | 0 | 0 | 0 | 0 | 0 | 0 | 0 | 0 | 0 | 0 | 0 | 0 | 0 | 0 | 0 | 0 | 0 | 0 | 0
[8 empty] | 4021 | June | Summer | Weekend | 0 | 0 | 0 | 0 | 0 | 0 | 0 | 0 | 0 | 0 | 0 | 0 | 0 | 0 | 0 | 0 | 0 | 0 | 0 | 0 | 0 | 0 | 0 | 0 | 0 | 0 | 0 | 0 | 0 | 0
[8 empty] | 4022 | June | Summer | Weekend | 0 | 0 | 0 | 0 | 0 | 0 | 0 | 0 | 0 | 0 | 0 | 0 | 0 | 0 | 0 | 0 | 0 | 0 | 0 | 0 | 0 | 0 | 0 | 0 | 0 | 0 | 0 | 0 | 0 | 0
[8 empty] | 4023 | June | Summer | Weekend | 0 | 0 | 0 | 0 | 0 | 0 | 0 | 0 | 0 | 0 | 0 | 0 | 0 | 0 | 0 | 0 | 0 | 0 | 0 | 0 | 0 | 0 | 0 | 0 | 0 | 0 | 0 | 0 | 0 | 0
[8 empty] | 4024 | June | Summer | Weekend | 0 | 0 | 0 | 0 | 0 | 0 | 0 | 0 | 0 | 0 | 0 | 0 | 0 | 0 | 0 | 0 | 0 | 0 | 0 | 0 | 0 | 0 | 0 | 0 | 0 | 0 | 0 | 0 | 0 | 0
[8 empty] | 4025 | June | Summer | Weekend | 0 | 0 | 0 | 0 | 0 | 0 | 0 | 0 | 0 | 0 | 0 | 0 | 0 | 0 | 0 | 0 | 0 | 0 | 0 | 0 | 0 | 0 | 0 | 0 | 0 | 0 | 0 | 0 | 0 | 0
[8 empty] | 4026 | June | Summer | Weekend | 0 | 0 | 0 | 0 | 0 | 0 | 0 | 0 | 0 | 0 | 0 | 0 | 0 | 0 | 0 | 0 | 0 | 0 | 0 | 0 | 0 | 0 | 0 | 0 | 0 | 0 | 0 | 0 | 0 | 0
[8 empty] | 4027 | June | Summer | Weekend | 0 | 0 | 0 | 0 | 0 | 0 | 0 | 0 | 0 | 0 | 0 | 0 | 0 | 0 | 0 | 0 | 0 | 0 | 0 | 0 | 0 | 0 | 0 | 0 | 0 | 0 | 0 | 0 | 0 | 0
[8 empty] | 4028 | June | Summer | Weekend | 0 | 0 | 0 | 0 | 0 | 0 | 0 | 0 | 0 | 0 | 0 | 0 | 0 | 0 | 0 | 0 | 0 | 0 | 0 | 0 | 0 | 0 | 0 | 0 | 0 | 0 | 0 | 0 | 0 | 0
[8 empty] | 4029 | June | Summer | Weekend | 0 | 0 | 0 | 0 | 0 | 0 | 0 | 0 | 0 | 0 | 0 | 0 | 0 | 0 | 0 | 0 | 0 | 0 | 0 | 0 | 0 | 0 | 0 | 0 | 0 | 0 | 0 | 0 | 0 | 0
[8 empty] | 4030 | June | Summer | Weekend | 0 | 0 | 0 | 0 | 0 | 0 | 0 | 0 | 0 | 0 | 0 | 0 | 0 | 0 | 0 | 0 | 0 | 0 | 0 | 0 | 0 | 0 | 0 | 0 | 0 | 0 | 0 | 0 | 0 | 0
[8 empty] | 4031 | June | Summer | Weekend | 0 | 0 | 0 | 0 | 0 | 0 | 0 | 0 | 0 | 0 | 0 | 0 | 0 | 0 | 0 | 0 | 0 | 0 | 0 | 0 | 0 | 0 | 0 | 0 | 0 | 0 | 0 | 0 | 0 | 0
[8 empty] | 4032 | June | Summer | Weekend | 0 | 0 | 0 | 0 | 0 | 0 | 0 | 0 | 0 | 0 | 0 | 0 | 0 | 0 | 0 | 0 | 0 | 0 | 0 | 0 | 0 | 0 | 0 | 0 | 0 | 0 | 0 | 0 | 0 | 0
[8 empty] | 4033 | June | Summer | Weekend | 0 | 0 | 0 | 0 | 0 | 0 | 0 | 0 | 0 | 0 | 0 | 0 | 0 | 0 | 0 | 0 | 0 | 0 | 0 | 0 | 0 | 0 | 0 | 0 | 0 | 4.8 | 4.8 | 0 | 0 | 0
[8 empty] | 4034 | June | Summer | Weekend | 0 | 0 | 0 | 0 | 0 | 0 | 0 | 0 | 0 | 0 | 0 | 0 | 0 | 0 | 0 | 0 | 0 | 0 | 0 | 0 | 0 | 0 | 0 | 0 | 0 | 4.8 | 4.8 | 0 | 0 | 0
[8 empty] | 4035 | June | Summer | Weekend | 0 | 0 | 0 | 0 | 0 | 0 | 0 | 0 | 0 | 0 | 0 | 0 | 0 | 0 | 0 | 0 | 0 | 0 | 0 | 0 | 0 | 0 | 0 | 0 | 0 | 4.8 | 4.8 | 0 | 0 | 0
[8 empty] | 4036 | June | Summer | Weekend | 0 | 0 | 0 | 0 | 0 | 0 | 0 | 0 | 0 | 0 | 0 | 0 | 0 | 0 | 0 | 0 | 0 | 0 | 0 | 0 | 0 | 0 | 0 | 0 | 0 | 4.8 | 4.8 | 0 | 0 | 0
[8 empty] | 4037 | June | Summer | Weekend | 0 | 0 | 0 | 0 | 0 | 0 | 0 | 0 | 0 | 0 | 0 | 0 | 0 | 0 | 0 | 0 | 0 | 0 | 0 | 0 | 0 | 0 | 0 | 0 | 0 | 4.8 | 4.8 | 0 | 0 | 0
[8 empty] | 4038 | June | Summer | Weekend | 0 | 0 | 0 | 0 | 0 | 0 | 0 | 0 | 0 | 0 | 0 | 0 | 0 | 0 | 0 | 0 | 0 | 0 | 0 | 0 | 0 | 0 | 0 | 0 | 0 | 4.8 | 4.8 | 0 | 0 | 0
[8 empty] | 4039 | June | Summer | Weekend | 0 | 0 | 0 | 0 | 0 | 0 | 0 | 0 | 0 | 0 | 0 | 0 | 0 | 0 | 0 | 0 | 0 | 0 | 0 | 0 | 0 | 0 | 0 | 0 | 0 | 1.2 | 1.2 | 0 | 0 | 0
[8 empty] | 4040 | June | Summer | Weekend | 0 | 0 | 0 | 0 | 0 | 0 | 0 | 0 | 0 | 0 | 0 | 0 | 0 | 0 | 0 | 0 | 0 | 0 | 0 | 0 | 0 | 0 | 0 | 0 | 0 | 0 | 0 | 0 | 0 | 0
[8 empty] | 4041 | June | Summer | Weekend | 0 | 0 | 0 | 0 | 0 | 0 | 0 | 0 | 0 | 0 | 0 | 0 | 0 | 0 | 0 | 0 | 0 | 0 | 0 | 0 | 0 | 0 | 0 | 0 | 0 | 0 | 0 | 0 | 0 | 0
[8 empty] | 4042 | June | Summer | Weekend | 0 | 0 | 0 | 0 | 0 | 0 | 0 | 0 | 0 | 0 | 0 | 0 | 0 | 0 | 0 | 0 | 0 | 0 | 0 | 0 | 0 | 0 | 0 | 0 | 0 | 0 | 0 | 0 | 0 | 0
[8 empty] | 4043 | June | Summer | Weekend | 0 | 0 | 0 | 0 | 0 | 0 | 0 | 0 | 0 | 0 | 0 | 0 | 0 | 0 | 0 | 0 | 0 | 0 | 0 | 0 | 0 | 0 | 0 | 0 | 0 | 0 | 0 | 0 | 0 | 0
[8 empty] | 4044 | June | Summer | Weekend | 0 | 0 | 0 | 0 | 0 | 0 | 0 | 0 | 0 | 0 | 0 | 0 | 0 | 0 | 0 | 0 | 0 | 0 | 0 | 0 | 0 | 0 | 0 | 0 | 0 | 0 | 0 | 0 | 0 | 0
[8 empty] | 4045 | June | Summer | Weekend | 0 | 0 | 0 | 0 | 0 | 0 | 0 | 0 | 0 | 0 | 0 | 0 | 0 | 0 | 0 | 0 | 0 | 0 | 0 | 0 | 0 | 0 | 0 | 0 | 0 | 0 | 0 | 0 | 0 | 0
[8 empty] | 4046 | June | Summer | Weekend | 0 | 0 | 0 | 0 | 0 | 0 | 0 | 0 | 0 | 0 | 0 | 0 | 0 | 0 | 0 | 0 | 0 | 0 | 0 | 0 | 0 | 0 | 0 | 0 | 0 | 0 | 0 | 0 | 0 | 0
[8 empty] | 4047 | June | Summer | Weekend | 0 | 0 | 0 | 0 | 0 | 0 | 0 | 0 | 0 | 0 | 0 | 0 | 0 | 0 | 0 | 0 | 0 | 0 | 0 | 0 | 0 | 0 | 0 | 0 | 0 | 0 | 0 | 0 | 0 | 0
[8 empty] | 4048 | June | Summer | Weekend | 0 | 0 | 0 | 0 | 0 | 0 | 0 | 0 | 0 | 0 | 0 | 0 | 0 | 0 | 0 | 0 | 0 | 0 | 0 | 0 | 0 | 0 | 0 | 0 | 0 | 0 | 0 | 0 | 0 | 0
[8 empty] | 4049 | June | Summer | Weekend | 0 | 0 | 0 | 0 | 0 | 0 | 0 | 0 | 0 | 0 | 0 | 0 | 0 | 0 | 0 | 0 | 0 | 0 | 0 | 0 | 0 | 0 | 0 | 0 | 0 | 0 | 0 | 0 | 0 | 0
[8 empty] | 4050 | June | Summer | Weekend | 0 | 0 | 0 | 0 | 0 | 0 | 0 | 0 | 0 | 0 | 0 | 0 | 0 | 0 | 0 | 0 | 0 | 0 | 0 | 0 | 0 | 0 | 0 | 0 | 0 | 0 | 0 | 0 | 0 | 0
[8 empty] | 4051 | June | Summer | Weekend | 0 | 0 | 0 | 0 | 0 | 0 | 0 | 0 | 0 | 0 | 0 | 0 | 0 | 0 | 0 | 0 | 0 | 0 | 0 | 0 | 0 | 0 | 0 | 0 | 0 | 0 | 0 | 0 | 0 | 0
[8 empty] | 4052 | June | Summer | Weekend | 0 | 0 | 0 | 0 | 0 | 0 | 0 | 0 | 0 | 0 | 0 | 0 | 0 | 0 | 0 | 0 | 0 | 0 | 0 | 0 | 0 | 0 | 0 | 0 | 0 | 0 | 0 | 0 | 0 | 0
[8 empty] | 4053 | June | Summer | Weekend | 0 | 0 | 0 | 0 | 0 | 0 | 0 | 0 | 0 | 0 | 0 | 0 | 0 | 0 | 0 | 0 | 0 | 0 | 0 | 0 | 0 | 0 | 0 | 0 | 0 | 0 | 0 | 0 | 0 | 0
[8 empty] | 4054 | June | Summer | Weekend | 0 | 0 | 0 | 0 | 0 | 0 | 0 | 0 | 0 | 0 | 0 | 0 | 0 | 0 | 0 | 0 | 0 | 0 | 0 | 0 | 0 | 0 | 0 | 0 | 0 | 0 | 0 | 0 | 0 | 0
[8 empty] | 4055 | June | Summer | Weekend | 0 | 0 | 0 | 0 | 0 | 0 | 0 | 0 | 0 | 0 | 0 | 0 | 0 | 0 | 0 | 0 | 0 | 0 | 0 | 0 | 0 | 0 | 0 | 0 | 0 | 0 | 0 | 0 | 0 | 0
[8 empty] | 4056 | June | Summer | Weekend | 0 | 0 | 0 | 0 | 0 | 0 | 0 | 0 | 0 | 0 | 0 | 0 | 0 | 0 | 0 | 0 | 0 | 0 | 0 | 0 | 0 | 0 | 0 | 0 | 0 | 0 | 0 | 0 | 0 | 0
[8 empty] | 4057 | June | Summer | Weekday | 0 | 0 | 0 | 0 | 0 | 0 | 0 | 0 | 0 | 0 | 0 | 0 | 0 | 0 | 0 | 0 | 0 | 0 | 0 | 0 | 0 | 0 | 0 | 0 | 0 | 4.8 | 4.8 | 0 | 0 | 0
[8 empty] | 4058 | June | Summer | Weekday | 0 | 0 | 0 | 0 | 0 | 0 | 0 | 0 | 0 | 0 | 0 | 0 | 0 | 0 | 0 | 0 | 0 | 0 | 0 | 0 | 0 | 0 | 0 | 0 | 0 | 4.8 | 4.8 | 0 | 0 | 0
[8 empty] | 4059 | June | Summer | Weekday | 0 | 0 | 0 | 0 | 0 | 0 | 0 | 0 | 0 | 0 | 0 | 0 | 0 | 0 | 0 | 0 | 0 | 0 | 0 | 0 | 0 | 0 | 0 | 0 | 0 | 4.8 | 4.8 | 0 | 0 | 0
[8 empty] | 4060 | June | Summer | Weekday | 0 | 0 | 0 | 0 | 0 | 0 | 0 | 0 | 0 | 0 | 0 | 0 | 0 | 0 | 0 | 0 | 0 | 0 | 0 | 0 | 0 | 0 | 0 | 0 | 0 | 4.8 | 4.8 | 0 | 0 | 0
[8 empty] | 4061 | June | Summer | Weekday | 0 | 0 | 0 | 0 | 0 | 0 | 0 | 0 | 0 | 0 | 0 | 0 | 0 | 0 | 0 | 0 | 0 | 0 | 0 | 0 | 0 | 0 | 0 | 0 | 0 | 4.8 | 4.8 | 0 | 0 | 0
[8 empty] | 4062 | June | Summer | Weekday | 0 | 0 | 0 | 0 | 0 | 0 | 0 | 0 | 0 | 0 | 0 | 0 | 0 | 0 | 0 | 0 | 0 | 0 | 0 | 0 | 0 | 0 | 0 | 0 | 0 | 4.8 | 4.8 | 0 | 0 | 0
[8 empty] | 4063 | June | Summer | Weekday | 0 | 0 | 0 | 0 | 0 | 0 | 0 | 0 | 0 | 0 | 0 | 0 | 0 | 0 | 0 | 0 | 0 | 0 | 0 | 0 | 0 | 0 | 0 | 0 | 0 | 1.2 | 1.2 | 0 | 0 | 0
[8 empty] | 4064 | June | Summer | Weekday | 0 | 0 | 0 | 0 | 0 | 0 | 0 | 0 | 0 | 0 | 0 | 0 | 0 | 0 | 0 | 0 | 0 | 0 | 0 | 0 | 0 | 0 | 0 | 0 | 0 | 0 | 0 | 0 | 0 | 0
[8 empty] | 4065 | June | Summer | Weekday | 0 | 0 | 0 | 0 | 0 | 0 | 0 | 0 | 0 | 0 | 0 | 0 | 0 | 0 | 0 | 0 | 0 | 0 | 0 | 0 | 0 | 0 | 0 | 0 | 0 | 0 | 0 | 0 | 0 | 0
[8 empty] | 4066 | June | Summer | Weekday | 0 | 0 | 0 | 0 | 0 | 0 | 0 | 0 | 0 | 0 | 0 | 0 | 0 | 0 | 0 | 0 | 0 | 0 | 0 | 0 | 0 | 0 | 0 | 0 | 0 | 0 | 0 | 0 | 0 | 0
[8 empty] | 4067 | June | Summer | Weekday | 0 | 0 | 0 | 0 | 0 | 0 | 0 | 0 | 0 | 0 | 0 | 0 | 0 | 0 | 0 | 0 | 0 | 0 | 0 | 0 | 0 | 0 | 0 | 0 | 0 | 0 | 0 | 0 | 0 | 0
[8 empty] | 4068 | June | Summer | Weekday | 0 | 0 | 0 | 0 | 0 | 0 | 0 | 0 | 0 | 0 | 0 | 0 | 0 | 0 | 0 | 0 | 0 | 0 | 0 | 0 | 0 | 0 | 0 | 0 | 0 | 0 | 0 | 0 | 0 | 0
[8 empty] | 4069 | June | Summer | Weekday | 0 | 0 | 0 | 0 | 0 | 0 | 0 | 0 | 0 | 0 | 0 | 0 | 0 | 0 | 0 | 0 | 0 | 0 | 0 | 0 | 0 | 0 | 0 | 0 | 0 | 0 | 0 | 0 | 0 | 0
[8 empty] | 4070 | June | Summer | Weekday | 0 | 0 | 0 | 0 | 0 | 0 | 0 | 0 | 0 | 0 | 0 | 0 | 0 | 0 | 0 | 0 | 0 | 0 | 0 | 0 | 0 | 0 | 0 | 0 | 0 | 0 | 0 | 0 | 0 | 0
[8 empty] | 4071 | June | Summer | Weekday | 0 | 0 | 0 | 0 | 0 | 0 | 0 | 0 | 0 | 0 | 0 | 0 | 0 | 0 | 0 | 0 | 0 | 0 | 0 | 0 | 0 | 0 | 0 | 0 | 0 | 0 | 0 | 0 | 0 | 0
[8 empty] | 4072 | June | Summer | Weekday | 0 | 0 | 0 | 0 | 0 | 0 | 0 | 0 | 0 | 0 | 0 | 0 | 0 | 0 | 0 | 0 | 0 | 0 | 0 | 0 | 0 | 0 | 0 | 0 | 0 | 0 | 0 | 0 | 0 | 0
[8 empty] | 4073 | June | Summer | Weekday | 0 | 0 | 0 | 0 | 0 | 0 | 0 | 0 | 0 | 0 | 0 | 0 | 0 | 0 | 0 | 0 | 0 | 0 | 0 | 0 | 0 | 0 | 0 | 0 | 0 | 0 | 0 | 0 | 0 | 0
[8 empty] | 4074 | June | Summer | Weekday | 0 | 0 | 0 | 0 | 0 | 0 | 0 | 0 | 0 | 0 | 0 | 0 | 0 | 0 | 0 | 0 | 0 | 0 | 0 | 0 | 0 | 0 | 0 | 0 | 0 | 0 | 0 | 0 | 0 | 0
[8 empty] | 4075 | June | Summer | Weekday | 0 | 0 | 0 | 0 | 0 | 0 | 0 | 0 | 0 | 0 | 0 | 0 | 0 | 0 | 0 | 0 | 0 | 0 | 0 | 0 | 0 | 0 | 0 | 0 | 0 | 0 | 0 | 0 | 0 | 0
[8 empty] | 4076 | June | Summer | Weekday | 0 | 0 | 0 | 0 | 0 | 0 | 0 | 0 | 0 | 0 | 0 | 0 | 0 | 0 | 0 | 0 | 0 | 0 | 0 | 0 | 0 | 0 | 0 | 0 | 0 | 0 | 0 | 0 | 0 | 0
[8 empty] | 4077 | June | Summer | Weekday | 0 | 0 | 0 | 0 | 0 | 0 | 0 | 0 | 0 | 0 | 0 | 0 | 0 | 0 | 0 | 0 | 0 | 0 | 0 | 0 | 0 | 0 | 0 | 0 | 0 | 0 | 0 | 0 | 0 | 0
[8 empty] | 4078 | June | Summer | Weekday | 0 | 0 | 0 | 0 | 0 | 0 | 0 | 0 | 0 | 0 | 0 | 0 | 0 | 0 | 0 | 0 | 0 | 0 | 0 | 0 | 0 | 0 | 0 | 0 | 0 | 0 | 0 | 0 | 0 | 0
[8 empty] | 4079 | June | Summer | Weekday | 0 | 0 | 0 | 0 | 0 | 0 | 0 | 0 | 0 | 0 | 0 | 0 | 0 | 0 | 0 | 0 | 0 | 0 | 0 | 0 | 0 | 0 | 0 | 0 | 0 | 0 | 0 | 0 | 0 | 0
[8 empty] | 4080 | June | Summer | Weekday | 0 | 0 | 0 | 0 | 0 | 0 | 0 | 0 | 0 | 0 | 0 | 0 | 0 | 0 | 0 | 0 | 0 | 0 | 0 | 0 | 0 | 0 | 0 | 0 | 0 | 0 | 0 | 0 | 0 | 0
[8 empty] | 4081 | June | Summer | Weekday | 0 | 0 | 0 | 0 | 0 | 0 | 0 | 0 | 0 | 0 | 0 | 0 | 0 | 0 | 0 | 0 | 0 | 0 | 0 | 0 | 0 | 0 | 0 | 0 | 0 | 4.8 | 4.8 | 0 | 0 | 0
[8 empty] | 4082 | June | Summer | Weekday | 0 | 0 | 0 | 0 | 0 | 0 | 0 | 0 | 0 | 0 | 0 | 0 | 0 | 0 | 0 | 0 | 0 | 0 | 0 | 0 | 0 | 0 | 0 | 0 | 0 | 4.8 | 4.8 | 0 | 0 | 0
[8 empty] | 4083 | June | Summer | Weekday | 0 | 0 | 0 | 0 | 0 | 0 | 0 | 0 | 0 | 0 | 0 | 0 | 0 | 0 | 0 | 0 | 0 | 0 | 0 | 0 | 0 | 0 | 0 | 0 | 0 | 4.8 | 4.8 | 0 | 0 | 0
[8 empty] | 4084 | June | Summer | Weekday | 0 | 0 | 0 | 0 | 0 | 0 | 0 | 0 | 0 | 0 | 0 | 0 | 0 | 0 | 0 | 0 | 0 | 0 | 0 | 0 | 0 | 0 | 0 | 0 | 0 | 4.8 | 4.8 | 0 | 0 | 0
[8 empty] | 4085 | June | Summer | Weekday | 0 | 0 | 0 | 0 | 0 | 0 | 0 | 0 | 0 | 0 | 0 | 0 | 0 | 0 | 0 | 0 | 0 | 0 | 0 | 0 | 0 | 0 | 0 | 0 | 0 | 4.8 | 4.8 | 0 | 0 | 0
[8 empty] | 4086 | June | Summer | Weekday | 0 | 0 | 0 | 0 | 0 | 0 | 0 | 0 | 0 | 0 | 0 | 0 | 0 | 0 | 0 | 0 | 0 | 0 | 0 | 0 | 0 | 0 | 0 | 0 | 0 | 4.8 | 4.8 | 0 | 0 | 0
[8 empty] | 4087 | June | Summer | Weekday | 0 | 0 | 0 | 0 | 0 | 0 | 0 | 0 | 0 | 0 | 0 | 0 | 0 | 0 | 0 | 0 | 0 | 0 | 0 | 0 | 0 | 0 | 0 | 0 | 0 | 1.2 | 1.2 | 0 | 0 | 0
[8 empty] | 4088 | June | Summer | Weekday | 0 | 0 | 0 | 0 | 0 | 0 | 0 | 0 | 0 | 0 | 0 | 0 | 0 | 0 | 0 | 0 | 0 | 0 | 0 | 0 | 0 | 0 | 0 | 0 | 0 | 0 | 0 | 0 | 0 | 0
[8 empty] | 4089 | June | Summer | Weekday | 0 | 0 | 0 | 0 | 0 | 0 | 0 | 0 | 0 | 0 | 0 | 0 | 0 | 0 | 0 | 0 | 0 | 0 | 0 | 0 | 0 | 0 | 0 | 0 | 0 | 0 | 0 | 0 | 0 | 0
[8 empty] | 4090 | June | Summer | Weekday | 0 | 0 | 0 | 0 | 0 | 0 | 0 | 0 | 0 | 0 | 0 | 0 | 0 | 0 | 0 | 0 | 0 | 0 | 0 | 0 | 0 | 0 | 0 | 0 | 0 | 0 | 0 | 0 | 0 | 0
[8 empty] | 4091 | June | Summer | Weekday | 0 | 0 | 0 | 0 | 0 | 0 | 0 | 0 | 0 | 0 | 0 | 0 | 0 | 0 | 0 | 0 | 0 | 0 | 0 | 0 | 0 | 0 | 0 | 0 | 0 | 0 | 0 | 0 | 0 | 0
[8 empty] | 4092 | June | Summer | Weekday | 0 | 0 | 0 | 0 | 0 | 0 | 0 | 0 | 0 | 0 | 0 | 0 | 0 | 0 | 0 | 0 | 0 | 0 | 0 | 0 | 0 | 0 | 0 | 0 | 0 | 0 | 0 | 0 | 0 | 0
[8 empty] | 4093 | June | Summer | Weekday | 0 | 0 | 0 | 0 | 0 | 0 | 0 | 0 | 0 | 0 | 0 | 0 | 0 | 0 | 0 | 0 | 0 | 0 | 0 | 0 | 0 | 0 | 0 | 0 | 0 | 0 | 0 | 0 | 0 | 0
[8 empty] | 4094 | June | Summer | Weekday | 0 | 0 | 0 | 0 | 0 | 0 | 0 | 0 | 0 | 0 | 0 | 0 | 0 | 0 | 0 | 0 | 0 | 0 | 0 | 0 | 0 | 0 | 0 | 0 | 0 | 0 | 0 | 0 | 0 | 0
[8 empty] | 4095 | June | Summer | Weekday | 0 | 0 | 0 | 0 | 0 | 0 | 0 | 0 | 0 | 0 | 0 | 0 | 0 | 0 | 0 | 0 | 0 | 0 | 0 | 0 | 0 | 0 | 0 | 0 | 0 | 0 | 0 | 0 | 0 | 0
[8 empty] | 4096 | June | Summer | Weekday | 0 | 0 | 0 | 0 | 0 | 0 | 0 | 0 | 0 | 0 | 0 | 0 | 0 | 0 | 0 | 0 | 0 | 0 | 0 | 0 | 0 | 0 | 0 | 0 | 0 | 0 | 0 | 0 | 0 | 0
[8 empty] | 4097 | June | Summer | Weekday | 0 | 0 | 0 | 0 | 0 | 0 | 0 | 0 | 0 | 0 | 0 | 0 | 0 | 0 | 0 | 0 | 0 | 0 | 0 | 0 | 0 | 0 | 0 | 0 | 0 | 0 | 0 | 0 | 0 | 0
[8 empty] | 4098 | June | Summer | Weekday | 0 | 0 | 0 | 0 | 0 | 0 | 0 | 0 | 0 | 0 | 0 | 0 | 0 | 0 | 0 | 0 | 0 | 0 | 0 | 0 | 0 | 0 | 0 | 0 | 0 | 0 | 0 | 0 | 0 | 0
[8 empty] | 4099 | June | Summer | Weekday | 0 | 0 | 0 | 0 | 0 | 0 | 0 | 0 | 0 | 0 | 0 | 0 | 0 | 0 | 0 | 0 | 0 | 0 | 0 | 0 | 0 | 0 | 0 | 0 | 0 | 0 | 0 | 0 | 0 | 0
[8 empty] | 4100 | June | Summer | Weekday | 0 | 0 | 0 | 0 | 0 | 0 | 0 | 0 | 0 | 0 | 0 | 0 | 0 | 0 | 0 | 0 | 0 | 0 | 0 | 0 | 0 | 0 | 0 | 0 | 0 | 0 | 0 | 0 | 0 | 0
[8 empty] | 4101 | June | Summer | Weekday | 0 | 0 | 0 | 0 | 0 | 0 | 0 | 0 | 0 | 0 | 0 | 0 | 0 | 0 | 0 | 0 | 0 | 0 | 0 | 0 | 0 | 0 | 0 | 0 | 0 | 0 | 0 | 0 | 0 | 0
[8 empty] | 4102 | June | Summer | Weekday | 0 | 0 | 0 | 0 | 0 | 0 | 0 | 0 | 0 | 0 | 0 | 0 | 0 | 0 | 0 | 0 | 0 | 0 | 0 | 0 | 0 | 0 | 0 | 0 | 0 | 0 | 0 | 0 | 0 | 0
[8 empty] | 4103 | June | Summer | Weekday | 0 | 0 | 0 | 0 | 0 | 0 | 0 | 0 | 0 | 0 | 0 | 0 | 0 | 0 | 0 | 0 | 0 | 0 | 0 | 0 | 0 | 0 | 0 | 0 | 0 | 0 | 0 | 0 | 0 | 0
[8 empty] | 4104 | June | Summer | Weekday | 0 | 0 | 0 | 0 | 0 | 0 | 0 | 0 | 0 | 0 | 0 | 0 | 0 | 0 | 0 | 0 | 0 | 0 | 0 | 0 | 0 | 0 | 0 | 0 | 0 | 0 | 0 | 0 | 0 | 0
[8 empty] | 4105 | June | Summer | Weekday | 0 | 0 | 0 | 0 | 0 | 0 | 0 | 0 | 0 | 0 | 0 | 0 | 0 | 0 | 0 | 0 | 0 | 0 | 0 | 0 | 0 | 0 | 0 | 0 | 0 | 4.8 | 4.8 | 0 | 0 | 0
[8 empty] | 4106 | June | Summer | Weekday | 0 | 0 | 0 | 0 | 0 | 0 | 0 | 0 | 0 | 0 | 0 | 0 | 0 | 0 | 0 | 0 | 0 | 0 | 0 | 0 | 0 | 0 | 0 | 0 | 0 | 4.8 | 4.8 | 0 | 0 | 0
[8 empty] | 4107 | June | Summer | Weekday | 0 | 0 | 0 | 0 | 0 | 0 | 0 | 0 | 0 | 0 | 0 | 0 | 0 | 0 | 0 | 0 | 0 | 0 | 0 | 0 | 0 | 0 | 0 | 0 | 0 | 4.8 | 4.8 | 0 | 0 | 0
[8 empty] | 4108 | June | Summer | Weekday | 0 | 0 | 0 | 0 | 0 | 0 | 0 | 0 | 0 | 0 | 0 | 0 | 0 | 0 | 0 | 0 | 0 | 0 | 0 | 0 | 0 | 0 | 0 | 0 | 0 | 4.8 | 4.8 | 0 | 0 | 0
[8 empty] | 4109 | June | Summer | Weekday | 0 | 0 | 0 | 0 | 0 | 0 | 0 | 0 | 0 | 0 | 0 | 0 | 0 | 0 | 0 | 0 | 0 | 0 | 0 | 0 | 0 | 0 | 0 | 0 | 0 | 4.8 | 4.8 | 0 | 0 | 0
[8 empty] | 4110 | June | Summer | Weekday | 0 | 0 | 0 | 0 | 0 | 0 | 0 | 0 | 0 | 0 | 0 | 0 | 0 | 0 | 0 | 0 | 0 | 0 | 0 | 0 | 0 | 0 | 0 | 0 | 0 | 4.8 | 4.8 | 0 | 0 | 0
[8 empty] | 4111 | June | Summer | Weekday | 0 | 0 | 0 | 0 | 0 | 0 | 0 | 0 | 0 | 0 | 0 | 0 | 0 | 0 | 0 | 0 | 0 | 0 | 0 | 0 | 0 | 0 | 0 | 0 | 0 | 1.2 | 1.2 | 0 | 0 | 0
[8 empty] | 4112 | June | Summer | Weekday | 0 | 0 | 0 | 0 | 0 | 0 | 0 | 0 | 0 | 0 | 0 | 0 | 0 | 0 | 0 | 0 | 0 | 0 | 0 | 0 | 0 | 0 | 0 | 0 | 0 | 0 | 0 | 0 | 0 | 0
[8 empty] | 4113 | June | Summer | Weekday | 0 | 0 | 0 | 0 | 0 | 0 | 0 | 0 | 0 | 0 | 0 | 0 | 0 | 0 | 0 | 0 | 0 | 0 | 0 | 0 | 0 | 0 | 0 | 0 | 0 | 0 | 0 | 0 | 0 | 0
[8 empty] | 4114 | June | Summer | Weekday | 0 | 0 | 0 | 0 | 0 | 0 | 0 | 0 | 0 | 0 | 0 | 0 | 0 | 0 | 0 | 0 | 0 | 0 | 0 | 0 | 0 | 0 | 0 | 0 | 0 | 0 | 0 | 0 | 0 | 0
[8 empty] | 4115 | June | Summer | Weekday | 0 | 0 | 0 | 0 | 0 | 0 | 0 | 0 | 0 | 0 | 0 | 0 | 0 | 0 | 0 | 0 | 0 | 0 | 0 | 0 | 0 | 0 | 0 | 0 | 0 | 0 | 0 | 0 | 0 | 0
[8 empty] | 4116 | June | Summer | Weekday | 0 | 0 | 0 | 0 | 0 | 0 | 0 | 0 | 0 | 0 | 0 | 0 | 0 | 0 | 0 | 0 | 0 | 0 | 0 | 0 | 0 | 0 | 0 | 0 | 0 | 0 | 0 | 0 | 0 | 0
[8 empty] | 4117 | June | Summer | Weekday | 0 | 0 | 0 | 0 | 0 | 0 | 0 | 0 | 0 | 0 | 0 | 0 | 0 | 0 | 0 | 0 | 0 | 0 | 0 | 0 | 0 | 0 | 0 | 0 | 0 | 0 | 0 | 0 | 0 | 0
[8 empty] | 4118 | June | Summer | Weekday | 0 | 0 | 0 | 0 | 0 | 0 | 0 | 0 | 0 | 0 | 0 | 0 | 0 | 0 | 0 | 0 | 0 | 0 | 0 | 0 | 0 | 0 | 0 | 0 | 0 | 0 | 0 | 0 | 0 | 0
[8 empty] | 4119 | June | Summer | Weekday | 0 | 0 | 0 | 0 | 0 | 0 | 0 | 0 | 0 | 0 | 0 | 0 | 0 | 0 | 0 | 0 | 0 | 0 | 0 | 0 | 0 | 0 | 0 | 0 | 0 | 0 | 0 | 0 | 0 | 0
[8 empty] | 4120 | June | Summer | Weekday | 0 | 0 | 0 | 0 | 0 | 0 | 0 | 0 | 0 | 0 | 0 | 0 | 0 | 0 | 0 | 0 | 0 | 0 | 0 | 0 | 0 | 0 | 0 | 0 | 0 | 0 | 0 | 0 | 0 | 0
[8 empty] | 4121 | June | Summer | Weekday | 0 | 0 | 0 | 0 | 0 | 0 | 0 | 0 | 0 | 0 | 0 | 0 | 0 | 0 | 0 | 0 | 0 | 0 | 0 | 0 | 0 | 0 | 0 | 0 | 0 | 0 | 0 | 0 | 0 | 0
[8 empty] | 4122 | June | Summer | Weekday | 0 | 0 | 0 | 0 | 0 | 0 | 0 | 0 | 0 | 0 | 0 | 0 | 0 | 0 | 0 | 0 | 0 | 0 | 0 | 0 | 0 | 0 | 0 | 0 | 0 | 0 | 0 | 0 | 0 | 0
[8 empty] | 4123 | June | Summer | Weekday | 0 | 0 | 0 | 0 | 0 | 0 | 0 | 0 | 0 | 0 | 0 | 0 | 0 | 0 | 0 | 0 | 0 | 0 | 0 | 0 | 0 | 0 | 0 | 0 | 0 | 0 | 0 | 0 | 0 | 0
[8 empty] | 4124 | June | Summer | Weekday | 0 | 0 | 0 | 0 | 0 | 0 | 0 | 0 | 0 | 0 | 0 | 0 | 0 | 0 | 0 | 0 | 0 | 0 | 0 | 0 | 0 | 0 | 0 | 0 | 0 | 0 | 0 | 0 | 0 | 0
[8 empty] | 4125 | June | Summer | Weekday | 0 | 0 | 0 | 0 | 0 | 0 | 0 | 0 | 0 | 0 | 0 | 0 | 0 | 0 | 0 | 0 | 0 | 0 | 0 | 0 | 0 | 0 | 0 | 0 | 0 | 0 | 0 | 0 | 0 | 0
[8 empty] | 4126 | June | Summer | Weekday | 0 | 0 | 0 | 0 | 0 | 0 | 0 | 0 | 0 | 0 | 0 | 0 | 0 | 0 | 0 | 0 | 0 | 0 | 0 | 0 | 0 | 0 | 0 | 0 | 0 | 0 | 0 | 0 | 0 | 0
[8 empty] | 4127 | June | Summer | Weekday | 0 | 0 | 0 | 0 | 0 | 0 | 0 | 0 | 0 | 0 | 0 | 0 | 0 | 0 | 0 | 0 | 0 | 0 | 0 | 0 | 0 | 0 | 0 | 0 | 0 | 0 | 0 | 0 | 0 | 0
[8 empty] | 4128 | June | Summer | Weekday | 0 | 0 | 0 | 0 | 0 | 0 | 0 | 0 | 0 | 0 | 0 | 0 | 0 | 0 | 0 | 0 | 0 | 0 | 0 | 0 | 0 | 0 | 0 | 0 | 0 | 0 | 0 | 0 | 0 | 0
[8 empty] | 4129 | June | Summer | Weekday | 0 | 0 | 0 | 0 | 0 | 0 | 0 | 0 | 0 | 0 | 0 | 0 | 0 | 0 | 0 | 0 | 0 | 0 | 0 | 0 | 0 | 0 | 0 | 0 | 0 | 4.8 | 4.8 | 0 | 0 | 0
[8 empty] | 4130 | June | Summer | Weekday | 0 | 0 | 0 | 0 | 0 | 0 | 0 | 0 | 0 | 0 | 0 | 0 | 0 | 0 | 0 | 0 | 0 | 0 | 0 | 0 | 0 | 0 | 0 | 0 | 0 | 4.8 | 4.8 | 0 | 0 | 0
[8 empty] | 4131 | June | Summer | Weekday | 0 | 0 | 0 | 0 | 0 | 0 | 0 | 0 | 0 | 0 | 0 | 0 | 0 | 0 | 0 | 0 | 0 | 0 | 0 | 0 | 0 | 0 | 0 | 0 | 0 | 4.8 | 4.8 | 0 | 0 | 0
[8 empty] | 4132 | June | Summer | Weekday | 0 | 0 | 0 | 0 | 0 | 0 | 0 | 0 | 0 | 0 | 0 | 0 | 0 | 0 | 0 | 0 | 0 | 0 | 0 | 0 | 0 | 0 | 0 | 0 | 0 | 4.8 | 4.8 | 0 | 0 | 0
[8 empty] | 4133 | June | Summer | Weekday | 0 | 0 | 0 | 0 | 0 | 0 | 0 | 0 | 0 | 0 | 0 | 0 | 0 | 0 | 0 | 0 | 0 | 0 | 0 | 0 | 0 | 0 | 0 | 0 | 0 | 4.8 | 4.8 | 0 | 0 | 0
[8 empty] | 4134 | June | Summer | Weekday | 0 | 0 | 0 | 0 | 0 | 0 | 0 | 0 | 0 | 0 | 0 | 0 | 0 | 0 | 0 | 0 | 0 | 0 | 0 | 0 | 0 | 0 | 0 | 0 | 0 | 4.8 | 4.8 | 0 | 0 | 0
[8 empty] | 4135 | June | Summer | Weekday | 0 | 0 | 0 | 0 | 0 | 0 | 0 | 0 | 0 | 0 | 0 | 0 | 0 | 0 | 0 | 0 | 0 | 0 | 0 | 0 | 0 | 0 | 0 | 0 | 0 | 1.2 | 1.2 | 0 | 0 | 0
[8 empty] | 4136 | June | Summer | Weekday | 0 | 0 | 0 | 0 | 0 | 0 | 0 | 0 | 0 | 0 | 0 | 0 | 0 | 0 | 0 | 0 | 0 | 0 | 0 | 0 | 0 | 0 | 0 | 0 | 0 | 0 | 0 | 0 | 0 | 0
[8 empty] | 4137 | June | Summer | Weekday | 0 | 0 | 0 | 0 | 0 | 0 | 0 | 0 | 0 | 0 | 0 | 0 | 0 | 0 | 0 | 0 | 0 | 0 | 0 | 0 | 0 | 0 | 0 | 0 | 0 | 0 | 0 | 0 | 0 | 0
[8 empty] | 4138 | June | Summer | Weekday | 0 | 0 | 0 | 0 | 0 | 0 | 0 | 0 | 0 | 0 | 0 | 0 | 0 | 0 | 0 | 0 | 0 | 0 | 0 | 0 | 0 | 0 | 0 | 0 | 0 | 0 | 0 | 0 | 0 | 0
[8 empty] | 4139 | June | Summer | Weekday | 0 | 0 | 0 | 0 | 0 | 0 | 0 | 0 | 0 | 0 | 0 | 0 | 0 | 0 | 0 | 0 | 0 | 0 | 0 | 0 | 0 | 0 | 0 | 0 | 0 | 0 | 0 | 0 | 0 | 0
[8 empty] | 4140 | June | Summer | Weekday | 0 | 0 | 0 | 0 | 0 | 0 | 0 | 0 | 0 | 0 | 0 | 0 | 0 | 0 | 0 | 0 | 0 | 0 | 0 | 0 | 0 | 0 | 0 | 0 | 0 | 0 | 0 | 0 | 0 | 0
[8 empty] | 4141 | June | Summer | Weekday | 0 | 0 | 0 | 0 | 0 | 0 | 0 | 0 | 0 | 0 | 0 | 0 | 0 | 0 | 0 | 0 | 0 | 0 | 0 | 0 | 0 | 0 | 0 | 0 | 0 | 0 | 0 | 0 | 0 | 0
[8 empty] | 4142 | June | Summer | Weekday | 0 | 0 | 0 | 0 | 0 | 0 | 0 | 0 | 0 | 0 | 0 | 0 | 0 | 0 | 0 | 0 | 0 | 0 | 0 | 0 | 0 | 0 | 0 | 0 | 0 | 0 | 0 | 0 | 0 | 0
[8 empty] | 4143 | June | Summer | Weekday | 0 | 0 | 0 | 0 | 0 | 0 | 0 | 0 | 0 | 0 | 0 | 0 | 0 | 0 | 0 | 0 | 0 | 0 | 0 | 0 | 0 | 0 | 0 | 0 | 0 | 0 | 0 | 0 | 0 | 0
[8 empty] | 4144 | June | Summer | Weekday | 0 | 0 | 0 | 0 | 0 | 0 | 0 | 0 | 0 | 0 | 0 | 0 | 0 | 0 | 0 | 0 | 0 | 0 | 0 | 0 | 0 | 0 | 0 | 0 | 0 | 0 | 0 | 0 | 0 | 0
[8 empty] | 4145 | June | Summer | Weekday | 0 | 0 | 0 | 0 | 0 | 0 | 0 | 0 | 0 | 0 | 0 | 0 | 0 | 0 | 0 | 0 | 0 | 0 | 0 | 0 | 0 | 0 | 0 | 0 | 0 | 0 | 0 | 0 | 0 | 0
[8 empty] | 4146 | June | Summer | Weekday | 0 | 0 | 0 | 0 | 0 | 0 | 0 | 0 | 0 | 0 | 0 | 0 | 0 | 0 | 0 | 0 | 0 | 0 | 0 | 0 | 0 | 0 | 0 | 0 | 0 | 0 | 0 | 0 | 0 | 0
[8 empty] | 4147 | June | Summer | Weekday | 0 | 0 | 0 | 0 | 0 | 0 | 0 | 0 | 0 | 0 | 0 | 0 | 0 | 0 | 0 | 0 | 0 | 0 | 0 | 0 | 0 | 0 | 0 | 0 | 0 | 0 | 0 | 0 | 0 | 0
[8 empty] | 4148 | June | Summer | Weekday | 0 | 0 | 0 | 0 | 0 | 0 | 0 | 0 | 0 | 0 | 0 | 0 | 0 | 0 | 0 | 0 | 0 | 0 | 0 | 0 | 0 | 0 | 0 | 0 | 0 | 0 | 0 | 0 | 0 | 0
[8 empty] | 4149 | June | Summer | Weekday | 0 | 0 | 0 | 0 | 0 | 0 | 0 | 0 | 0 | 0 | 0 | 0 | 0 | 0 | 0 | 0 | 0 | 0 | 0 | 0 | 0 | 0 | 0 | 0 | 0 | 0 | 0 | 0 | 0 | 0
[8 empty] | 4150 | June | Summer | Weekday | 0 | 0 | 0 | 0 | 0 | 0 | 0 | 0 | 0 | 0 | 0 | 0 | 0 | 0 | 0 | 0 | 0 | 0 | 0 | 0 | 0 | 0 | 0 | 0 | 0 | 0 | 0 | 0 | 0 | 0
[8 empty] | 4151 | June | Summer | Weekday | 0 | 0 | 0 | 0 | 0 | 0 | 0 | 0 | 0 | 0 | 0 | 0 | 0 | 0 | 0 | 0 | 0 | 0 | 0 | 0 | 0 | 0 | 0 | 0 | 0 | 0 | 0 | 0 | 0 | 0
[8 empty] | 4152 | June | Summer | Weekday | 0 | 0 | 0 | 0 | 0 | 0 | 0 | 0 | 0 | 0 | 0 | 0 | 0 | 0 | 0 | 0 | 0 | 0 | 0 | 0 | 0 | 0 | 0 | 0 | 0 | 0 | 0 | 0 | 0 | 0
[8 empty] | 4153 | June | Summer | Weekday | 0 | 0 | 0 | 0 | 0 | 0 | 0 | 0 | 0 | 0 | 0 | 0 | 0 | 0 | 0 | 0 | 0 | 0 | 0 | 0 | 0 | 0 | 0 | 0 | 0 | 4.8 | 4.8 | 0 | 0 | 0
[8 empty] | 4154 | June | Summer | Weekday | 0 | 0 | 0 | 0 | 0 | 0 | 0 | 0 | 0 | 0 | 0 | 0 | 0 | 0 | 0 | 0 | 0 | 0 | 0 | 0 | 0 | 0 | 0 | 0 | 0 | 4.8 | 4.8 | 0 | 0 | 0
[8 empty] | 4155 | June | Summer | Weekday | 0 | 0 | 0 | 0 | 0 | 0 | 0 | 0 | 0 | 0 | 0 | 0 | 0 | 0 | 0 | 0 | 0 | 0 | 0 | 0 | 0 | 0 | 0 | 0 | 0 | 4.8 | 4.8 | 0 | 0 | 0
[8 empty] | 4156 | June | Summer | Weekday | 0 | 0 | 0 | 0 | 0 | 0 | 0 | 0 | 0 | 0 | 0 | 0 | 0 | 0 | 0 | 0 | 0 | 0 | 0 | 0 | 0 | 0 | 0 | 0 | 0 | 4.8 | 4.8 | 0 | 0 | 0
[8 empty] | 4157 | June | Summer | Weekday | 0 | 0 | 0 | 0 | 0 | 0 | 0 | 0 | 0 | 0 | 0 | 0 | 0 | 0 | 0 | 0 | 0 | 0 | 0 | 0 | 0 | 0 | 0 | 0 | 0 | 4.8 | 4.8 | 0 | 0 | 0
[8 empty] | 4158 | June | Summer | Weekday | 0 | 0 | 0 | 0 | 0 | 0 | 0 | 0 | 0 | 0 | 0 | 0 | 0 | 0 | 0 | 0 | 0 | 0 | 0 | 0 | 0 | 0 | 0 | 0 | 0 | 4.8 | 4.8 | 0 | 0 | 0
[8 empty] | 4159 | June | Summer | Weekday | 0 | 0 | 0 | 0 | 0 | 0 | 0 | 0 | 0 | 0 | 0 | 0 | 0 | 0 | 0 | 0 | 0 | 0 | 0 | 0 | 0 | 0 | 0 | 0 | 0 | 1.2 | 1.2 | 0 | 0 | 0
[8 empty] | 4160 | June | Summer | Weekday | 0 | 0 | 0 | 0 | 0 | 0 | 0 | 0 | 0 | 0 | 0 | 0 | 0 | 0 | 0 | 0 | 0 | 0 | 0 | 0 | 0 | 0 | 0 | 0 | 0 | 0 | 0 | 0 | 0 | 0
[8 empty] | 4161 | June | Summer | Weekday | 0 | 0 | 0 | 0 | 0 | 0 | 0 | 0 | 0 | 0 | 0 | 0 | 0 | 0 | 0 | 0 | 0 | 0 | 0 | 0 | 0 | 0 | 0 | 0 | 0 | 0 | 0 | 0 | 0 | 0
[8 empty] | 4162 | June | Summer | Weekday | 0 | 0 | 0 | 0 | 0 | 0 | 0 | 0 | 0 | 0 | 0 | 0 | 0 | 0 | 0 | 0 | 0 | 0 | 0 | 0 | 0 | 0 | 0 | 0 | 0 | 0 | 0 | 0 | 0 | 0
[8 empty] | 4163 | June | Summer | Weekday | 0 | 0 | 0 | 0 | 0 | 0 | 0 | 0 | 0 | 0 | 0 | 0 | 0 | 0 | 0 | 0 | 0 | 0 | 0 | 0 | 0 | 0 | 0 | 0 | 0 | 0 | 0 | 0 | 0 | 0
[8 empty] | 4164 | June | Summer | Weekday | 0 | 0 | 0 | 0 | 0 | 0 | 0 | 0 | 0 | 0 | 0 | 0 | 0 | 0 | 0 | 0 | 0 | 0 | 0 | 0 | 0 | 0 | 0 | 0 | 0 | 0 | 0 | 0 | 0 | 0
[8 empty] | 4165 | June | Summer | Weekday | 0 | 0 | 0 | 0 | 0 | 0 | 0 | 0 | 0 | 0 | 0 | 0 | 0 | 0 | 0 | 0 | 0 | 0 | 0 | 0 | 0 | 0 | 0 | 0 | 0 | 0 | 0 | 0 | 0 | 0
[8 empty] | 4166 | June | Summer | Weekday | 0 | 0 | 0 | 0 | 0 | 0 | 0 | 0 | 0 | 0 | 0 | 0 | 0 | 0 | 0 | 0 | 0 | 0 | 0 | 0 | 0 | 0 | 0 | 0 | 0 | 0 | 0 | 0 | 0 | 0
[8 empty] | 4167 | June | Summer | Weekday | 0 | 0 | 0 | 0 | 0 | 0 | 0 | 0 | 0 | 0 | 0 | 0 | 0 | 0 | 0 | 0 | 0 | 0 | 0 | 0 | 0 | 0 | 0 | 0 | 0 | 0 | 0 | 0 | 0 | 0
[8 empty] | 4168 | June | Summer | Weekday | 0 | 0 | 0 | 0 | 0 | 0 | 0 | 0 | 0 | 0 | 0 | 0 | 0 | 0 | 0 | 0 | 0 | 0 | 0 | 0 | 0 | 0 | 0 | 0 | 0 | 0 | 0 | 0 | 0 | 0
[8 empty] | 4169 | June | Summer | Weekday | 0 | 0 | 0 | 0 | 0 | 0 | 0 | 0 | 0 | 0 | 0 | 0 | 0 | 0 | 0 | 0 | 0 | 0 | 0 | 0 | 0 | 0 | 0 | 0 | 0 | 0 | 0 | 0 | 0 | 0
[8 empty] | 4170 | June | Summer | Weekday | 0 | 0 | 0 | 0 | 0 | 0 | 0 | 0 | 0 | 0 | 0 | 0 | 0 | 0 | 0 | 0 | 0 | 0 | 0 | 0 | 0 | 0 | 0 | 0 | 0 | 0 | 0 | 0 | 0 | 0
[8 empty] | 4171 | June | Summer | Weekday | 0 | 0 | 0 | 0 | 0 | 0 | 0 | 0 | 0 | 0 | 0 | 0 | 0 | 0 | 0 | 0 | 0 | 0 | 0 | 0 | 0 | 0 | 0 | 0 | 0 | 0 | 0 | 0 | 0 | 0
[8 empty] | 4172 | June | Summer | Weekday | 0 | 0 | 0 | 0 | 0 | 0 | 0 | 0 | 0 | 0 | 0 | 0 | 0 | 0 | 0 | 0 | 0 | 0 | 0 | 0 | 0 | 0 | 0 | 0 | 0 | 0 | 0 | 0 | 0 | 0
[8 empty] | 4173 | June | Summer | Weekday | 0 | 0 | 0 | 0 | 0 | 0 | 0 | 0 | 0 | 0 | 0 | 0 | 0 | 0 | 0 | 0 | 0 | 0 | 0 | 0 | 0 | 0 | 0 | 0 | 0 | 0 | 0 | 0 | 0 | 0
[8 empty] | 4174 | June | Summer | Weekday | 0 | 0 | 0 | 0 | 0 | 0 | 0 | 0 | 0 | 0 | 0 | 0 | 0 | 0 | 0 | 0 | 0 | 0 | 0 | 0 | 0 | 0 | 0 | 0 | 0 | 0 | 0 | 0 | 0 | 0
[8 empty] | 4175 | June | Summer | Weekday | 0 | 0 | 0 | 0 | 0 | 0 | 0 | 0 | 0 | 0 | 0 | 0 | 0 | 0 | 0 | 0 | 0 | 0 | 0 | 0 | 0 | 0 | 0 | 0 | 0 | 0 | 0 | 0 | 0 | 0
[8 empty] | 4176 | June | Summer | Weekday | 0 | 0 | 0 | 0 | 0 | 0 | 0 | 0 | 0 | 0 | 0 | 0 | 0 | 0 | 0 | 0 | 0 | 0 | 0 | 0 | 0 | 0 | 0 | 0 | 0 | 0 | 0 | 0 | 0 | 0
[8 empty] | 4177 | June | Summer | Weekend | 0 | 0 | 0 | 0 | 0 | 0 | 0 | 0 | 0 | 0 | 0 | 0 | 0 | 0 | 0 | 0 | 0 | 0 | 0 | 0 | 0 | 0 | 0 | 0 | 0 | 4.8 | 4.8 | 0 | 0 | 0
[8 empty] | 4178 | June | Summer | Weekend | 0 | 0 | 0 | 0 | 0 | 0 | 0 | 0 | 0 | 0 | 0 | 0 | 0 | 0 | 0 | 0 | 0 | 0 | 0 | 0 | 0 | 0 | 0 | 0 | 0 | 4.8 | 4.8 | 0 | 0 | 0
[8 empty] | 4179 | June | Summer | Weekend | 0 | 0 | 0 | 0 | 0 | 0 | 0 | 0 | 0 | 0 | 0 | 0 | 0 | 0 | 0 | 0 | 0 | 0 | 0 | 0 | 0 | 0 | 0 | 0 | 0 | 4.8 | 4.8 | 0 | 0 | 0
[8 empty] | 4180 | June | Summer | Weekend | 0 | 0 | 0 | 0 | 0 | 0 | 0 | 0 | 0 | 0 | 0 | 0 | 0 | 0 | 0 | 0 | 0 | 0 | 0 | 0 | 0 | 0 | 0 | 0 | 0 | 4.8 | 4.8 | 0 | 0 | 0
[8 empty] | 4181 | June | Summer | Weekend | 0 | 0 | 0 | 0 | 0 | 0 | 0 | 0 | 0 | 0 | 0 | 0 | 0 | 0 | 0 | 0 | 0 | 0 | 0 | 0 | 0 | 0 | 0 | 0 | 0 | 4.8 | 4.8 | 0 | 0 | 0
[8 empty] | 4182 | June | Summer | Weekend | 0 | 0 | 0 | 0 | 0 | 0 | 0 | 0 | 0 | 0 | 0 | 0 | 0 | 0 | 0 | 0 | 0 | 0 | 0 | 0 | 0 | 0 | 0 | 0 | 0 | 4.8 | 4.8 | 0 | 0 | 0
[8 empty] | 4183 | June | Summer | Weekend | 0 | 0 | 0 | 0 | 0 | 0 | 0 | 0 | 0 | 0 | 0 | 0 | 0 | 0 | 0 | 0 | 0 | 0 | 0 | 0 | 0 | 0 | 0 | 0 | 0 | 1.2 | 1.2 | 0 | 0 | 0
[8 empty] | 4184 | June | Summer | Weekend | 0 | 0 | 0 | 0 | 0 | 0 | 0 | 0 | 0 | 0 | 0 | 0 | 0 | 0 | 0 | 0 | 0 | 0 | 0 | 0 | 0 | 0 | 0 | 0 | 0 | 0 | 0 | 0 | 0 | 0
[8 empty] | 4185 | June | Summer | Weekend | 0 | 0 | 0 | 0 | 0 | 0 | 0 | 0 | 0 | 0 | 0 | 0 | 0 | 0 | 0 | 0 | 0 | 0 | 0 | 0 | 0 | 0 | 0 | 0 | 0 | 0 | 0 | 0 | 0 | 0
[8 empty] | 4186 | June | Summer | Weekend | 0 | 0 | 0 | 0 | 0 | 0 | 0 | 0 | 0 | 0 | 0 | 0 | 0 | 0 | 0 | 0 | 0 | 0 | 0 | 0 | 0 | 0 | 0 | 0 | 0 | 0 | 0 | 0 | 0 | 0
[8 empty] | 4187 | June | Summer | Weekend | 0 | 0 | 0 | 0 | 0 | 0 | 0 | 0 | 0 | 0 | 0 | 0 | 0 | 0 | 0 | 0 | 0 | 0 | 0 | 0 | 0 | 0 | 0 | 0 | 0 | 0 | 0 | 0 | 0 | 0
[8 empty] | 4188 | June | Summer | Weekend | 0 | 0 | 0 | 0 | 0 | 0 | 0 | 0 | 0 | 0 | 0 | 0 | 0 | 0 | 0 | 0 | 0 | 0 | 0 | 0 | 0 | 0 | 0 | 0 | 0 | 0 | 0 | 0 | 0 | 0
[8 empty] | 4189 | June | Summer | Weekend | 0 | 0 | 0 | 0 | 0 | 0 | 0 | 0 | 0 | 0 | 0 | 0 | 0 | 0 | 0 | 0 | 0 | 0 | 0 | 0 | 0 | 0 | 0 | 0 | 0 | 0 | 0 | 0 | 0 | 0
[8 empty] | 4190 | June | Summer | Weekend | 0 | 0 | 0 | 0 | 0 | 0 | 0 | 0 | 0 | 0 | 0 | 0 | 0 | 0 | 0 | 0 | 0 | 0 | 0 | 0 | 0 | 0 | 0 | 0 | 0 | 0 | 0 | 0 | 0 | 0
[8 empty] | 4191 | June | Summer | Weekend | 0 | 0 | 0 | 0 | 0 | 0 | 0 | 0 | 0 | 0 | 0 | 0 | 0 | 0 | 0 | 0 | 0 | 0 | 0 | 0 | 0 | 0 | 0 | 0 | 0 | 0 | 0 | 0 | 0 | 0
[8 empty] | 4192 | June | Summer | Weekend | 0 | 0 | 0 | 0 | 0 | 0 | 0 | 0 | 0 | 0 | 0 | 0 | 0 | 0 | 0 | 0 | 0 | 0 | 0 | 0 | 0 | 0 | 0 | 0 | 0 | 0 | 0 | 0 | 0 | 0
[8 empty] | 4193 | June | Summer | Weekend | 0 | 0 | 0 | 0 | 0 | 0 | 0 | 0 | 0 | 0 | 0 | 0 | 0 | 0 | 0 | 0 | 0 | 0 | 0 | 0 | 0 | 0 | 0 | 0 | 0 | 0 | 0 | 0 | 0 | 0
[8 empty] | 4194 | June | Summer | Weekend | 0 | 0 | 0 | 0 | 0 | 0 | 0 | 0 | 0 | 0 | 0 | 0 | 0 | 0 | 0 | 0 | 0 | 0 | 0 | 0 | 0 | 0 | 0 | 0 | 0 | 0 | 0 | 0 | 0 | 0
[8 empty] | 4195 | June | Summer | Weekend | 0 | 0 | 0 | 0 | 0 | 0 | 0 | 0 | 0 | 0 | 0 | 0 | 0 | 0 | 0 | 0 | 0 | 0 | 0 | 0 | 0 | 0 | 0 | 0 | 0 | 0 | 0 | 0 | 0 | 0
[8 empty] | 4196 | June | Summer | Weekend | 0 | 0 | 0 | 0 | 0 | 0 | 0 | 0 | 0 | 0 | 0 | 0 | 0 | 0 | 0 | 0 | 0 | 0 | 0 | 0 | 0 | 0 | 0 | 0 | 0 | 0 | 0 | 0 | 0 | 0
[8 empty] | 4197 | June | Summer | Weekend | 0 | 0 | 0 | 0 | 0 | 0 | 0 | 0 | 0 | 0 | 0 | 0 | 0 | 0 | 0 | 0 | 0 | 0 | 0 | 0 | 0 | 0 | 0 | 0 | 0 | 0 | 0 | 0 | 0 | 0
[8 empty] | 4198 | June | Summer | Weekend | 0 | 0 | 0 | 0 | 0 | 0 | 0 | 0 | 0 | 0 | 0 | 0 | 0 | 0 | 0 | 0 | 0 | 0 | 0 | 0 | 0 | 0 | 0 | 0 | 0 | 0 | 0 | 0 | 0 | 0
[8 empty] | 4199 | June | Summer | Weekend | 0 | 0 | 0 | 0 | 0 | 0 | 0 | 0 | 0 | 0 | 0 | 0 | 0 | 0 | 0 | 0 | 0 | 0 | 0 | 0 | 0 | 0 | 0 | 0 | 0 | 0 | 0 | 0 | 0 | 0
[8 empty] | 4200 | June | Summer | Weekend | 0 | 0 | 0 | 0 | 0 | 0 | 0 | 0 | 0 | 0 | 0 | 0 | 0 | 0 | 0 | 0 | 0 | 0 | 0 | 0 | 0 | 0 | 0 | 0 | 0 | 0 | 0 | 0 | 0 | 0
[8 empty] | 4201 | June | Summer | Weekend | 0 | 0 | 0 | 0 | 0 | 0 | 0 | 0 | 0 | 0 | 0 | 0 | 0 | 0 | 0 | 0 | 0 | 0 | 0 | 0 | 0 | 0 | 0 | 0 | 0 | 4.8 | 4.8 | 0 | 0 | 0
[8 empty] | 4202 | June | Summer | Weekend | 0 | 0 | 0 | 0 | 0 | 0 | 0 | 0 | 0 | 0 | 0 | 0 | 0 | 0 | 0 | 0 | 0 | 0 | 0 | 0 | 0 | 0 | 0 | 0 | 0 | 4.8 | 4.8 | 0 | 0 | 0
[8 empty] | 4203 | June | Summer | Weekend | 0 | 0 | 0 | 0 | 0 | 0 | 0 | 0 | 0 | 0 | 0 | 0 | 0 | 0 | 0 | 0 | 0 | 0 | 0 | 0 | 0 | 0 | 0 | 0 | 0 | 4.8 | 4.8 | 0 | 0 | 0
[8 empty] | 4204 | June | Summer | Weekend | 0 | 0 | 0 | 0 | 0 | 0 | 0 | 0 | 0 | 0 | 0 | 0 | 0 | 0 | 0 | 0 | 0 | 0 | 0 | 0 | 0 | 0 | 0 | 0 | 0 | 4.8 | 4.8 | 0 | 0 | 0
[8 empty] | 4205 | June | Summer | Weekend | 0 | 0 | 0 | 0 | 0 | 0 | 0 | 0 | 0 | 0 | 0 | 0 | 0 | 0 | 0 | 0 | 0 | 0 | 0 | 0 | 0 | 0 | 0 | 0 | 0 | 4.8 | 4.8 | 0 | 0 | 0
[8 empty] | 4206 | June | Summer | Weekend | 0 | 0 | 0 | 0 | 0 | 0 | 0 | 0 | 0 | 0 | 0 | 0 | 0 | 0 | 0 | 0 | 0 | 0 | 0 | 0 | 0 | 0 | 0 | 0 | 0 | 4.8 | 4.8 | 0 | 0 | 0
[8 empty] | 4207 | June | Summer | Weekend | 0 | 0 | 0 | 0 | 0 | 0 | 0 | 0 | 0 | 0 | 0 | 0 | 0 | 0 | 0 | 0 | 0 | 0 | 0 | 0 | 0 | 0 | 0 | 0 | 0 | 1.2 | 1.2 | 0 | 0 | 0
[8 empty] | 4208 | June | Summer | Weekend | 0 | 0 | 0 | 0 | 0 | 0 | 0 | 0 | 0 | 0 | 0 | 0 | 0 | 0 | 0 | 0 | 0 | 0 | 0 | 0 | 0 | 0 | 0 | 0 | 0 | 0 | 0 | 0 | 0 | 0
[8 empty] | 4209 | June | Summer | Weekend | 0 | 0 | 0 | 0 | 0 | 0 | 0 | 0 | 0 | 0 | 0 | 0 | 0 | 0 | 0 | 0 | 0 | 0 | 0 | 0 | 0 | 0 | 0 | 0 | 0 | 0 | 0 | 0 | 0 | 0
[8 empty] | 4210 | June | Summer | Weekend | 0 | 0 | 0 | 0 | 0 | 0 | 0 | 0 | 0 | 0 | 0 | 0 | 0 | 0 | 0 | 0 | 0 | 0 | 0 | 0 | 0 | 0 | 0 | 0 | 0 | 0 | 0 | 0 | 0 | 0
[8 empty] | 4211 | June | Summer | Weekend | 0 | 0 | 0 | 0 | 0 | 0 | 0 | 0 | 0 | 0 | 0 | 0 | 0 | 0 | 0 | 0 | 0 | 0 | 0 | 0 | 0 | 0 | 0 | 0 | 0 | 0 | 0 | 0 | 0 | 0
[8 empty] | 4212 | June | Summer | Weekend | 0 | 0 | 0 | 0 | 0 | 0 | 0 | 0 | 0 | 0 | 0 | 0 | 0 | 0 | 0 | 0 | 0 | 0 | 0 | 0 | 0 | 0 | 0 | 0 | 0 | 0 | 0 | 0 | 0 | 0
[8 empty] | 4213 | June | Summer | Weekend | 0 | 0 | 0 | 0 | 0 | 0 | 0 | 0 | 0 | 0 | 0 | 0 | 0 | 0 | 0 | 0 | 0 | 0 | 0 | 0 | 0 | 0 | 0 | 0 | 0 | 0 | 0 | 0 | 0 | 0
[8 empty] | 4214 | June | Summer | Weekend | 0 | 0 | 0 | 0 | 0 | 0 | 0 | 0 | 0 | 0 | 0 | 0 | 0 | 0 | 0 | 0 | 0 | 0 | 0 | 0 | 0 | 0 | 0 | 0 | 0 | 0 | 0 | 0 | 0 | 0
[8 empty] | 4215 | June | Summer | Weekend | 0 | 0 | 0 | 0 | 0 | 0 | 0 | 0 | 0 | 0 | 0 | 0 | 0 | 0 | 0 | 0 | 0 | 0 | 0 | 0 | 0 | 0 | 0 | 0 | 0 | 0 | 0 | 0 | 0 | 0
[8 empty] | 4216 | June | Summer | Weekend | 0 | 0 | 0 | 0 | 0 | 0 | 0 | 0 | 0 | 0 | 0 | 0 | 0 | 0 | 0 | 0 | 0 | 0 | 0 | 0 | 0 | 0 | 0 | 0 | 0 | 0 | 0 | 0 | 0 | 0
[8 empty] | 4217 | June | Summer | Weekend | 0 | 0 | 0 | 0 | 0 | 0 | 0 | 0 | 0 | 0 | 0 | 0 | 0 | 0 | 0 | 0 | 0 | 0 | 0 | 0 | 0 | 0 | 0 | 0 | 0 | 0 | 0 | 0 | 0 | 0
[8 empty] | 4218 | June | Summer | Weekend | 0 | 0 | 0 | 0 | 0 | 0 | 0 | 0 | 0 | 0 | 0 | 0 | 0 | 0 | 0 | 0 | 0 | 0 | 0 | 0 | 0 | 0 | 0 | 0 | 0 | 0 | 0 | 0 | 0 | 0
[8 empty] | 4219 | June | Summer | Weekend | 0 | 0 | 0 | 0 | 0 | 0 | 0 | 0 | 0 | 0 | 0 | 0 | 0 | 0 | 0 | 0 | 0 | 0 | 0 | 0 | 0 | 0 | 0 | 0 | 0 | 0 | 0 | 0 | 0 | 0
[8 empty] | 4220 | June | Summer | Weekend | 0 | 0 | 0 | 0 | 0 | 0 | 0 | 0 | 0 | 0 | 0 | 0 | 0 | 0 | 0 | 0 | 0 | 0 | 0 | 0 | 0 | 0 | 0 | 0 | 0 | 0 | 0 | 0 | 0 | 0
[8 empty] | 4221 | June | Summer | Weekend | 0 | 0 | 0 | 0 | 0 | 0 | 0 | 0 | 0 | 0 | 0 | 0 | 0 | 0 | 0 | 0 | 0 | 0 | 0 | 0 | 0 | 0 | 0 | 0 | 0 | 0 | 0 | 0 | 0 | 0
[8 empty] | 4222 | June | Summer | Weekend | 0 | 0 | 0 | 0 | 0 | 0 | 0 | 0 | 0 | 0 | 0 | 0 | 0 | 0 | 0 | 0 | 0 | 0 | 0 | 0 | 0 | 0 | 0 | 0 | 0 | 0 | 0 | 0 | 0 | 0
[8 empty] | 4223 | June | Summer | Weekend | 0 | 0 | 0 | 0 | 0 | 0 | 0 | 0 | 0 | 0 | 0 | 0 | 0 | 0 | 0 | 0 | 0 | 0 | 0 | 0 | 0 | 0 | 0 | 0 | 0 | 0 | 0 | 0 | 0 | 0
[8 empty] | 4224 | June | Summer | Weekend | 0 | 0 | 0 | 0 | 0 | 0 | 0 | 0 | 0 | 0 | 0 | 0 | 0 | 0 | 0 | 0 | 0 | 0 | 0 | 0 | 0 | 0 | 0 | 0 | 0 | 0 | 0 | 0 | 0 | 0
[8 empty] | 4225 | June | Summer | Weekday | 0 | 0 | 0 | 0 | 0 | 0 | 0 | 0 | 0 | 0 | 0 | 0 | 0 | 0 | 0 | 0 | 0 | 0 | 0 | 0 | 0 | 0 | 0 | 0 | 0 | 4.8 | 4.8 | 0 | 0 | 0
[8 empty] | 4226 | June | Summer | Weekday | 0 | 0 | 0 | 0 | 0 | 0 | 0 | 0 | 0 | 0 | 0 | 0 | 0 | 0 | 0 | 0 | 0 | 0 | 0 | 0 | 0 | 0 | 0 | 0 | 0 | 4.8 | 4.8 | 0 | 0 | 0
[8 empty] | 4227 | June | Summer | Weekday | 0 | 0 | 0 | 0 | 0 | 0 | 0 | 0 | 0 | 0 | 0 | 0 | 0 | 0 | 0 | 0 | 0 | 0 | 0 | 0 | 0 | 0 | 0 | 0 | 0 | 4.8 | 4.8 | 0 | 0 | 0
[8 empty] | 4228 | June | Summer | Weekday | 0 | 0 | 0 | 0 | 0 | 0 | 0 | 0 | 0 | 0 | 0 | 0 | 0 | 0 | 0 | 0 | 0 | 0 | 0 | 0 | 0 | 0 | 0 | 0 | 0 | 4.8 | 4.8 | 0 | 0 | 0
[8 empty] | 4229 | June | Summer | Weekday | 0 | 0 | 0 | 0 | 0 | 0 | 0 | 0 | 0 | 0 | 0 | 0 | 0 | 0 | 0 | 0 | 0 | 0 | 0 | 0 | 0 | 0 | 0 | 0 | 0 | 4.8 | 4.8 | 0 | 0 | 0
[8 empty] | 4230 | June | Summer | Weekday | 0 | 0 | 0 | 0 | 0 | 0 | 0 | 0 | 0 | 0 | 0 | 0 | 0 | 0 | 0 | 0 | 0 | 0 | 0 | 0 | 0 | 0 | 0 | 0 | 0 | 4.8 | 4.8 | 0 | 0 | 0
[8 empty] | 4231 | June | Summer | Weekday | 0 | 0 | 0 | 0 | 0 | 0 | 0 | 0 | 0 | 0 | 0 | 0 | 0 | 0 | 0 | 0 | 0 | 0 | 0 | 0 | 0 | 0 | 0 | 0 | 0 | 1.2 | 1.2 | 0 | 0 | 0
[8 empty] | 4232 | June | Summer | Weekday | 0 | 0 | 0 | 0 | 0 | 0 | 0 | 0 | 0 | 0 | 0 | 0 | 0 | 0 | 0 | 0 | 0 | 0 | 0 | 0 | 0 | 0 | 0 | 0 | 0 | 0 | 0 | 0 | 0 | 0
[8 empty] | 4233 | June | Summer | Weekday | 0 | 0 | 0 | 0 | 0 | 0 | 0 | 0 | 0 | 0 | 0 | 0 | 0 | 0 | 0 | 0 | 0 | 0 | 0 | 0 | 0 | 0 | 0 | 0 | 0 | 0 | 0 | 0 | 0 | 0
[8 empty] | 4234 | June | Summer | Weekday | 0 | 0 | 0 | 0 | 0 | 0 | 0 | 0 | 0 | 0 | 0 | 0 | 0 | 0 | 0 | 0 | 0 | 0 | 0 | 0 | 0 | 0 | 0 | 0 | 0 | 0 | 0 | 0 | 0 | 0
[8 empty] | 4235 | June | Summer | Weekday | 0 | 0 | 0 | 0 | 0 | 0 | 0 | 0 | 0 | 0 | 0 | 0 | 0 | 0 | 0 | 0 | 0 | 0 | 0 | 0 | 0 | 0 | 0 | 0 | 0 | 0 | 0 | 0 | 0 | 0
[8 empty] | 4236 | June | Summer | Weekday | 0 | 0 | 0 | 0 | 0 | 0 | 0 | 0 | 0 | 0 | 0 | 0 | 0 | 0 | 0 | 0 | 0 | 0 | 0 | 0 | 0 | 0 | 0 | 0 | 0 | 0 | 0 | 0 | 0 | 0
[8 empty] | 4237 | June | Summer | Weekday | 0 | 0 | 0 | 0 | 0 | 0 | 0 | 0 | 0 | 0 | 0 | 0 | 0 | 0 | 0 | 0 | 0 | 0 | 0 | 0 | 0 | 0 | 0 | 0 | 0 | 0 | 0 | 0 | 0 | 0
[8 empty] | 4238 | June | Summer | Weekday | 0 | 0 | 0 | 0 | 0 | 0 | 0 | 0 | 0 | 0 | 0 | 0 | 0 | 0 | 0 | 0 | 0 | 0 | 0 | 0 | 0 | 0 | 0 | 0 | 0 | 0 | 0 | 0 | 0 | 0
[8 empty] | 4239 | June | Summer | Weekday | 0 | 0 | 0 | 0 | 0 | 0 | 0 | 0 | 0 | 0 | 0 | 0 | 0 | 0 | 0 | 0 | 0 | 0 | 0 | 0 | 0 | 0 | 0 | 0 | 0 | 0 | 0 | 0 | 0 | 0
[8 empty] | 4240 | June | Summer | Weekday | 0 | 0 | 0 | 0 | 0 | 0 | 0 | 0 | 0 | 0 | 0 | 0 | 0 | 0 | 0 | 0 | 0 | 0 | 0 | 0 | 0 | 0 | 0 | 0 | 0 | 0 | 0 | 0 | 0 | 0
[8 empty] | 4241 | June | Summer | Weekday | 0 | 0 | 0 | 0 | 0 | 0 | 0 | 0 | 0 | 0 | 0 | 0 | 0 | 0 | 0 | 0 | 0 | 0 | 0 | 0 | 0 | 0 | 0 | 0 | 0 | 0 | 0 | 0 | 0 | 0
[8 empty] | 4242 | June | Summer | Weekday | 0 | 0 | 0 | 0 | 0 | 0 | 0 | 0 | 0 | 0 | 0 | 0 | 0 | 0 | 0 | 0 | 0 | 0 | 0 | 0 | 0 | 0 | 0 | 0 | 0 | 0 | 0 | 0 | 0 | 0
[8 empty] | 4243 | June | Summer | Weekday | 0 | 0 | 0 | 0 | 0 | 0 | 0 | 0 | 0 | 0 | 0 | 0 | 0 | 0 | 0 | 0 | 0 | 0 | 0 | 0 | 0 | 0 | 0 | 0 | 0 | 0 | 0 | 0 | 0 | 0
[8 empty] | 4244 | June | Summer | Weekday | 0 | 0 | 0 | 0 | 0 | 0 | 0 | 0 | 0 | 0 | 0 | 0 | 0 | 0 | 0 | 0 | 0 | 0 | 0 | 0 | 0 | 0 | 0 | 0 | 0 | 0 | 0 | 0 | 0 | 0
[8 empty] | 4245 | June | Summer | Weekday | 0 | 0 | 0 | 0 | 0 | 0 | 0 | 0 | 0 | 0 | 0 | 0 | 0 | 0 | 0 | 0 | 0 | 0 | 0 | 0 | 0 | 0 | 0 | 0 | 0 | 0 | 0 | 0 | 0 | 0
[8 empty] | 4246 | June | Summer | Weekday | 0 | 0 | 0 | 0 | 0 | 0 | 0 | 0 | 0 | 0 | 0 | 0 | 0 | 0 | 0 | 0 | 0 | 0 | 0 | 0 | 0 | 0 | 0 | 0 | 0 | 0 | 0 | 0 | 0 | 0
[8 empty] | 4247 | June | Summer | Weekday | 0 | 0 | 0 | 0 | 0 | 0 | 0 | 0 | 0 | 0 | 0 | 0 | 0 | 0 | 0 | 0 | 0 | 0 | 0 | 0 | 0 | 0 | 0 | 0 | 0 | 0 | 0 | 0 | 0 | 0
[8 empty] | 4248 | June | Summer | Weekday | 0 | 0 | 0 | 0 | 0 | 0 | 0 | 0 | 0 | 0 | 0 | 0 | 0 | 0 | 0 | 0 | 0 | 0 | 0 | 0 | 0 | 0 | 0 | 0 | 0 | 0 | 0 | 0 | 0 | 0
[8 empty] | 4249 | June | Summer | Weekday | 0 | 0 | 0 | 0 | 0 | 0 | 0 | 0 | 0 | 0 | 0 | 0 | 0 | 0 | 0 | 0 | 0 | 0 | 0 | 0 | 0 | 0 | 0 | 0 | 0 | 4.8 | 4.8 | 0 | 0 | 0
[8 empty] | 4250 | June | Summer | Weekday | 0 | 0 | 0 | 0 | 0 | 0 | 0 | 0 | 0 | 0 | 0 | 0 | 0 | 0 | 0 | 0 | 0 | 0 | 0 | 0 | 0 | 0 | 0 | 0 | 0 | 4.8 | 4.8 | 0 | 0 | 0
[8 empty] | 4251 | June | Summer | Weekday | 0 | 0 | 0 | 0 | 0 | 0 | 0 | 0 | 0 | 0 | 0 | 0 | 0 | 0 | 0 | 0 | 0 | 0 | 0 | 0 | 0 | 0 | 0 | 0 | 0 | 4.8 | 4.8 | 0 | 0 | 0
[8 empty] | 4252 | June | Summer | Weekday | 0 | 0 | 0 | 0 | 0 | 0 | 0 | 0 | 0 | 0 | 0 | 0 | 0 | 0 | 0 | 0 | 0 | 0 | 0 | 0 | 0 | 0 | 0 | 0 | 0 | 4.8 | 4.8 | 0 | 0 | 0
[8 empty] | 4253 | June | Summer | Weekday | 0 | 0 | 0 | 0 | 0 | 0 | 0 | 0 | 0 | 0 | 0 | 0 | 0 | 0 | 0 | 0 | 0 | 0 | 0 | 0 | 0 | 0 | 0 | 0 | 0 | 4.8 | 4.8 | 0 | 0 | 0
[8 empty] | 4254 | June | Summer | Weekday | 0 | 0 | 0 | 0 | 0 | 0 | 0 | 0 | 0 | 0 | 0 | 0 | 0 | 0 | 0 | 0 | 0 | 0 | 0 | 0 | 0 | 0 | 0 | 0 | 0 | 4.8 | 4.8 | 0 | 0 | 0
[8 empty] | 4255 | June | Summer | Weekday | 0 | 0 | 0 | 0 | 0 | 0 | 0 | 0 | 0 | 0 | 0 | 0 | 0 | 0 | 0 | 0 | 0 | 0 | 0 | 0 | 0 | 0 | 0 | 0 | 0 | 1.2 | 1.2 | 0 | 0 | 0
[8 empty] | 4256 | June | Summer | Weekday | 0 | 0 | 0 | 0 | 0 | 0 | 0 | 0 | 0 | 0 | 0 | 0 | 0 | 0 | 0 | 0 | 0 | 0 | 0 | 0 | 0 | 0 | 0 | 0 | 0 | 0 | 0 | 0 | 0 | 0
[8 empty] | 4257 | June | Summer | Weekday | 0 | 0 | 0 | 0 | 0 | 0 | 0 | 0 | 0 | 0 | 0 | 0 | 0 | 0 | 0 | 0 | 0 | 0 | 0 | 0 | 0 | 0 | 0 | 0 | 0 | 0 | 0 | 0 | 0 | 0
[8 empty] | 4258 | June | Summer | Weekday | 0 | 0 | 0 | 0 | 0 | 0 | 0 | 0 | 0 | 0 | 0 | 0 | 0 | 0 | 0 | 0 | 0 | 0 | 0 | 0 | 0 | 0 | 0 | 0 | 0 | 0 | 0 | 0 | 0 | 0
[8 empty] | 4259 | June | Summer | Weekday | 0 | 0 | 0 | 0 | 0 | 0 | 0 | 0 | 0 | 0 | 0 | 0 | 0 | 0 | 0 | 0 | 0 | 0 | 0 | 0 | 0 | 0 | 0 | 0 | 0 | 0 | 0 | 0 | 0 | 0
[8 empty] | 4260 | June | Summer | Weekday | 0 | 0 | 0 | 0 | 0 | 0 | 0 | 0 | 0 | 0 | 0 | 0 | 0 | 0 | 0 | 0 | 0 | 0 | 0 | 0 | 0 | 0 | 0 | 0 | 0 | 0 | 0 | 0 | 0 | 0
[8 empty] | 4261 | June | Summer | Weekday | 0 | 0 | 0 | 0 | 0 | 0 | 0 | 0 | 0 | 0 | 0 | 0 | 0 | 0 | 0 | 0 | 0 | 0 | 0 | 0 | 0 | 0 | 0 | 0 | 0 | 0 | 0 | 0 | 0 | 0
[8 empty] | 4262 | June | Summer | Weekday | 0 | 0 | 0 | 0 | 0 | 0 | 0 | 0 | 0 | 0 | 0 | 0 | 0 | 0 | 0 | 0 | 0 | 0 | 0 | 0 | 0 | 0 | 0 | 0 | 0 | 0 | 0 | 0 | 0 | 0
[8 empty] | 4263 | June | Summer | Weekday | 0 | 0 | 0 | 0 | 0 | 0 | 0 | 0 | 0 | 0 | 0 | 0 | 0 | 0 | 0 | 0 | 0 | 0 | 0 | 0 | 0 | 0 | 0 | 0 | 0 | 0 | 0 | 0 | 0 | 0
[8 empty] | 4264 | June | Summer | Weekday | 0 | 0 | 0 | 0 | 0 | 0 | 0 | 0 | 0 | 0 | 0 | 0 | 0 | 0 | 0 | 0 | 0 | 0 | 0 | 0 | 0 | 0 | 0 | 0 | 0 | 0 | 0 | 0 | 0 | 0
[8 empty] | 4265 | June | Summer | Weekday | 0 | 0 | 0 | 0 | 0 | 0 | 0 | 0 | 0 | 0 | 0 | 0 | 0 | 0 | 0 | 0 | 0 | 0 | 0 | 0 | 0 | 0 | 0 | 0 | 0 | 0 | 0 | 0 | 0 | 0
[8 empty] | 4266 | June | Summer | Weekday | 0 | 0 | 0 | 0 | 0 | 0 | 0 | 0 | 0 | 0 | 0 | 0 | 0 | 0 | 0 | 0 | 0 | 0 | 0 | 0 | 0 | 0 | 0 | 0 | 0 | 0 | 0 | 0 | 0 | 0
[8 empty] | 4267 | June | Summer | Weekday | 0 | 0 | 0 | 0 | 0 | 0 | 0 | 0 | 0 | 0 | 0 | 0 | 0 | 0 | 0 | 0 | 0 | 0 | 0 | 0 | 0 | 0 | 0 | 0 | 0 | 0 | 0 | 0 | 0 | 0
[8 empty] | 4268 | June | Summer | Weekday | 0 | 0 | 0 | 0 | 0 | 0 | 0 | 0 | 0 | 0 | 0 | 0 | 0 | 0 | 0 | 0 | 0 | 0 | 0 | 0 | 0 | 0 | 0 | 0 | 0 | 0 | 0 | 0 | 0 | 0
[8 empty] | 4269 | June | Summer | Weekday | 0 | 0 | 0 | 0 | 0 | 0 | 0 | 0 | 0 | 0 | 0 | 0 | 0 | 0 | 0 | 0 | 0 | 0 | 0 | 0 | 0 | 0 | 0 | 0 | 0 | 0 | 0 | 0 | 0 | 0
[8 empty] | 4270 | June | Summer | Weekday | 0 | 0 | 0 | 0 | 0 | 0 | 0 | 0 | 0 | 0 | 0 | 0 | 0 | 0 | 0 | 0 | 0 | 0 | 0 | 0 | 0 | 0 | 0 | 0 | 0 | 0 | 0 | 0 | 0 | 0
[8 empty] | 4271 | June | Summer | Weekday | 0 | 0 | 0 | 0 | 0 | 0 | 0 | 0 | 0 | 0 | 0 | 0 | 0 | 0 | 0 | 0 | 0 | 0 | 0 | 0 | 0 | 0 | 0 | 0 | 0 | 0 | 0 | 0 | 0 | 0
[8 empty] | 4272 | June | Summer | Weekday | 0 | 0 | 0 | 0 | 0 | 0 | 0 | 0 | 0 | 0 | 0 | 0 | 0 | 0 | 0 | 0 | 0 | 0 | 0 | 0 | 0 | 0 | 0 | 0 | 0 | 0 | 0 | 0 | 0 | 0
[8 empty] | 4273 | June | Summer | Weekday | 0 | 0 | 0 | 0 | 0 | 0 | 0 | 0 | 0 | 0 | 0 | 0 | 0 | 0 | 0 | 0 | 0 | 0 | 0 | 0 | 0 | 0 | 0 | 0 | 0 | 4.8 | 4.8 | 0 | 0 | 0
[8 empty] | 4274 | June | Summer | Weekday | 0 | 0 | 0 | 0 | 0 | 0 | 0 | 0 | 0 | 0 | 0 | 0 | 0 | 0 | 0 | 0 | 0 | 0 | 0 | 0 | 0 | 0 | 0 | 0 | 0 | 4.8 | 4.8 | 0 | 0 | 0
[8 empty] | 4275 | June | Summer | Weekday | 0 | 0 | 0 | 0 | 0 | 0 | 0 | 0 | 0 | 0 | 0 | 0 | 0 | 0 | 0 | 0 | 0 | 0 | 0 | 0 | 0 | 0 | 0 | 0 | 0 | 4.8 | 4.8 | 0 | 0 | 0
[8 empty] | 4276 | June | Summer | Weekday | 0 | 0 | 0 | 0 | 0 | 0 | 0 | 0 | 0 | 0 | 0 | 0 | 0 | 0 | 0 | 0 | 0 | 0 | 0 | 0 | 0 | 0 | 0 | 0 | 0 | 4.8 | 4.8 | 0 | 0 | 0
[8 empty] | 4277 | June | Summer | Weekday | 0 | 0 | 0 | 0 | 0 | 0 | 0 | 0 | 0 | 0 | 0 | 0 | 0 | 0 | 0 | 0 | 0 | 0 | 0 | 0 | 0 | 0 | 0 | 0 | 0 | 4.8 | 4.8 | 0 | 0 | 0
[8 empty] | 4278 | June | Summer | Weekday | 0 | 0 | 0 | 0 | 0 | 0 | 0 | 0 | 0 | 0 | 0 | 0 | 0 | 0 | 0 | 0 | 0 | 0 | 0 | 0 | 0 | 0 | 0 | 0 | 0 | 4.8 | 4.8 | 0 | 0 | 0
[8 empty] | 4279 | June | Summer | Weekday | 0 | 0 | 0 | 0 | 0 | 0 | 0 | 0 | 0 | 0 | 0 | 0 | 0 | 0 | 0 | 0 | 0 | 0 | 0 | 0 | 0 | 0 | 0 | 0 | 0 | 1.2 | 1.2 | 0 | 0 | 0
[8 empty] | 4280 | June | Summer | Weekday | 0 | 0 | 0 | 0 | 0 | 0 | 0 | 0 | 0 | 0 | 0 | 0 | 0 | 0 | 0 | 0 | 0 | 0 | 0 | 0 | 0 | 0 | 0 | 0 | 0 | 0 | 0 | 0 | 0 | 0
[8 empty] | 4281 | June | Summer | Weekday | 0 | 0 | 0 | 0 | 0 | 0 | 0 | 0 | 0 | 0 | 0 | 0 | 0 | 0 | 0 | 0 | 0 | 0 | 0 | 0 | 0 | 0 | 0 | 0 | 0 | 0 | 0 | 0 | 0 | 0
[8 empty] | 4282 | June | Summer | Weekday | 0 | 0 | 0 | 0 | 0 | 0 | 0 | 0 | 0 | 0 | 0 | 0 | 0 | 0 | 0 | 0 | 0 | 0 | 0 | 0 | 0 | 0 | 0 | 0 | 0 | 0 | 0 | 0 | 0 | 0
[8 empty] | 4283 | June | Summer | Weekday | 0 | 0 | 0 | 0 | 0 | 0 | 0 | 0 | 0 | 0 | 0 | 0 | 0 | 0 | 0 | 0 | 0 | 0 | 0 | 0 | 0 | 0 | 0 | 0 | 0 | 0 | 0 | 0 | 0 | 0
[8 empty] | 4284 | June | Summer | Weekday | 0 | 0 | 0 | 0 | 0 | 0 | 0 | 0 | 0 | 0 | 0 | 0 | 0 | 0 | 0 | 0 | 0 | 0 | 0 | 0 | 0 | 0 | 0 | 0 | 0 | 0 | 0 | 0 | 0 | 0
[8 empty] | 4285 | June | Summer | Weekday | 0 | 0 | 0 | 0 | 0 | 0 | 0 | 0 | 0 | 0 | 0 | 0 | 0 | 0 | 0 | 0 | 0 | 0 | 0 | 0 | 0 | 0 | 0 | 0 | 0 | 0 | 0 | 0 | 0 | 0
[8 empty] | 4286 | June | Summer | Weekday | 0 | 0 | 0 | 0 | 0 | 0 | 0 | 0 | 0 | 0 | 0 | 0 | 0 | 0 | 0 | 0 | 0 | 0 | 0 | 0 | 0 | 0 | 0 | 0 | 0 | 0 | 0 | 0 | 0 | 0
[8 empty] | 4287 | June | Summer | Weekday | 0 | 0 | 0 | 0 | 0 | 0 | 0 | 0 | 0 | 0 | 0 | 0 | 0 | 0 | 0 | 0 | 0 | 0 | 0 | 0 | 0 | 0 | 0 | 0 | 0 | 0 | 0 | 0 | 0 | 0
[8 empty] | 4288 | June | Summer | Weekday | 0 | 0 | 0 | 0 | 0 | 0 | 0 | 0 | 0 | 0 | 0 | 0 | 0 | 0 | 0 | 0 | 0 | 0 | 0 | 0 | 0 | 0 | 0 | 0 | 0 | 0 | 0 | 0 | 0 | 0
[8 empty] | 4289 | June | Summer | Weekday | 0 | 0 | 0 | 0 | 0 | 0 | 0 | 0 | 0 | 0 | 0 | 0 | 0 | 0 | 0 | 0 | 0 | 0 | 0 | 0 | 0 | 0 | 0 | 0 | 0 | 0 | 0 | 0 | 0 | 0
[8 empty] | 4290 | June | Summer | Weekday | 0 | 0 | 0 | 0 | 0 | 0 | 0 | 0 | 0 | 0 | 0 | 0 | 0 | 0 | 0 | 0 | 0 | 0 | 0 | 0 | 0 | 0 | 0 | 0 | 0 | 0 | 0 | 0 | 0 | 0
[8 empty] | 4291 | June | Summer | Weekday | 0 | 0 | 0 | 0 | 0 | 0 | 0 | 0 | 0 | 0 | 0 | 0 | 0 | 0 | 0 | 0 | 0 | 0 | 0 | 0 | 0 | 0 | 0 | 0 | 0 | 0 | 0 | 0 | 0 | 0
[8 empty] | 4292 | June | Summer | Weekday | 0 | 0 | 0 | 0 | 0 | 0 | 0 | 0 | 0 | 0 | 0 | 0 | 0 | 0 | 0 | 0 | 0 | 0 | 0 | 0 | 0 | 0 | 0 | 0 | 0 | 0 | 0 | 0 | 0 | 0
[8 empty] | 4293 | June | Summer | Weekday | 0 | 0 | 0 | 0 | 0 | 0 | 0 | 0 | 0 | 0 | 0 | 0 | 0 | 0 | 0 | 0 | 0 | 0 | 0 | 0 | 0 | 0 | 0 | 0 | 0 | 0 | 0 | 0 | 0 | 0
[8 empty] | 4294 | June | Summer | Weekday | 0 | 0 | 0 | 0 | 0 | 0 | 0 | 0 | 0 | 0 | 0 | 0 | 0 | 0 | 0 | 0 | 0 | 0 | 0 | 0 | 0 | 0 | 0 | 0 | 0 | 0 | 0 | 0 | 0 | 0
[8 empty] | 4295 | June | Summer | Weekday | 0 | 0 | 0 | 0 | 0 | 0 | 0 | 0 | 0 | 0 | 0 | 0 | 0 | 0 | 0 | 0 | 0 | 0 | 0 | 0 | 0 | 0 | 0 | 0 | 0 | 0 | 0 | 0 | 0 | 0
[8 empty] | 4296 | June | Summer | Weekday | 0 | 0 | 0 | 0 | 0 | 0 | 0 | 0 | 0 | 0 | 0 | 0 | 0 | 0 | 0 | 0 | 0 | 0 | 0 | 0 | 0 | 0 | 0 | 0 | 0 | 0 | 0 | 0 | 0 | 0
[8 empty] | 4297 | June | Summer | Weekday | 0 | 0 | 0 | 0 | 0 | 0 | 0 | 0 | 0 | 0 | 0 | 0 | 0 | 0 | 0 | 0 | 0 | 0 | 0 | 0 | 0 | 0 | 0 | 0 | 0 | 4.8 | 4.8 | 0 | 0 | 0
[8 empty] | 4298 | June | Summer | Weekday | 0 | 0 | 0 | 0 | 0 | 0 | 0 | 0 | 0 | 0 | 0 | 0 | 0 | 0 | 0 | 0 | 0 | 0 | 0 | 0 | 0 | 0 | 0 | 0 | 0 | 4.8 | 4.8 | 0 | 0 | 0
[8 empty] | 4299 | June | Summer | Weekday | 0 | 0 | 0 | 0 | 0 | 0 | 0 | 0 | 0 | 0 | 0 | 0 | 0 | 0 | 0 | 0 | 0 | 0 | 0 | 0 | 0 | 0 | 0 | 0 | 0 | 4.8 | 4.8 | 0 | 0 | 0
[8 empty] | 4300 | June | Summer | Weekday | 0 | 0 | 0 | 0 | 0 | 0 | 0 | 0 | 0 | 0 | 0 | 0 | 0 | 0 | 0 | 0 | 0 | 0 | 0 | 0 | 0 | 0 | 0 | 0 | 0 | 4.8 | 4.8 | 0 | 0 | 0
[8 empty] | 4301 | June | Summer | Weekday | 0 | 0 | 0 | 0 | 0 | 0 | 0 | 0 | 0 | 0 | 0 | 0 | 0 | 0 | 0 | 0 | 0 | 0 | 0 | 0 | 0 | 0 | 0 | 0 | 0 | 4.8 | 4.8 | 0 | 0 | 0
[8 empty] | 4302 | June | Summer | Weekday | 0 | 0 | 0 | 0 | 0 | 0 | 0 | 0 | 0 | 0 | 0 | 0 | 0 | 0 | 0 | 0 | 0 | 0 | 0 | 0 | 0 | 0 | 0 | 0 | 0 | 4.8 | 4.8 | 0 | 0 | 0
[8 empty] | 4303 | June | Summer | Weekday | 0 | 0 | 0 | 0 | 0 | 0 | 0 | 0 | 0 | 0 | 0 | 0 | 0 | 0 | 0 | 0 | 0 | 0 | 0 | 0 | 0 | 0 | 0 | 0 | 0 | 1.2 | 1.2 | 0 | 0 | 0
[8 empty] | 4304 | June | Summer | Weekday | 0 | 0 | 0 | 0 | 0 | 0 | 0 | 0 | 0 | 0 | 0 | 0 | 0 | 0 | 0 | 0 | 0 | 0 | 0 | 0 | 0 | 0 | 0 | 0 | 0 | 0 | 0 | 0 | 0 | 0
[8 empty] | 4305 | June | Summer | Weekday | 0 | 0 | 0 | 0 | 0 | 0 | 0 | 0 | 0 | 0 | 0 | 0 | 0 | 0 | 0 | 0 | 0 | 0 | 0 | 0 | 0 | 0 | 0 | 0 | 0 | 0 | 0 | 0 | 0 | 0
[8 empty] | 4306 | June | Summer | Weekday | 0 | 0 | 0 | 0 | 0 | 0 | 0 | 0 | 0 | 0 | 0 | 0 | 0 | 0 | 0 | 0 | 0 | 0 | 0 | 0 | 0 | 0 | 0 | 0 | 0 | 0 | 0 | 0 | 0 | 0
[8 empty] | 4307 | June | Summer | Weekday | 0 | 0 | 0 | 0 | 0 | 0 | 0 | 0 | 0 | 0 | 0 | 0 | 0 | 0 | 0 | 0 | 0 | 0 | 0 | 0 | 0 | 0 | 0 | 0 | 0 | 0 | 0 | 0 | 0 | 0
[8 empty] | 4308 | June | Summer | Weekday | 0 | 0 | 0 | 0 | 0 | 0 | 0 | 0 | 0 | 0 | 0 | 0 | 0 | 0 | 0 | 0 | 0 | 0 | 0 | 0 | 0 | 0 | 0 | 0 | 0 | 0 | 0 | 0 | 0 | 0
[8 empty] | 4309 | June | Summer | Weekday | 0 | 0 | 0 | 0 | 0 | 0 | 0 | 0 | 0 | 0 | 0 | 0 | 0 | 0 | 0 | 0 | 0 | 0 | 0 | 0 | 0 | 0 | 0 | 0 | 0 | 0 | 0 | 0 | 0 | 0
[8 empty] | 4310 | June | Summer | Weekday | 0 | 0 | 0 | 0 | 0 | 0 | 0 | 0 | 0 | 0 | 0 | 0 | 0 | 0 | 0 | 0 | 0 | 0 | 0 | 0 | 0 | 0 | 0 | 0 | 0 | 0 | 0 | 0 | 0 | 0
[8 empty] | 4311 | June | Summer | Weekday | 0 | 0 | 0 | 0 | 0 | 0 | 0 | 0 | 0 | 0 | 0 | 0 | 0 | 0 | 0 | 0 | 0 | 0 | 0 | 0 | 0 | 0 | 0 | 0 | 0 | 0 | 0 | 0 | 0 | 0
[8 empty] | 4312 | June | Summer | Weekday | 0 | 0 | 0 | 0 | 0 | 0 | 0 | 0 | 0 | 0 | 0 | 0 | 0 | 0 | 0 | 0 | 0 | 0 | 0 | 0 | 0 | 0 | 0 | 0 | 0 | 0 | 0 | 0 | 0 | 0
[8 empty] | 4313 | June | Summer | Weekday | 0 | 0 | 0 | 0 | 0 | 0 | 0 | 0 | 0 | 0 | 0 | 0 | 0 | 0 | 0 | 0 | 0 | 0 | 0 | 0 | 0 | 0 | 0 | 0 | 0 | 0 | 0 | 0 | 0 | 0
[8 empty] | 4314 | June | Summer | Weekday | 0 | 0 | 0 | 0 | 0 | 0 | 0 | 0 | 0 | 0 | 0 | 0 | 0 | 0 | 0 | 0 | 0 | 0 | 0 | 0 | 0 | 0 | 0 | 0 | 0 | 0 | 0 | 0 | 0 | 0
[8 empty] | 4315 | June | Summer | Weekday | 0 | 0 | 0 | 0 | 0 | 0 | 0 | 0 | 0 | 0 | 0 | 0 | 0 | 0 | 0 | 0 | 0 | 0 | 0 | 0 | 0 | 0 | 0 | 0 | 0 | 0 | 0 | 0 | 0 | 0
[8 empty] | 4316 | June | Summer | Weekday | 0 | 0 | 0 | 0 | 0 | 0 | 0 | 0 | 0 | 0 | 0 | 0 | 0 | 0 | 0 | 0 | 0 | 0 | 0 | 0 | 0 | 0 | 0 | 0 | 0 | 0 | 0 | 0 | 0 | 0
[8 empty] | 4317 | June | Summer | Weekday | 0 | 0 | 0 | 0 | 0 | 0 | 0 | 0 | 0 | 0 | 0 | 0 | 0 | 0 | 0 | 0 | 0 | 0 | 0 | 0 | 0 | 0 | 0 | 0 | 0 | 0 | 0 | 0 | 0 | 0
[8 empty] | 4318 | June | Summer | Weekday | 0 | 0 | 0 | 0 | 0 | 0 | 0 | 0 | 0 | 0 | 0 | 0 | 0 | 0 | 0 | 0 | 0 | 0 | 0 | 0 | 0 | 0 | 0 | 0 | 0 | 0 | 0 | 0 | 0 | 0
[8 empty] | 4319 | June | Summer | Weekday | 0 | 0 | 0 | 0 | 0 | 0 | 0 | 0 | 0 | 0 | 0 | 0 | 0 | 0 | 0 | 0 | 0 | 0 | 0 | 0 | 0 | 0 | 0 | 0 | 0 | 0 | 0 | 0 | 0 | 0
[8 empty] | 4320 | June | Summer | Weekday | 0 | 0 | 0 | 0 | 0 | 0 | 0 | 0 | 0 | 0 | 0 | 0 | 0 | 0 | 0 | 0 | 0 | 0 | 0 | 0 | 0 | 0 | 0 | 0 | 0 | 0 | 0 | 0 | 0 | 0
[8 empty] | 4321 | June | Summer | Weekday | 0 | 0 | 0 | 0 | 0 | 0 | 0 | 0 | 0 | 0 | 0 | 0 | 0 | 0 | 0 | 0 | 0 | 0 | 0 | 0 | 0 | 0 | 0 | 0 | 0 | 4.8 | 4.8 | 0 | 0 | 0
[8 empty] | 4322 | June | Summer | Weekday | 0 | 0 | 0 | 0 | 0 | 0 | 0 | 0 | 0 | 0 | 0 | 0 | 0 | 0 | 0 | 0 | 0 | 0 | 0 | 0 | 0 | 0 | 0 | 0 | 0 | 4.8 | 4.8 | 0 | 0 | 0
[8 empty] | 4323 | June | Summer | Weekday | 0 | 0 | 0 | 0 | 0 | 0 | 0 | 0 | 0 | 0 | 0 | 0 | 0 | 0 | 0 | 0 | 0 | 0 | 0 | 0 | 0 | 0 | 0 | 0 | 0 | 4.8 | 4.8 | 0 | 0 | 0
[8 empty] | 4324 | June | Summer | Weekday | 0 | 0 | 0 | 0 | 0 | 0 | 0 | 0 | 0 | 0 | 0 | 0 | 0 | 0 | 0 | 0 | 0 | 0 | 0 | 0 | 0 | 0 | 0 | 0 | 0 | 4.8 | 4.8 | 0 | 0 | 0
[8 empty] | 4325 | June | Summer | Weekday | 0 | 0 | 0 | 0 | 0 | 0 | 0 | 0 | 0 | 0 | 0 | 0 | 0 | 0 | 0 | 0 | 0 | 0 | 0 | 0 | 0 | 0 | 0 | 0 | 0 | 4.8 | 4.8 | 0 | 0 | 0
[8 empty] | 4326 | June | Summer | Weekday | 0 | 0 | 0 | 0 | 0 | 0 | 0 | 0 | 0 | 0 | 0 | 0 | 0 | 0 | 0 | 0 | 0 | 0 | 0 | 0 | 0 | 0 | 0 | 0 | 0 | 4.8 | 4.8 | 0 | 0 | 0
[8 empty] | 4327 | June | Summer | Weekday | 0 | 0 | 0 | 0 | 0 | 0 | 0 | 0 | 0 | 0 | 0 | 0 | 0 | 0 | 0 | 0 | 0 | 0 | 0 | 0 | 0 | 0 | 0 | 0 | 0 | 1.2 | 1.2 | 0 | 0 | 0
[8 empty] | 4328 | June | Summer | Weekday | 0 | 0 | 0 | 0 | 0 | 0 | 0 | 0 | 0 | 0 | 0 | 0 | 0 | 0 | 0 | 0 | 0 | 0 | 0 | 0 | 0 | 0 | 0 | 0 | 0 | 0 | 0 | 0 | 0 | 0
[8 empty] | 4329 | June | Summer | Weekday | 0 | 0 | 0 | 0 | 0 | 0 | 0 | 0 | 0 | 0 | 0 | 0 | 0 | 0 | 0 | 0 | 0 | 0 | 0 | 0 | 0 | 0 | 0 | 0 | 0 | 0 | 0 | 0 | 0 | 0
[8 empty] | 4330 | June | Summer | Weekday | 0 | 0 | 0 | 0 | 0 | 0 | 0 | 0 | 0 | 0 | 0 | 0 | 0 | 0 | 0 | 0 | 0 | 0 | 0 | 0 | 0 | 0 | 0 | 0 | 0 | 0 | 0 | 0 | 0 | 0
[8 empty] | 4331 | June | Summer | Weekday | 0 | 0 | 0 | 0 | 0 | 0 | 0 | 0 | 0 | 0 | 0 | 0 | 0 | 0 | 0 | 0 | 0 | 0 | 0 | 0 | 0 | 0 | 0 | 0 | 0 | 0 | 0 | 0 | 0 | 0
[8 empty] | 4332 | June | Summer | Weekday | 0 | 0 | 0 | 0 | 0 | 0 | 0 | 0 | 0 | 0 | 0 | 0 | 0 | 0 | 0 | 0 | 0 | 0 | 0 | 0 | 0 | 0 | 0 | 0 | 0 | 0 | 0 | 0 | 0 | 0
[8 empty] | 4333 | June | Summer | Weekday | 0 | 0 | 0 | 0 | 0 | 0 | 0 | 0 | 0 | 0 | 0 | 0 | 0 | 0 | 0 | 0 | 0 | 0 | 0 | 0 | 0 | 0 | 0 | 0 | 0 | 0 | 0 | 0 | 0 | 0
[8 empty] | 4334 | June | Summer | Weekday | 0 | 0 | 0 | 0 | 0 | 0 | 0 | 0 | 0 | 0 | 0 | 0 | 0 | 0 | 0 | 0 | 0 | 0 | 0 | 0 | 0 | 0 | 0 | 0 | 0 | 0 | 0 | 0 | 0 | 0
[8 empty] | 4335 | June | Summer | Weekday | 0 | 0 | 0 | 0 | 0 | 0 | 0 | 0 | 0 | 0 | 0 | 0 | 0 | 0 | 0 | 0 | 0 | 0 | 0 | 0 | 0 | 0 | 0 | 0 | 0 | 0 | 0 | 0 | 0 | 0
[8 empty] | 4336 | June | Summer | Weekday | 0 | 0 | 0 | 0 | 0 | 0 | 0 | 0 | 0 | 0 | 0 | 0 | 0 | 0 | 0 | 0 | 0 | 0 | 0 | 0 | 0 | 0 | 0 | 0 | 0 | 0 | 0 | 0 | 0 | 0
[8 empty] | 4337 | June | Summer | Weekday | 0 | 0 | 0 | 0 | 0 | 0 | 0 | 0 | 0 | 0 | 0 | 0 | 0 | 0 | 0 | 0 | 0 | 0 | 0 | 0 | 0 | 0 | 0 | 0 | 0 | 0 | 0 | 0 | 0 | 0
[8 empty] | 4338 | June | Summer | Weekday | 0 | 0 | 0 | 0 | 0 | 0 | 0 | 0 | 0 | 0 | 0 | 0 | 0 | 0 | 0 | 0 | 0 | 0 | 0 | 0 | 0 | 0 | 0 | 0 | 0 | 0 | 0 | 0 | 0 | 0
[8 empty] | 4339 | June | Summer | Weekday | 0 | 0 | 0 | 0 | 0 | 0 | 0 | 0 | 0 | 0 | 0 | 0 | 0 | 0 | 0 | 0 | 0 | 0 | 0 | 0 | 0 | 0 | 0 | 0 | 0 | 0 | 0 | 0 | 0 | 0
[8 empty] | 4340 | June | Summer | Weekday | 0 | 0 | 0 | 0 | 0 | 0 | 0 | 0 | 0 | 0 | 0 | 0 | 0 | 0 | 0 | 0 | 0 | 0 | 0 | 0 | 0 | 0 | 0 | 0 | 0 | 0 | 0 | 0 | 0 | 0
[8 empty] | 4341 | June | Summer | Weekday | 0 | 0 | 0 | 0 | 0 | 0 | 0 | 0 | 0 | 0 | 0 | 0 | 0 | 0 | 0 | 0 | 0 | 0 | 0 | 0 | 0 | 0 | 0 | 0 | 0 | 0 | 0 | 0 | 0 | 0
[8 empty] | 4342 | June | Summer | Weekday | 0 | 0 | 0 | 0 | 0 | 0 | 0 | 0 | 0 | 0 | 0 | 0 | 0 | 0 | 0 | 0 | 0 | 0 | 0 | 0 | 0 | 0 | 0 | 0 | 0 | 0 | 0 | 0 | 0 | 0
[8 empty] | 4343 | June | Summer | Weekday | 0 | 0 | 0 | 0 | 0 | 0 | 0 | 0 | 0 | 0 | 0 | 0 | 0 | 0 | 0 | 0 | 0 | 0 | 0 | 0 | 0 | 0 | 0 | 0 | 0 | 0 | 0 | 0 | 0 | 0
[8 empty] | 4344 | June | Summer | Weekday | 0 | 0 | 0 | 0 | 0 | 0 | 0 | 0 | 0 | 0 | 0 | 0 | 0 | 0 | 0 | 0 | 0 | 0 | 0 | 0 | 0 | 0 | 0 | 0 | 0 | 0 | 0 | 0 | 0 | 0
[8 empty] | 4345 | July | Summer | Weekend | 0 | 0 | 0 | 0 | 0 | 0 | 0 | 0 | 0 | 0 | 0 | 0 | 0 | 0 | 0 | 0 | 0 | 0 | 0 | 0 | 0 | 0 | 0 | 0 | 0 | 4.8 | 4.8 | 0 | 0 | 0 |  | 1
[8 empty] | 4346 | July | Summer | Weekend | 0 | 0 | 0 | 0 | 0 | 0 | 0 | 0 | 0 | 0 | 0 | 0 | 0 | 0 | 0 | 0 | 0 | 0 | 0 | 0 | 0 | 0 | 0 | 0 | 0 | 4.8 | 4.8 | 0 | 0 | 0 |  | 2
[8 empty] | 4347 | July | Summer | Weekend | 0 | 0 | 0 | 0 | 0 | 0 | 0 | 0 | 0 | 0 | 0 | 0 | 0 | 0 | 0 | 0 | 0 | 0 | 0 | 0 | 0 | 0 | 0 | 0 | 0 | 4.8 | 4.8 | 0 | 0 | 0 |  | 3
[8 empty] | 4348 | July | Summer | Weekend | 0 | 0 | 0 | 0 | 0 | 0 | 0 | 0 | 0 | 0 | 0 | 0 | 0 | 0 | 0 | 0 | 0 | 0 | 0 | 0 | 0 | 0 | 0 | 0 | 0 | 4.8 | 4.8 | 0 | 0 | 0 |  | 4
[8 empty] | 4349 | July | Summer | Weekend | 0 | 0 | 0 | 0 | 0 | 0 | 0 | 0 | 0 | 0 | 0 | 0 | 0 | 0 | 0 | 0 | 0 | 0 | 0 | 0 | 0 | 0 | 0 | 0 | 0 | 4.8 | 4.8 | 0 | 0 | 0 |  | 5
[8 empty] | 4350 | July | Summer | Weekend | 0 | 0 | 0 | 0 | 0 | 0 | 0 | 0 | 0 | 0 | 0 | 0 | 0 | 0 | 0 | 0 | 0 | 0 | 0 | 0 | 0 | 0 | 0 | 0 | 0 | 4.8 | 4.8 | 0 | 0 | 0 |  | 6
[8 empty] | 4351 | July | Summer | Weekend | 0 | 0 | 0 | 0 | 0 | 0 | 0 | 0 | 0 | 0 | 0 | 0 | 0 | 0 | 0 | 0 | 0 | 0 | 0 | 0 | 0 | 0 | 0 | 0 | 0 | 1.2 | 1.2 | 0 | 0 | 0 |  | 7
[8 empty] | 4352 | July | Summer | Weekend | 0 | 0 | 0 | 0 | 0 | 0 | 0 | 0 | 0 | 0 | 0 | 0 | 0 | 0 | 0 | 0 | 0 | 0 | 0 | 0 | 0 | 0 | 0 | 0 | 0 | 0 | 0 | 0 | 0 | 0 |  | 8
[8 empty] | 4353 | July | Summer | Weekend | 0 | 0 | 0 | 0 | 0 | 0 | 0 | 0 | 0 | 0 | 0 | 0 | 0 | 0 | 0 | 0 | 0 | 0 | 0 | 0 | 0 | 0 | 0 | 0 | 0 | 0 | 0 | 0 | 0 | 0 |  | 9
[8 empty] | 4354 | July | Summer | Weekend | 0 | 0 | 0 | 0 | 0 | 0 | 0 | 0 | 0 | 0 | 0 | 0 | 0 | 0 | 0 | 0 | 0 | 0 | 0 | 0 | 0 | 0 | 0 | 0 | 0 | 0 | 0 | 0 | 0 | 0 |  | 10
[8 empty] | 4355 | July | Summer | Weekend | 0 | 0 | 0 | 0 | 0 | 0 | 0 | 0 | 0 | 0 | 0 | 0 | 0 | 0 | 0 | 0 | 0 | 0 | 0 | 0 | 0 | 0 | 0 | 0 | 0 | 0 | 0 | 0 | 0 | 0 |  | 11
[8 empty] | 4356 | July | Summer | Weekend | 0 | 0 | 0 | 0 | 0 | 0 | 0 | 0 | 0 | 0 | 0 | 0 | 0 | 0 | 0 | 0 | 0 | 0 | 0 | 0 | 0 | 0 | 0 | 0 | 0 | 0 | 0 | 0 | 0 | 0 |  | 12
[8 empty] | 4357 | July | Summer | Weekend | 0 | 0 | 0 | 0 | 0 | 0 | 0 | 0 | 0 | 0 | 0 | 0 | 0 | 0 | 0 | 0 | 0 | 0 | 0 | 0 | 0 | 0 | 0 | 0 | 0 | 0 | 0 | 0 | 0 | 0 |  | 13
[8 empty] | 4358 | July | Summer | Weekend | 0 | 0 | 0 | 0 | 0 | 0 | 0 | 0 | 0 | 0 | 0 | 0 | 0 | 0 | 0 | 0 | 0 | 0 | 0 | 0 | 0 | 0 | 0 | 0 | 0 | 0 | 0 | 0 | 0 | 0 |  | 14
[8 empty] | 4359 | July | Summer | Weekend | 0 | 0 | 0 | 0 | 0 | 0 | 0 | 0 | 0 | 0 | 0 | 0 | 0 | 0 | 0 | 0 | 0 | 0 | 0 | 0 | 0 | 0 | 0 | 0 | 0 | 0 | 0 | 0 | 0 | 0 |  | 15
[8 empty] | 4360 | July | Summer | Weekend | 0 | 0 | 0 | 0 | 0 | 0 | 0 | 0 | 0 | 0 | 0 | 0 | 0 | 0 | 0 | 0 | 0 | 0 | 0 | 0 | 0 | 0 | 0 | 0 | 0 | 0 | 0 | 0 | 0 | 0 |  | 16
[8 empty] | 4361 | July | Summer | Weekend | 0 | 0 | 0 | 0 | 0 | 0 | 0 | 0 | 0 | 0 | 0 | 0 | 0 | 0 | 0 | 0 | 0 | 0 | 0 | 0 | 0 | 0 | 0 | 0 | 0 | 0 | 0 | 0 | 0 | 0 |  | 17
[8 empty] | 4362 | July | Summer | Weekend | 0 | 0 | 0 | 0 | 0 | 0 | 0 | 0 | 0 | 0 | 0 | 0 | 0 | 0 | 0 | 0 | 0 | 0 | 0 | 0 | 0 | 0 | 0 | 0 | 0 | 0 | 0 | 0 | 0 | 0 |  | 18
[8 empty] | 4363 | July | Summer | Weekend | 0 | 0 | 0 | 0 | 0 | 0 | 0 | 0 | 0 | 0 | 0 | 0 | 0 | 0 | 0 | 0 | 0 | 0 | 0 | 0 | 0 | 0 | 0 | 0 | 0 | 0 | 0 | 0 | 0 | 0 |  | 19
[8 empty] | 4364 | July | Summer | Weekend | 0 | 0 | 0 | 0 | 0 | 0 | 0 | 0 | 0 | 0 | 0 | 0 | 0 | 0 | 0 | 0 | 0 | 0 | 0 | 0 | 0 | 0 | 0 | 0 | 0 | 0 | 0 | 0 | 0 | 0 |  | 20
[8 empty] | 4365 | July | Summer | Weekend | 0 | 0 | 0 | 0 | 0 | 0 | 0 | 0 | 0 | 0 | 0 | 0 | 0 | 0 | 0 | 0 | 0 | 0 | 0 | 0 | 0 | 0 | 0 | 0 | 0 | 0 | 0 | 0 | 0 | 0 |  | 21
[8 empty] | 4366 | July | Summer | Weekend | 0 | 0 | 0 | 0 | 0 | 0 | 0 | 0 | 0 | 0 | 0 | 0 | 0 | 0 | 0 | 0 | 0 | 0 | 0 | 0 | 0 | 0 | 0 | 0 | 0 | 0 | 0 | 0 | 0 | 0 |  | 22
[8 empty] | 4367 | July | Summer | Weekend | 0 | 0 | 0 | 0 | 0 | 0 | 0 | 0 | 0 | 0 | 0 | 0 | 0 | 0 | 0 | 0 | 0 | 0 | 0 | 0 | 0 | 0 | 0 | 0 | 0 | 0 | 0 | 0 | 0 | 0 |  | 23
[8 empty] | 4368 | July | Summer | Weekend | 0 | 0 | 0 | 0 | 0 | 0 | 0 | 0 | 0 | 0 | 0 | 0 | 0 | 0 | 0 | 0 | 0 | 0 | 0 | 0 | 0 | 0 | 0 | 0 | 0 | 0 | 0 | 0 | 0 | 0 |  | 24
[8 empty] | 4369 | July | Summer | Weekend | 0 | 0 | 0 | 0 | 0 | 0 | 0 | 0 | 0 | 0 | 0 | 0 | 0 | 0 | 0 | 0 | 0 | 0 | 0 | 0 | 0 | 0 | 0 | 0 | 0 | 4.8 | 4.8 | 0 | 0 | 0 |  | 1
[8 empty] | 4370 | July | Summer | Weekend | 0 | 0 | 0 | 0 | 0 | 0 | 0 | 0 | 0 | 0 | 0 | 0 | 0 | 0 | 0 | 0 | 0 | 0 | 0 | 0 | 0 | 0 | 0 | 0 | 0 | 4.8 | 4.8 | 0 | 0 | 0 |  | 2
[8 empty] | 4371 | July | Summer | Weekend | 0 | 0 | 0 | 0 | 0 | 0 | 0 | 0 | 0 | 0 | 0 | 0 | 0 | 0 | 0 | 0 | 0 | 0 | 0 | 0 | 0 | 0 | 0 | 0 | 0 | 4.8 | 4.8 | 0 | 0 | 0 |  | 3
[8 empty] | 4372 | July | Summer | Weekend | 0 | 0 | 0 | 0 | 0 | 0 | 0 | 0 | 0 | 0 | 0 | 0 | 0 | 0 | 0 | 0 | 0 | 0 | 0 | 0 | 0 | 0 | 0 | 0 | 0 | 4.8 | 4.8 | 0 | 0 | 0 |  | 4
[8 empty] | 4373 | July | Summer | Weekend | 0 | 0 | 0 | 0 | 0 | 0 | 0 | 0 | 0 | 0 | 0 | 0 | 0 | 0 | 0 | 0 | 0 | 0 | 0 | 0 | 0 | 0 | 0 | 0 | 0 | 4.8 | 4.8 | 0 | 0 | 0 |  | 5
[8 empty] | 4374 | July | Summer | Weekend | 0 | 0 | 0 | 0 | 0 | 0 | 0 | 0 | 0 | 0 | 0 | 0 | 0 | 0 | 0 | 0 | 0 | 0 | 0 | 0 | 0 | 0 | 0 | 0 | 0 | 4.8 | 4.8 | 0 | 0 | 0 |  | 6
[8 empty] | 4375 | July | Summer | Weekend | 0 | 0 | 0 | 0 | 0 | 0 | 0 | 0 | 0 | 0 | 0 | 0 | 0 | 0 | 0 | 0 | 0 | 0 | 0 | 0 | 0 | 0 | 0 | 0 | 0 | 1.2 | 1.2 | 0 | 0 | 0 |  | 7
[8 empty] | 4376 | July | Summer | Weekend | 0 | 0 | 0 | 0 | 0 | 0 | 0 | 0 | 0 | 0 | 0 | 0 | 0 | 0 | 0 | 0 | 0 | 0 | 0 | 0 | 0 | 0 | 0 | 0 | 0 | 0 | 0 | 0 | 0 | 0 |  | 8
[8 empty] | 4377 | July | Summer | Weekend | 0 | 0 | 0 | 0 | 0 | 0 | 0 | 0 | 0 | 0 | 0 | 0 | 0 | 0 | 0 | 0 | 0 | 0 | 0 | 0 | 0 | 0 | 0 | 0 | 0 | 0 | 0 | 0 | 0 | 0 |  | 9
[8 empty] | 4378 | July | Summer | Weekend | 0 | 0 | 0 | 0 | 0 | 0 | 0 | 0 | 0 | 0 | 0 | 0 | 0 | 0 | 0 | 0 | 0 | 0 | 0 | 0 | 0 | 0 | 0 | 0 | 0 | 0 | 0 | 0 | 0 | 0 |  | 10
[8 empty] | 4379 | July | Summer | Weekend | 0 | 0 | 0 | 0 | 0 | 0 | 0 | 0 | 0 | 0 | 0 | 0 | 0 | 0 | 0 | 0 | 0 | 0 | 0 | 0 | 0 | 0 | 0 | 0 | 0 | 0 | 0 | 0 | 0 | 0 |  | 11
[8 empty] | 4380 | July | Summer | Weekend | 0 | 0 | 0 | 0 | 0 | 0 | 0 | 0 | 0 | 0 | 0 | 0 | 0 | 0 | 0 | 0 | 0 | 0 | 0 | 0 | 0 | 0 | 0 | 0 | 0 | 0 | 0 | 0 | 0 | 0 |  | 12
[8 empty] | 4381 | July | Summer | Weekend | 0 | 0 | 0 | 0 | 0 | 0 | 0 | 0 | 0 | 0 | 0 | 0 | 0 | 0 | 0 | 0 | 0 | 0 | 0 | 0 | 0 | 0 | 0 | 0 | 0 | 0 | 0 | 0 | 0 | 0 |  | 13
[8 empty] | 4382 | July | Summer | Weekend | 0 | 0 | 0 | 0 | 0 | 0 | 0 | 0 | 0 | 0 | 0 | 0 | 0 | 0 | 0 | 0 | 0 | 0 | 0 | 0 | 0 | 0 | 0 | 0 | 0 | 0 | 0 | 0 | 0 | 0 |  | 14
[8 empty] | 4383 | July | Summer | Weekend | 0 | 0 | 0 | 0 | 0 | 0 | 0 | 0 | 0 | 0 | 0 | 0 | 0 | 0 | 0 | 0 | 0 | 0 | 0 | 0 | 0 | 0 | 0 | 0 | 0 | 0 | 0 | 0 | 0 | 0 |  | 15
[8 empty] | 4384 | July | Summer | Weekend | 0 | 0 | 0 | 0 | 0 | 0 | 0 | 0 | 0 | 0 | 0 | 0 | 0 | 0 | 0 | 0 | 0 | 0 | 0 | 0 | 0 | 0 | 0 | 0 | 0 | 0 | 0 | 0 | 0 | 0 |  | 16
[8 empty] | 4385 | July | Summer | Weekend | 0 | 0 | 0 | 0 | 0 | 0 | 0 | 0 | 0 | 0 | 0 | 0 | 0 | 0 | 0 | 0 | 0 | 0 | 0 | 0 | 0 | 0 | 0 | 0 | 0 | 0 | 0 | 0 | 0 | 0 |  | 17
[8 empty] | 4386 | July | Summer | Weekend | 0 | 0 | 0 | 0 | 0 | 0 | 0 | 0 | 0 | 0 | 0 | 0 | 0 | 0 | 0 | 0 | 0 | 0 | 0 | 0 | 0 | 0 | 0 | 0 | 0 | 0 | 0 | 0 | 0 | 0 |  | 18
[8 empty] | 4387 | July | Summer | Weekend | 0 | 0 | 0 | 0 | 0 | 0 | 0 | 0 | 0 | 0 | 0 | 0 | 0 | 0 | 0 | 0 | 0 | 0 | 0 | 0 | 0 | 0 | 0 | 0 | 0 | 0 | 0 | 0 | 0 | 0 |  | 19
[8 empty] | 4388 | July | Summer | Weekend | 0 | 0 | 0 | 0 | 0 | 0 | 0 | 0 | 0 | 0 | 0 | 0 | 0 | 0 | 0 | 0 | 0 | 0 | 0 | 0 | 0 | 0 | 0 | 0 | 0 | 0 | 0 | 0 | 0 | 0 |  | 20
[8 empty] | 4389 | July | Summer | Weekend | 0 | 0 | 0 | 0 | 0 | 0 | 0 | 0 | 0 | 0 | 0 | 0 | 0 | 0 | 0 | 0 | 0 | 0 | 0 | 0 | 0 | 0 | 0 | 0 | 0 | 0 | 0 | 0 | 0 | 0 |  | 21
[8 empty] | 4390 | July | Summer | Weekend | 0 | 0 | 0 | 0 | 0 | 0 | 0 | 0 | 0 | 0 | 0 | 0 | 0 | 0 | 0 | 0 | 0 | 0 | 0 | 0 | 0 | 0 | 0 | 0 | 0 | 0 | 0 | 0 | 0 | 0 |  | 22
[8 empty] | 4391 | July | Summer | Weekend | 0 | 0 | 0 | 0 | 0 | 0 | 0 | 0 | 0 | 0 | 0 | 0 | 0 | 0 | 0 | 0 | 0 | 0 | 0 | 0 | 0 | 0 | 0 | 0 | 0 | 0 | 0 | 0 | 0 | 0 |  | 23
[8 empty] | 4392 | July | Summer | Weekend | 0 | 0 | 0 | 0 | 0 | 0 | 0 | 0 | 0 | 0 | 0 | 0 | 0 | 0 | 0 | 0 | 0 | 0 | 0 | 0 | 0 | 0 | 0 | 0 | 0 | 0 | 0 | 0 | 0 | 0 |  | 24
[8 empty] | 4393 | July | Summer | Weekday | 0 | 0 | 0 | 0 | 0 | 0 | 0 | 0 | 0 | 0 | 0 | 0 | 0 | 0 | 0 | 0 | 0 | 0 | 0 | 0 | 0 | 0 | 0 | 0 | 0 | 4.8 | 4.8 | 0 | 0 | 0 |  | 1
[8 empty] | 4394 | July | Summer | Weekday | 0 | 0 | 0 | 0 | 0 | 0 | 0 | 0 | 0 | 0 | 0 | 0 | 0 | 0 | 0 | 0 | 0 | 0 | 0 | 0 | 0 | 0 | 0 | 0 | 0 | 4.8 | 4.8 | 0 | 0 | 0 |  | 2
[8 empty] | 4395 | July | Summer | Weekday | 0 | 0 | 0 | 0 | 0 | 0 | 0 | 0 | 0 | 0 | 0 | 0 | 0 | 0 | 0 | 0 | 0 | 0 | 0 | 0 | 0 | 0 | 0 | 0 | 0 | 4.8 | 4.8 | 0 | 0 | 0 |  | 3
[8 empty] | 4396 | July | Summer | Weekday | 0 | 0 | 0 | 0 | 0 | 0 | 0 | 0 | 0 | 0 | 0 | 0 | 0 | 0 | 0 | 0 | 0 | 0 | 0 | 0 | 0 | 0 | 0 | 0 | 0 | 4.8 | 4.8 | 0 | 0 | 0 |  | 4
[8 empty] | 4397 | July | Summer | Weekday | 0 | 0 | 0 | 0 | 0 | 0 | 0 | 0 | 0 | 0 | 0 | 0 | 0 | 0 | 0 | 0 | 0 | 0 | 0 | 0 | 0 | 0 | 0 | 0 | 0 | 4.8 | 4.8 | 0 | 0 | 0 |  | 5
[8 empty] | 4398 | July | Summer | Weekday | 0 | 0 | 0 | 0 | 0 | 0 | 0 | 0 | 0 | 0 | 0 | 0 | 0 | 0 | 0 | 0 | 0 | 0 | 0 | 0 | 0 | 0 | 0 | 0 | 0 | 4.8 | 4.8 | 0 | 0 | 0 |  | 6
[8 empty] | 4399 | July | Summer | Weekday | 0 | 0 | 0 | 0 | 0 | 0 | 0 | 0 | 0 | 0 | 0 | 0 | 0 | 0 | 0 | 0 | 0 | 0 | 0 | 0 | 0 | 0 | 0 | 0 | 0 | 1.2 | 1.2 | 0 | 0 | 0 |  | 7
[8 empty] | 4400 | July | Summer | Weekday | 0 | 0 | 0 | 0 | 0 | 0 | 0 | 0 | 0 | 0 | 0 | 0 | 0 | 0 | 0 | 0 | 0 | 0 | 0 | 0 | 0 | 0 | 0 | 0 | 0 | 0 | 0 | 0 | 0 | 0 |  | 8
[8 empty] | 4401 | July | Summer | Weekday | 0 | 0 | 0 | 0 | 0 | 0 | 0 | 0 | 0 | 0 | 0 | 0 | 0 | 0 | 0 | 0 | 0 | 0 | 0 | 0 | 0 | 0 | 0 | 0 | 0 | 0 | 0 | 0 | 0 | 0 |  | 9
[8 empty] | 4402 | July | Summer | Weekday | 0 | 0 | 0 | 0 | 0 | 0 | 0 | 0 | 0 | 0 | 0 | 0 | 0 | 0 | 0 | 0 | 0 | 0 | 0 | 0 | 0 | 0 | 0 | 0 | 0 | 0 | 0 | 0 | 0 | 0 |  | 10
[8 empty] | 4403 | July | Summer | Weekday | 0 | 0 | 0 | 0 | 0 | 0 | 0 | 0 | 0 | 0 | 0 | 0 | 0 | 0 | 0 | 0 | 0 | 0 | 0 | 0 | 0 | 0 | 0 | 0 | 0 | 0 | 0 | 0 | 0 | 0 |  | 11
[8 empty] | 4404 | July | Summer | Weekday | 0 | 0 | 0 | 0 | 0 | 0 | 0 | 0 | 0 | 0 | 0 | 0 | 0 | 0 | 0 | 0 | 0 | 0 | 0 | 0 | 0 | 0 | 0 | 0 | 0 | 0 | 0 | 0 | 0 | 0 |  | 12
[8 empty] | 4405 | July | Summer | Weekday | 0 | 0 | 0 | 0 | 0 | 0 | 0 | 0 | 0 | 0 | 0 | 0 | 0 | 0 | 0 | 0 | 0 | 0 | 0 | 0 | 0 | 0 | 0 | 0 | 0 | 0 | 0 | 0 | 0 | 0 |  | 13
[8 empty] | 4406 | July | Summer | Weekday | 0 | 0 | 0 | 0 | 0 | 0 | 0 | 0 | 0 | 0 | 0 | 0 | 0 | 0 | 0 | 0 | 0 | 0 | 0 | 0 | 0 | 0 | 0 | 0 | 0 | 0 | 0 | 0 | 0 | 0 |  | 14
[8 empty] | 4407 | July | Summer | Weekday | 0 | 0 | 0 | 0 | 0 | 0 | 0 | 0 | 0 | 0 | 0 | 0 | 0 | 0 | 0 | 0 | 0 | 0 | 0 | 0 | 0 | 0 | 0 | 0 | 0 | 0 | 0 | 0 | 0 | 0 |  | 15
[8 empty] | 4408 | July | Summer | Weekday | 0 | 0 | 0 | 0 | 0 | 0 | 0 | 0 | 0 | 0 | 0 | 0 | 0 | 0 | 0 | 0 | 0 | 0 | 0 | 0 | 0 | 0 | 0 | 0 | 0 | 0 | 0 | 0 | 0 | 0 |  | 16
[8 empty] | 4409 | July | Summer | Weekday | 0 | 0 | 0 | 0 | 0 | 0 | 0 | 0 | 0 | 0 | 0 | 0 | 0 | 0 | 0 | 0 | 0 | 0 | 0 | 0 | 0 | 0 | 0 | 0 | 0 | 0 | 0 | 0 | 0 | 0 |  | 17
[8 empty] | 4410 | July | Summer | Weekday | 0 | 0 | 0 | 0 | 0 | 0 | 0 | 0 | 0 | 0 | 0 | 0 | 0 | 0 | 0 | 0 | 0 | 0 | 0 | 0 | 0 | 0 | 0 | 0 | 0 | 0 | 0 | 0 | 0 | 0 |  | 18
[8 empty] | 4411 | July | Summer | Weekday | 0 | 0 | 0 | 0 | 0 | 0 | 0 | 0 | 0 | 0 | 0 | 0 | 0 | 0 | 0 | 0 | 0 | 0 | 0 | 0 | 0 | 0 | 0 | 0 | 0 | 0 | 0 | 0 | 0 | 0 |  | 19
[8 empty] | 4412 | July | Summer | Weekday | 0 | 0 | 0 | 0 | 0 | 0 | 0 | 0 | 0 | 0 | 0 | 0 | 0 | 0 | 0 | 0 | 0 | 0 | 0 | 0 | 0 | 0 | 0 | 0 | 0 | 0 | 0 | 0 | 0 | 0 |  | 20
[8 empty] | 4413 | July | Summer | Weekday | 0 | 0 | 0 | 0 | 0 | 0 | 0 | 0 | 0 | 0 | 0 | 0 | 0 | 0 | 0 | 0 | 0 | 0 | 0 | 0 | 0 | 0 | 0 | 0 | 0 | 0 | 0 | 0 | 0 | 0 |  | 21
[8 empty] | 4414 | July | Summer | Weekday | 0 | 0 | 0 | 0 | 0 | 0 | 0 | 0 | 0 | 0 | 0 | 0 | 0 | 0 | 0 | 0 | 0 | 0 | 0 | 0 | 0 | 0 | 0 | 0 | 0 | 0 | 0 | 0 | 0 | 0 |  | 22
[8 empty] | 4415 | July | Summer | Weekday | 0 | 0 | 0 | 0 | 0 | 0 | 0 | 0 | 0 | 0 | 0 | 0 | 0 | 0 | 0 | 0 | 0 | 0 | 0 | 0 | 0 | 0 | 0 | 0 | 0 | 0 | 0 | 0 | 0 | 0 |  | 23
[8 empty] | 4416 | July | Summer | Weekday | 0 | 0 | 0 | 0 | 0 | 0 | 0 | 0 | 0 | 0 | 0 | 0 | 0 | 0 | 0 | 0 | 0 | 0 | 0 | 0 | 0 | 0 | 0 | 0 | 0 | 0 | 0 | 0 | 0 | 0 |  | 24
[8 empty] | 4417 | July | Summer | Weekday | 0 | 0 | 0 | 0 | 0 | 0 | 0 | 0 | 0 | 0 | 0 | 0 | 0 | 0 | 0 | 0 | 0 | 0 | 0 | 0 | 0 | 0 | 0 | 0 | 0 | 4.8 | 4.8 | 0 | 0 | 0
[8 empty] | 4418 | July | Summer | Weekday | 0 | 0 | 0 | 0 | 0 | 0 | 0 | 0 | 0 | 0 | 0 | 0 | 0 | 0 | 0 | 0 | 0 | 0 | 0 | 0 | 0 | 0 | 0 | 0 | 0 | 4.8 | 4.8 | 0 | 0 | 0
[8 empty] | 4419 | July | Summer | Weekday | 0 | 0 | 0 | 0 | 0 | 0 | 0 | 0 | 0 | 0 | 0 | 0 | 0 | 0 | 0 | 0 | 0 | 0 | 0 | 0 | 0 | 0 | 0 | 0 | 0 | 4.8 | 4.8 | 0 | 0 | 0
[8 empty] | 4420 | July | Summer | Weekday | 0 | 0 | 0 | 0 | 0 | 0 | 0 | 0 | 0 | 0 | 0 | 0 | 0 | 0 | 0 | 0 | 0 | 0 | 0 | 0 | 0 | 0 | 0 | 0 | 0 | 4.8 | 4.8 | 0 | 0 | 0
[8 empty] | 4421 | July | Summer | Weekday | 0 | 0 | 0 | 0 | 0 | 0 | 0 | 0 | 0 | 0 | 0 | 0 | 0 | 0 | 0 | 0 | 0 | 0 | 0 | 0 | 0 | 0 | 0 | 0 | 0 | 4.8 | 4.8 | 0 | 0 | 0
[8 empty] | 4422 | July | Summer | Weekday | 0 | 0 | 0 | 0 | 0 | 0 | 0 | 0 | 0 | 0 | 0 | 0 | 0 | 0 | 0 | 0 | 0 | 0 | 0 | 0 | 0 | 0 | 0 | 0 | 0 | 4.8 | 4.8 | 0 | 0 | 0
[8 empty] | 4423 | July | Summer | Weekday | 0 | 0 | 0 | 0 | 0 | 0 | 0 | 0 | 0 | 0 | 0 | 0 | 0 | 0 | 0 | 0 | 0 | 0 | 0 | 0 | 0 | 0 | 0 | 0 | 0 | 1.2 | 1.2 | 0 | 0 | 0
[8 empty] | 4424 | July | Summer | Weekday | 0 | 0 | 0 | 0 | 0 | 0 | 0 | 0 | 0 | 0 | 0 | 0 | 0 | 0 | 0 | 0 | 0 | 0 | 0 | 0 | 0 | 0 | 0 | 0 | 0 | 0 | 0 | 0 | 0 | 0
[8 empty] | 4425 | July | Summer | Weekday | 0 | 0 | 0 | 0 | 0 | 0 | 0 | 0 | 0 | 0 | 0 | 0 | 0 | 0 | 0 | 0 | 0 | 0 | 0 | 0 | 0 | 0 | 0 | 0 | 0 | 0 | 0 | 0 | 0 | 0
[8 empty] | 4426 | July | Summer | Weekday | 0 | 0 | 0 | 0 | 0 | 0 | 0 | 0 | 0 | 0 | 0 | 0 | 0 | 0 | 0 | 0 | 0 | 0 | 0 | 0 | 0 | 0 | 0 | 0 | 0 | 0 | 0 | 0 | 0 | 0
[8 empty] | 4427 | July | Summer | Weekday | 0 | 0 | 0 | 0 | 0 | 0 | 0 | 0 | 0 | 0 | 0 | 0 | 0 | 0 | 0 | 0 | 0 | 0 | 0 | 0 | 0 | 0 | 0 | 0 | 0 | 0 | 0 | 0 | 0 | 0
[8 empty] | 4428 | July | Summer | Weekday | 0 | 0 | 0 | 0 | 0 | 0 | 0 | 0 | 0 | 0 | 0 | 0 | 0 | 0 | 0 | 0 | 0 | 0 | 0 | 0 | 0 | 0 | 0 | 0 | 0 | 0 | 0 | 0 | 0 | 0
[8 empty] | 4429 | July | Summer | Weekday | 0 | 0 | 0 | 0 | 0 | 0 | 0 | 0 | 0 | 0 | 0 | 0 | 0 | 0 | 0 | 0 | 0 | 0 | 0 | 0 | 0 | 0 | 0 | 0 | 0 | 0 | 0 | 0 | 0 | 0
[8 empty] | 4430 | July | Summer | Weekday | 0 | 0 | 0 | 0 | 0 | 0 | 0 | 0 | 0 | 0 | 0 | 0 | 0 | 0 | 0 | 0 | 0 | 0 | 0 | 0 | 0 | 0 | 0 | 0 | 0 | 0 | 0 | 0 | 0 | 0
[8 empty] | 4431 | July | Summer | Weekday | 0 | 0 | 0 | 0 | 0 | 0 | 0 | 0 | 0 | 0 | 0 | 0 | 0 | 0 | 0 | 0 | 0 | 0 | 0 | 0 | 0 | 0 | 0 | 0 | 0 | 0 | 0 | 0 | 0 | 0
[8 empty] | 4432 | July | Summer | Weekday | 0 | 0 | 0 | 0 | 0 | 0 | 0 | 0 | 0 | 0 | 0 | 0 | 0 | 0 | 0 | 0 | 0 | 0 | 0 | 0 | 0 | 0 | 0 | 0 | 0 | 0 | 0 | 0 | 0 | 0
[8 empty] | 4433 | July | Summer | Weekday | 0 | 0 | 0 | 0 | 0 | 0 | 0 | 0 | 0 | 0 | 0 | 0 | 0 | 0 | 0 | 0 | 0 | 0 | 0 | 0 | 0 | 0 | 0 | 0 | 0 | 0 | 0 | 0 | 0 | 0
[8 empty] | 4434 | July | Summer | Weekday | 0 | 0 | 0 | 0 | 0 | 0 | 0 | 0 | 0 | 0 | 0 | 0 | 0 | 0 | 0 | 0 | 0 | 0 | 0 | 0 | 0 | 0 | 0 | 0 | 0 | 0 | 0 | 0 | 0 | 0
[8 empty] | 4435 | July | Summer | Weekday | 0 | 0 | 0 | 0 | 0 | 0 | 0 | 0 | 0 | 0 | 0 | 0 | 0 | 0 | 0 | 0 | 0 | 0 | 0 | 0 | 0 | 0 | 0 | 0 | 0 | 0 | 0 | 0 | 0 | 0
[8 empty] | 4436 | July | Summer | Weekday | 0 | 0 | 0 | 0 | 0 | 0 | 0 | 0 | 0 | 0 | 0 | 0 | 0 | 0 | 0 | 0 | 0 | 0 | 0 | 0 | 0 | 0 | 0 | 0 | 0 | 0 | 0 | 0 | 0 | 0
[8 empty] | 4437 | July | Summer | Weekday | 0 | 0 | 0 | 0 | 0 | 0 | 0 | 0 | 0 | 0 | 0 | 0 | 0 | 0 | 0 | 0 | 0 | 0 | 0 | 0 | 0 | 0 | 0 | 0 | 0 | 0 | 0 | 0 | 0 | 0
[8 empty] | 4438 | July | Summer | Weekday | 0 | 0 | 0 | 0 | 0 | 0 | 0 | 0 | 0 | 0 | 0 | 0 | 0 | 0 | 0 | 0 | 0 | 0 | 0 | 0 | 0 | 0 | 0 | 0 | 0 | 0 | 0 | 0 | 0 | 0
[8 empty] | 4439 | July | Summer | Weekday | 0 | 0 | 0 | 0 | 0 | 0 | 0 | 0 | 0 | 0 | 0 | 0 | 0 | 0 | 0 | 0 | 0 | 0 | 0 | 0 | 0 | 0 | 0 | 0 | 0 | 0 | 0 | 0 | 0 | 0
[8 empty] | 4440 | July | Summer | Weekday | 0 | 0 | 0 | 0 | 0 | 0 | 0 | 0 | 0 | 0 | 0 | 0 | 0 | 0 | 0 | 0 | 0 | 0 | 0 | 0 | 0 | 0 | 0 | 0 | 0 | 0 | 0 | 0 | 0 | 0
[8 empty] | 4441 | July | Summer | Weekday | 0 | 0 | 0 | 0 | 0 | 0 | 0 | 0 | 0 | 0 | 0 | 0 | 0 | 0 | 0 | 0 | 0 | 0 | 0 | 0 | 0 | 0 | 0 | 0 | 0 | 4.8 | 4.8 | 0 | 0 | 0
[8 empty] | 4442 | July | Summer | Weekday | 0 | 0 | 0 | 0 | 0 | 0 | 0 | 0 | 0 | 0 | 0 | 0 | 0 | 0 | 0 | 0 | 0 | 0 | 0 | 0 | 0 | 0 | 0 | 0 | 0 | 4.8 | 4.8 | 0 | 0 | 0
[8 empty] | 4443 | July | Summer | Weekday | 0 | 0 | 0 | 0 | 0 | 0 | 0 | 0 | 0 | 0 | 0 | 0 | 0 | 0 | 0 | 0 | 0 | 0 | 0 | 0 | 0 | 0 | 0 | 0 | 0 | 4.8 | 4.8 | 0 | 0 | 0
[8 empty] | 4444 | July | Summer | Weekday | 0 | 0 | 0 | 0 | 0 | 0 | 0 | 0 | 0 | 0 | 0 | 0 | 0 | 0 | 0 | 0 | 0 | 0 | 0 | 0 | 0 | 0 | 0 | 0 | 0 | 4.8 | 4.8 | 0 | 0 | 0
[8 empty] | 4445 | July | Summer | Weekday | 0 | 0 | 0 | 0 | 0 | 0 | 0 | 0 | 0 | 0 | 0 | 0 | 0 | 0 | 0 | 0 | 0 | 0 | 0 | 0 | 0 | 0 | 0 | 0 | 0 | 4.8 | 4.8 | 0 | 0 | 0
[8 empty] | 4446 | July | Summer | Weekday | 0 | 0 | 0 | 0 | 0 | 0 | 0 | 0 | 0 | 0 | 0 | 0 | 0 | 0 | 0 | 0 | 0 | 0 | 0 | 0 | 0 | 0 | 0 | 0 | 0 | 4.8 | 4.8 | 0 | 0 | 0
[8 empty] | 4447 | July | Summer | Weekday | 0 | 0 | 0 | 0 | 0 | 0 | 0 | 0 | 0 | 0 | 0 | 0 | 0 | 0 | 0 | 0 | 0 | 0 | 0 | 0 | 0 | 0 | 0 | 0 | 0 | 1.2 | 1.2 | 0 | 0 | 0
[8 empty] | 4448 | July | Summer | Weekday | 0 | 0 | 0 | 0 | 0 | 0 | 0 | 0 | 0 | 0 | 0 | 0 | 0 | 0 | 0 | 0 | 0 | 0 | 0 | 0 | 0 | 0 | 0 | 0 | 0 | 0 | 0 | 0 | 0 | 0
[8 empty] | 4449 | July | Summer | Weekday | 0 | 0 | 0 | 0 | 0 | 0 | 0 | 0 | 0 | 0 | 0 | 0 | 0 | 0 | 0 | 0 | 0 | 0 | 0 | 0 | 0 | 0 | 0 | 0 | 0 | 0 | 0 | 0 | 0 | 0
[8 empty] | 4450 | July | Summer | Weekday | 0 | 0 | 0 | 0 | 0 | 0 | 0 | 0 | 0 | 0 | 0 | 0 | 0 | 0 | 0 | 0 | 0 | 0 | 0 | 0 | 0 | 0 | 0 | 0 | 0 | 0 | 0 | 0 | 0 | 0
[8 empty] | 4451 | July | Summer | Weekday | 0 | 0 | 0 | 0 | 0 | 0 | 0 | 0 | 0 | 0 | 0 | 0 | 0 | 0 | 0 | 0 | 0 | 0 | 0 | 0 | 0 | 0 | 0 | 0 | 0 | 0 | 0 | 0 | 0 | 0
[8 empty] | 4452 | July | Summer | Weekday | 0 | 0 | 0 | 0 | 0 | 0 | 0 | 0 | 0 | 0 | 0 | 0 | 0 | 0 | 0 | 0 | 0 | 0 | 0 | 0 | 0 | 0 | 0 | 0 | 0 | 0 | 0 | 0 | 0 | 0
[8 empty] | 4453 | July | Summer | Weekday | 0 | 0 | 0 | 0 | 0 | 0 | 0 | 0 | 0 | 0 | 0 | 0 | 0 | 0 | 0 | 0 | 0 | 0 | 0 | 0 | 0 | 0 | 0 | 0 | 0 | 0 | 0 | 0 | 0 | 0
[8 empty] | 4454 | July | Summer | Weekday | 0 | 0 | 0 | 0 | 0 | 0 | 0 | 0 | 0 | 0 | 0 | 0 | 0 | 0 | 0 | 0 | 0 | 0 | 0 | 0 | 0 | 0 | 0 | 0 | 0 | 0 | 0 | 0 | 0 | 0
[8 empty] | 4455 | July | Summer | Weekday | 0 | 0 | 0 | 0 | 0 | 0 | 0 | 0 | 0 | 0 | 0 | 0 | 0 | 0 | 0 | 0 | 0 | 0 | 0 | 0 | 0 | 0 | 0 | 0 | 0 | 0 | 0 | 0 | 0 | 0
[8 empty] | 4456 | July | Summer | Weekday | 0 | 0 | 0 | 0 | 0 | 0 | 0 | 0 | 0 | 0 | 0 | 0 | 0 | 0 | 0 | 0 | 0 | 0 | 0 | 0 | 0 | 0 | 0 | 0 | 0 | 0 | 0 | 0 | 0 | 0
[8 empty] | 4457 | July | Summer | Weekday | 0 | 0 | 0 | 0 | 0 | 0 | 0 | 0 | 0 | 0 | 0 | 0 | 0 | 0 | 0 | 0 | 0 | 0 | 0 | 0 | 0 | 0 | 0 | 0 | 0 | 0 | 0 | 0 | 0 | 0
[8 empty] | 4458 | July | Summer | Weekday | 0 | 0 | 0 | 0 | 0 | 0 | 0 | 0 | 0 | 0 | 0 | 0 | 0 | 0 | 0 | 0 | 0 | 0 | 0 | 0 | 0 | 0 | 0 | 0 | 0 | 0 | 0 | 0 | 0 | 0
[8 empty] | 4459 | July | Summer | Weekday | 0 | 0 | 0 | 0 | 0 | 0 | 0 | 0 | 0 | 0 | 0 | 0 | 0 | 0 | 0 | 0 | 0 | 0 | 0 | 0 | 0 | 0 | 0 | 0 | 0 | 0 | 0 | 0 | 0 | 0
[8 empty] | 4460 | July | Summer | Weekday | 0 | 0 | 0 | 0 | 0 | 0 | 0 | 0 | 0 | 0 | 0 | 0 | 0 | 0 | 0 | 0 | 0 | 0 | 0 | 0 | 0 | 0 | 0 | 0 | 0 | 0 | 0 | 0 | 0 | 0
[8 empty] | 4461 | July | Summer | Weekday | 0 | 0 | 0 | 0 | 0 | 0 | 0 | 0 | 0 | 0 | 0 | 0 | 0 | 0 | 0 | 0 | 0 | 0 | 0 | 0 | 0 | 0 | 0 | 0 | 0 | 0 | 0 | 0 | 0 | 0
[8 empty] | 4462 | July | Summer | Weekday | 0 | 0 | 0 | 0 | 0 | 0 | 0 | 0 | 0 | 0 | 0 | 0 | 0 | 0 | 0 | 0 | 0 | 0 | 0 | 0 | 0 | 0 | 0 | 0 | 0 | 0 | 0 | 0 | 0 | 0
[8 empty] | 4463 | July | Summer | Weekday | 0 | 0 | 0 | 0 | 0 | 0 | 0 | 0 | 0 | 0 | 0 | 0 | 0 | 0 | 0 | 0 | 0 | 0 | 0 | 0 | 0 | 0 | 0 | 0 | 0 | 0 | 0 | 0 | 0 | 0
[8 empty] | 4464 | July | Summer | Weekday | 0 | 0 | 0 | 0 | 0 | 0 | 0 | 0 | 0 | 0 | 0 | 0 | 0 | 0 | 0 | 0 | 0 | 0 | 0 | 0 | 0 | 0 | 0 | 0 | 0 | 0 | 0 | 0 | 0 | 0
[8 empty] | 4465 | July | Summer | Weekday | 0 | 0 | 0 | 0 | 0 | 0 | 0 | 0 | 0 | 0 | 0 | 0 | 0 | 0 | 0 | 0 | 0 | 0 | 0 | 0 | 0 | 0 | 0 | 0 | 0 | 4.8 | 4.8 | 0 | 0 | 0
[8 empty] | 4466 | July | Summer | Weekday | 0 | 0 | 0 | 0 | 0 | 0 | 0 | 0 | 0 | 0 | 0 | 0 | 0 | 0 | 0 | 0 | 0 | 0 | 0 | 0 | 0 | 0 | 0 | 0 | 0 | 4.8 | 4.8 | 0 | 0 | 0
[8 empty] | 4467 | July | Summer | Weekday | 0 | 0 | 0 | 0 | 0 | 0 | 0 | 0 | 0 | 0 | 0 | 0 | 0 | 0 | 0 | 0 | 0 | 0 | 0 | 0 | 0 | 0 | 0 | 0 | 0 | 4.8 | 4.8 | 0 | 0 | 0
[8 empty] | 4468 | July | Summer | Weekday | 0 | 0 | 0 | 0 | 0 | 0 | 0 | 0 | 0 | 0 | 0 | 0 | 0 | 0 | 0 | 0 | 0 | 0 | 0 | 0 | 0 | 0 | 0 | 0 | 0 | 4.8 | 4.8 | 0 | 0 | 0
[8 empty] | 4469 | July | Summer | Weekday | 0 | 0 | 0 | 0 | 0 | 0 | 0 | 0 | 0 | 0 | 0 | 0 | 0 | 0 | 0 | 0 | 0 | 0 | 0 | 0 | 0 | 0 | 0 | 0 | 0 | 4.8 | 4.8 | 0 | 0 | 0
[8 empty] | 4470 | July | Summer | Weekday | 0 | 0 | 0 | 0 | 0 | 0 | 0 | 0 | 0 | 0 | 0 | 0 | 0 | 0 | 0 | 0 | 0 | 0 | 0 | 0 | 0 | 0 | 0 | 0 | 0 | 4.8 | 4.8 | 0 | 0 | 0
[8 empty] | 4471 | July | Summer | Weekday | 0 | 0 | 0 | 0 | 0 | 0 | 0 | 0 | 0 | 0 | 0 | 0 | 0 | 0 | 0 | 0 | 0 | 0 | 0 | 0 | 0 | 0 | 0 | 0 | 0 | 1.2 | 1.2 | 0 | 0 | 0
[8 empty] | 4472 | July | Summer | Weekday | 0 | 0 | 0 | 0 | 0 | 0 | 0 | 0 | 0 | 0 | 0 | 0 | 0 | 0 | 0 | 0 | 0 | 0 | 0 | 0 | 0 | 0 | 0 | 0 | 0 | 0 | 0 | 0 | 0 | 0
[8 empty] | 4473 | July | Summer | Weekday | 0 | 0 | 0 | 0 | 0 | 0 | 0 | 0 | 0 | 0 | 0 | 0 | 0 | 0 | 0 | 0 | 0 | 0 | 0 | 0 | 0 | 0 | 0 | 0 | 0 | 0 | 0 | 0 | 0 | 0
[8 empty] | 4474 | July | Summer | Weekday | 0 | 0 | 0 | 0 | 0 | 0 | 0 | 0 | 0 | 0 | 0 | 0 | 0 | 0 | 0 | 0 | 0 | 0 | 0 | 0 | 0 | 0 | 0 | 0 | 0 | 0 | 0 | 0 | 0 | 0
[8 empty] | 4475 | July | Summer | Weekday | 0 | 0 | 0 | 0 | 0 | 0 | 0 | 0 | 0 | 0 | 0 | 0 | 0 | 0 | 0 | 0 | 0 | 0 | 0 | 0 | 0 | 0 | 0 | 0 | 0 | 0 | 0 | 0 | 0 | 0
[8 empty] | 4476 | July | Summer | Weekday | 0 | 0 | 0 | 0 | 0 | 0 | 0 | 0 | 0 | 0 | 0 | 0 | 0 | 0 | 0 | 0 | 0 | 0 | 0 | 0 | 0 | 0 | 0 | 0 | 0 | 0 | 0 | 0 | 0 | 0
[8 empty] | 4477 | July | Summer | Weekday | 0 | 0 | 0 | 0 | 0 | 0 | 0 | 0 | 0 | 0 | 0 | 0 | 0 | 0 | 0 | 0 | 0 | 0 | 0 | 0 | 0 | 0 | 0 | 0 | 0 | 0 | 0 | 0 | 0 | 0
[8 empty] | 4478 | July | Summer | Weekday | 0 | 0 | 0 | 0 | 0 | 0 | 0 | 0 | 0 | 0 | 0 | 0 | 0 | 0 | 0 | 0 | 0 | 0 | 0 | 0 | 0 | 0 | 0 | 0 | 0 | 0 | 0 | 0 | 0 | 0
[8 empty] | 4479 | July | Summer | Weekday | 0 | 0 | 0 | 0 | 0 | 0 | 0 | 0 | 0 | 0 | 0 | 0 | 0 | 0 | 0 | 0 | 0 | 0 | 0 | 0 | 0 | 0 | 0 | 0 | 0 | 0 | 0 | 0 | 0 | 0
[8 empty] | 4480 | July | Summer | Weekday | 0 | 0 | 0 | 0 | 0 | 0 | 0 | 0 | 0 | 0 | 0 | 0 | 0 | 0 | 0 | 0 | 0 | 0 | 0 | 0 | 0 | 0 | 0 | 0 | 0 | 0 | 0 | 0 | 0 | 0
[8 empty] | 4481 | July | Summer | Weekday | 0 | 0 | 0 | 0 | 0 | 0 | 0 | 0 | 0 | 0 | 0 | 0 | 0 | 0 | 0 | 0 | 0 | 0 | 0 | 0 | 0 | 0 | 0 | 0 | 0 | 0 | 0 | 0 | 0 | 0
[8 empty] | 4482 | July | Summer | Weekday | 0 | 0 | 0 | 0 | 0 | 0 | 0 | 0 | 0 | 0 | 0 | 0 | 0 | 0 | 0 | 0 | 0 | 0 | 0 | 0 | 0 | 0 | 0 | 0 | 0 | 0 | 0 | 0 | 0 | 0
[8 empty] | 4483 | July | Summer | Weekday | 0 | 0 | 0 | 0 | 0 | 0 | 0 | 0 | 0 | 0 | 0 | 0 | 0 | 0 | 0 | 0 | 0 | 0 | 0 | 0 | 0 | 0 | 0 | 0 | 0 | 0 | 0 | 0 | 0 | 0
[8 empty] | 4484 | July | Summer | Weekday | 0 | 0 | 0 | 0 | 0 | 0 | 0 | 0 | 0 | 0 | 0 | 0 | 0 | 0 | 0 | 0 | 0 | 0 | 0 | 0 | 0 | 0 | 0 | 0 | 0 | 0 | 0 | 0 | 0 | 0
[8 empty] | 4485 | July | Summer | Weekday | 0 | 0 | 0 | 0 | 0 | 0 | 0 | 0 | 0 | 0 | 0 | 0 | 0 | 0 | 0 | 0 | 0 | 0 | 0 | 0 | 0 | 0 | 0 | 0 | 0 | 0 | 0 | 0 | 0 | 0
[8 empty] | 4486 | July | Summer | Weekday | 0 | 0 | 0 | 0 | 0 | 0 | 0 | 0 | 0 | 0 | 0 | 0 | 0 | 0 | 0 | 0 | 0 | 0 | 0 | 0 | 0 | 0 | 0 | 0 | 0 | 0 | 0 | 0 | 0 | 0
[8 empty] | 4487 | July | Summer | Weekday | 0 | 0 | 0 | 0 | 0 | 0 | 0 | 0 | 0 | 0 | 0 | 0 | 0 | 0 | 0 | 0 | 0 | 0 | 0 | 0 | 0 | 0 | 0 | 0 | 0 | 0 | 0 | 0 | 0 | 0
[8 empty] | 4488 | July | Summer | Weekday | 0 | 0 | 0 | 0 | 0 | 0 | 0 | 0 | 0 | 0 | 0 | 0 | 0 | 0 | 0 | 0 | 0 | 0 | 0 | 0 | 0 | 0 | 0 | 0 | 0 | 0 | 0 | 0 | 0 | 0
[8 empty] | 4489 | July | Summer | Weekday | 0 | 0 | 0 | 0 | 0 | 0 | 0 | 0 | 0 | 0 | 0 | 0 | 0 | 0 | 0 | 0 | 0 | 0 | 0 | 0 | 0 | 0 | 0 | 0 | 0 | 4.8 | 4.8 | 0 | 0 | 0
[8 empty] | 4490 | July | Summer | Weekday | 0 | 0 | 0 | 0 | 0 | 0 | 0 | 0 | 0 | 0 | 0 | 0 | 0 | 0 | 0 | 0 | 0 | 0 | 0 | 0 | 0 | 0 | 0 | 0 | 0 | 4.8 | 4.8 | 0 | 0 | 0
[8 empty] | 4491 | July | Summer | Weekday | 0 | 0 | 0 | 0 | 0 | 0 | 0 | 0 | 0 | 0 | 0 | 0 | 0 | 0 | 0 | 0 | 0 | 0 | 0 | 0 | 0 | 0 | 0 | 0 | 0 | 4.8 | 4.8 | 0 | 0 | 0
[8 empty] | 4492 | July | Summer | Weekday | 0 | 0 | 0 | 0 | 0 | 0 | 0 | 0 | 0 | 0 | 0 | 0 | 0 | 0 | 0 | 0 | 0 | 0 | 0 | 0 | 0 | 0 | 0 | 0 | 0 | 4.8 | 4.8 | 0 | 0 | 0
[8 empty] | 4493 | July | Summer | Weekday | 0 | 0 | 0 | 0 | 0 | 0 | 0 | 0 | 0 | 0 | 0 | 0 | 0 | 0 | 0 | 0 | 0 | 0 | 0 | 0 | 0 | 0 | 0 | 0 | 0 | 4.8 | 4.8 | 0 | 0 | 0
[8 empty] | 4494 | July | Summer | Weekday | 0 | 0 | 0 | 0 | 0 | 0 | 0 | 0 | 0 | 0 | 0 | 0 | 0 | 0 | 0 | 0 | 0 | 0 | 0 | 0 | 0 | 0 | 0 | 0 | 0 | 4.8 | 4.8 | 0 | 0 | 0
[8 empty] | 4495 | July | Summer | Weekday | 0 | 0 | 0 | 0 | 0 | 0 | 0 | 0 | 0 | 0 | 0 | 0 | 0 | 0 | 0 | 0 | 0 | 0 | 0 | 0 | 0 | 0 | 0 | 0 | 0 | 1.2 | 1.2 | 0 | 0 | 0
[8 empty] | 4496 | July | Summer | Weekday | 0 | 0 | 0 | 0 | 0 | 0 | 0 | 0 | 0 | 0 | 0 | 0 | 0 | 0 | 0 | 0 | 0 | 0 | 0 | 0 | 0 | 0 | 0 | 0 | 0 | 0 | 0 | 0 | 0 | 0
[8 empty] | 4497 | July | Summer | Weekday | 0 | 0 | 0 | 0 | 0 | 0 | 0 | 0 | 0 | 0 | 0 | 0 | 0 | 0 | 0 | 0 | 0 | 0 | 0 | 0 | 0 | 0 | 0 | 0 | 0 | 0 | 0 | 0 | 0 | 0
[8 empty] | 4498 | July | Summer | Weekday | 0 | 0 | 0 | 0 | 0 | 0 | 0 | 0 | 0 | 0 | 0 | 0 | 0 | 0 | 0 | 0 | 0 | 0 | 0 | 0 | 0 | 0 | 0 | 0 | 0 | 0 | 0 | 0 | 0 | 0
[8 empty] | 4499 | July | Summer | Weekday | 0 | 0 | 0 | 0 | 0 | 0 | 0 | 0 | 0 | 0 | 0 | 0 | 0 | 0 | 0 | 0 | 0 | 0 | 0 | 0 | 0 | 0 | 0 | 0 | 0 | 0 | 0 | 0 | 0 | 0
[8 empty] | 4500 | July | Summer | Weekday | 0 | 0 | 0 | 0 | 0 | 0 | 0 | 0 | 0 | 0 | 0 | 0 | 0 | 0 | 0 | 0 | 0 | 0 | 0 | 0 | 0 | 0 | 0 | 0 | 0 | 0 | 0 | 0 | 0 | 0
[8 empty] | 4501 | July | Summer | Weekday | 0 | 0 | 0 | 0 | 0 | 0 | 0 | 0 | 0 | 0 | 0 | 0 | 0 | 0 | 0 | 0 | 0 | 0 | 0 | 0 | 0 | 0 | 0 | 0 | 0 | 0 | 0 | 0 | 0 | 0
[8 empty] | 4502 | July | Summer | Weekday | 0 | 0 | 0 | 0 | 0 | 0 | 0 | 0 | 0 | 0 | 0 | 0 | 0 | 0 | 0 | 0 | 0 | 0 | 0 | 0 | 0 | 0 | 0 | 0 | 0 | 0 | 0 | 0 | 0 | 0
[8 empty] | 4503 | July | Summer | Weekday | 0 | 0 | 0 | 0 | 0 | 0 | 0 | 0 | 0 | 0 | 0 | 0 | 0 | 0 | 0 | 0 | 0 | 0 | 0 | 0 | 0 | 0 | 0 | 0 | 0 | 0 | 0 | 0 | 0 | 0
[8 empty] | 4504 | July | Summer | Weekday | 0 | 0 | 0 | 0 | 0 | 0 | 0 | 0 | 0 | 0 | 0 | 0 | 0 | 0 | 0 | 0 | 0 | 0 | 0 | 0 | 0 | 0 | 0 | 0 | 0 | 0 | 0 | 0 | 0 | 0
[8 empty] | 4505 | July | Summer | Weekday | 0 | 0 | 0 | 0 | 0 | 0 | 0 | 0 | 0 | 0 | 0 | 0 | 0 | 0 | 0 | 0 | 0 | 0 | 0 | 0 | 0 | 0 | 0 | 0 | 0 | 0 | 0 | 0 | 0 | 0
[8 empty] | 4506 | July | Summer | Weekday | 0 | 0 | 0 | 0 | 0 | 0 | 0 | 0 | 0 | 0 | 0 | 0 | 0 | 0 | 0 | 0 | 0 | 0 | 0 | 0 | 0 | 0 | 0 | 0 | 0 | 0 | 0 | 0 | 0 | 0
[8 empty] | 4507 | July | Summer | Weekday | 0 | 0 | 0 | 0 | 0 | 0 | 0 | 0 | 0 | 0 | 0 | 0 | 0 | 0 | 0 | 0 | 0 | 0 | 0 | 0 | 0 | 0 | 0 | 0 | 0 | 0 | 0 | 0 | 0 | 0
[8 empty] | 4508 | July | Summer | Weekday | 0 | 0 | 0 | 0 | 0 | 0 | 0 | 0 | 0 | 0 | 0 | 0 | 0 | 0 | 0 | 0 | 0 | 0 | 0 | 0 | 0 | 0 | 0 | 0 | 0 | 0 | 0 | 0 | 0 | 0
[8 empty] | 4509 | July | Summer | Weekday | 0 | 0 | 0 | 0 | 0 | 0 | 0 | 0 | 0 | 0 | 0 | 0 | 0 | 0 | 0 | 0 | 0 | 0 | 0 | 0 | 0 | 0 | 0 | 0 | 0 | 0 | 0 | 0 | 0 | 0
[8 empty] | 4510 | July | Summer | Weekday | 0 | 0 | 0 | 0 | 0 | 0 | 0 | 0 | 0 | 0 | 0 | 0 | 0 | 0 | 0 | 0 | 0 | 0 | 0 | 0 | 0 | 0 | 0 | 0 | 0 | 0 | 0 | 0 | 0 | 0
[8 empty] | 4511 | July | Summer | Weekday | 0 | 0 | 0 | 0 | 0 | 0 | 0 | 0 | 0 | 0 | 0 | 0 | 0 | 0 | 0 | 0 | 0 | 0 | 0 | 0 | 0 | 0 | 0 | 0 | 0 | 0 | 0 | 0 | 0 | 0
[8 empty] | 4512 | July | Summer | Weekday | 0 | 0 | 0 | 0 | 0 | 0 | 0 | 0 | 0 | 0 | 0 | 0 | 0 | 0 | 0 | 0 | 0 | 0 | 0 | 0 | 0 | 0 | 0 | 0 | 0 | 0 | 0 | 0 | 0 | 0
[8 empty] | 4513 | July | Summer | Weekend | 0 | 0 | 0 | 0 | 0 | 0 | 0 | 0 | 0 | 0 | 0 | 0 | 0 | 0 | 0 | 0 | 0 | 0 | 0 | 0 | 0 | 0 | 0 | 0 | 0 | 4.8 | 4.8 | 0 | 0 | 0
[8 empty] | 4514 | July | Summer | Weekend | 0 | 0 | 0 | 0 | 0 | 0 | 0 | 0 | 0 | 0 | 0 | 0 | 0 | 0 | 0 | 0 | 0 | 0 | 0 | 0 | 0 | 0 | 0 | 0 | 0 | 4.8 | 4.8 | 0 | 0 | 0
[8 empty] | 4515 | July | Summer | Weekend | 0 | 0 | 0 | 0 | 0 | 0 | 0 | 0 | 0 | 0 | 0 | 0 | 0 | 0 | 0 | 0 | 0 | 0 | 0 | 0 | 0 | 0 | 0 | 0 | 0 | 4.8 | 4.8 | 0 | 0 | 0
[8 empty] | 4516 | July | Summer | Weekend | 0 | 0 | 0 | 0 | 0 | 0 | 0 | 0 | 0 | 0 | 0 | 0 | 0 | 0 | 0 | 0 | 0 | 0 | 0 | 0 | 0 | 0 | 0 | 0 | 0 | 4.8 | 4.8 | 0 | 0 | 0
[8 empty] | 4517 | July | Summer | Weekend | 0 | 0 | 0 | 0 | 0 | 0 | 0 | 0 | 0 | 0 | 0 | 0 | 0 | 0 | 0 | 0 | 0 | 0 | 0 | 0 | 0 | 0 | 0 | 0 | 0 | 4.8 | 4.8 | 0 | 0 | 0
[8 empty] | 4518 | July | Summer | Weekend | 0 | 0 | 0 | 0 | 0 | 0 | 0 | 0 | 0 | 0 | 0 | 0 | 0 | 0 | 0 | 0 | 0 | 0 | 0 | 0 | 0 | 0 | 0 | 0 | 0 | 4.8 | 4.8 | 0 | 0 | 0
[8 empty] | 4519 | July | Summer | Weekend | 0 | 0 | 0 | 0 | 0 | 0 | 0 | 0 | 0 | 0 | 0 | 0 | 0 | 0 | 0 | 0 | 0 | 0 | 0 | 0 | 0 | 0 | 0 | 0 | 0 | 1.2 | 1.2 | 0 | 0 | 0
[8 empty] | 4520 | July | Summer | Weekend | 0 | 0 | 0 | 0 | 0 | 0 | 0 | 0 | 0 | 0 | 0 | 0 | 0 | 0 | 0 | 0 | 0 | 0 | 0 | 0 | 0 | 0 | 0 | 0 | 0 | 0 | 0 | 0 | 0 | 0
[8 empty] | 4521 | July | Summer | Weekend | 0 | 0 | 0 | 0 | 0 | 0 | 0 | 0 | 0 | 0 | 0 | 0 | 0 | 0 | 0 | 0 | 0 | 0 | 0 | 0 | 0 | 0 | 0 | 0 | 0 | 0 | 0 | 0 | 0 | 0
[8 empty] | 4522 | July | Summer | Weekend | 0 | 0 | 0 | 0 | 0 | 0 | 0 | 0 | 0 | 0 | 0 | 0 | 0 | 0 | 0 | 0 | 0 | 0 | 0 | 0 | 0 | 0 | 0 | 0 | 0 | 0 | 0 | 0 | 0 | 0
[8 empty] | 4523 | July | Summer | Weekend | 0 | 0 | 0 | 0 | 0 | 0 | 0 | 0 | 0 | 0 | 0 | 0 | 0 | 0 | 0 | 0 | 0 | 0 | 0 | 0 | 0 | 0 | 0 | 0 | 0 | 0 | 0 | 0 | 0 | 0
[8 empty] | 4524 | July | Summer | Weekend | 0 | 0 | 0 | 0 | 0 | 0 | 0 | 0 | 0 | 0 | 0 | 0 | 0 | 0 | 0 | 0 | 0 | 0 | 0 | 0 | 0 | 0 | 0 | 0 | 0 | 0 | 0 | 0 | 0 | 0
[8 empty] | 4525 | July | Summer | Weekend | 0 | 0 | 0 | 0 | 0 | 0 | 0 | 0 | 0 | 0 | 0 | 0 | 0 | 0 | 0 | 0 | 0 | 0 | 0 | 0 | 0 | 0 | 0 | 0 | 0 | 0 | 0 | 0 | 0 | 0
[8 empty] | 4526 | July | Summer | Weekend | 0 | 0 | 0 | 0 | 0 | 0 | 0 | 0 | 0 | 0 | 0 | 0 | 0 | 0 | 0 | 0 | 0 | 0 | 0 | 0 | 0 | 0 | 0 | 0 | 0 | 0 | 0 | 0 | 0 | 0
[8 empty] | 4527 | July | Summer | Weekend | 0 | 0 | 0 | 0 | 0 | 0 | 0 | 0 | 0 | 0 | 0 | 0 | 0 | 0 | 0 | 0 | 0 | 0 | 0 | 0 | 0 | 0 | 0 | 0 | 0 | 0 | 0 | 0 | 0 | 0
[8 empty] | 4528 | July | Summer | Weekend | 0 | 0 | 0 | 0 | 0 | 0 | 0 | 0 | 0 | 0 | 0 | 0 | 0 | 0 | 0 | 0 | 0 | 0 | 0 | 0 | 0 | 0 | 0 | 0 | 0 | 0 | 0 | 0 | 0 | 0
[8 empty] | 4529 | July | Summer | Weekend | 0 | 0 | 0 | 0 | 0 | 0 | 0 | 0 | 0 | 0 | 0 | 0 | 0 | 0 | 0 | 0 | 0 | 0 | 0 | 0 | 0 | 0 | 0 | 0 | 0 | 0 | 0 | 0 | 0 | 0
[8 empty] | 4530 | July | Summer | Weekend | 0 | 0 | 0 | 0 | 0 | 0 | 0 | 0 | 0 | 0 | 0 | 0 | 0 | 0 | 0 | 0 | 0 | 0 | 0 | 0 | 0 | 0 | 0 | 0 | 0 | 0 | 0 | 0 | 0 | 0
[8 empty] | 4531 | July | Summer | Weekend | 0 | 0 | 0 | 0 | 0 | 0 | 0 | 0 | 0 | 0 | 0 | 0 | 0 | 0 | 0 | 0 | 0 | 0 | 0 | 0 | 0 | 0 | 0 | 0 | 0 | 0 | 0 | 0 | 0 | 0
[8 empty] | 4532 | July | Summer | Weekend | 0 | 0 | 0 | 0 | 0 | 0 | 0 | 0 | 0 | 0 | 0 | 0 | 0 | 0 | 0 | 0 | 0 | 0 | 0 | 0 | 0 | 0 | 0 | 0 | 0 | 0 | 0 | 0 | 0 | 0
[8 empty] | 4533 | July | Summer | Weekend | 0 | 0 | 0 | 0 | 0 | 0 | 0 | 0 | 0 | 0 | 0 | 0 | 0 | 0 | 0 | 0 | 0 | 0 | 0 | 0 | 0 | 0 | 0 | 0 | 0 | 0 | 0 | 0 | 0 | 0
[8 empty] | 4534 | July | Summer | Weekend | 0 | 0 | 0 | 0 | 0 | 0 | 0 | 0 | 0 | 0 | 0 | 0 | 0 | 0 | 0 | 0 | 0 | 0 | 0 | 0 | 0 | 0 | 0 | 0 | 0 | 0 | 0 | 0 | 0 | 0
[8 empty] | 4535 | July | Summer | Weekend | 0 | 0 | 0 | 0 | 0 | 0 | 0 | 0 | 0 | 0 | 0 | 0 | 0 | 0 | 0 | 0 | 0 | 0 | 0 | 0 | 0 | 0 | 0 | 0 | 0 | 0 | 0 | 0 | 0 | 0
[8 empty] | 4536 | July | Summer | Weekend | 0 | 0 | 0 | 0 | 0 | 0 | 0 | 0 | 0 | 0 | 0 | 0 | 0 | 0 | 0 | 0 | 0 | 0 | 0 | 0 | 0 | 0 | 0 | 0 | 0 | 0 | 0 | 0 | 0 | 0
[8 empty] | 4537 | July | Summer | Weekend | 0 | 0 | 0 | 0 | 0 | 0 | 0 | 0 | 0 | 0 | 0 | 0 | 0 | 0 | 0 | 0 | 0 | 0 | 0 | 0 | 0 | 0 | 0 | 0 | 0 | 4.8 | 4.8 | 0 | 0 | 0
[8 empty] | 4538 | July | Summer | Weekend | 0 | 0 | 0 | 0 | 0 | 0 | 0 | 0 | 0 | 0 | 0 | 0 | 0 | 0 | 0 | 0 | 0 | 0 | 0 | 0 | 0 | 0 | 0 | 0 | 0 | 4.8 | 4.8 | 0 | 0 | 0
[8 empty] | 4539 | July | Summer | Weekend | 0 | 0 | 0 | 0 | 0 | 0 | 0 | 0 | 0 | 0 | 0 | 0 | 0 | 0 | 0 | 0 | 0 | 0 | 0 | 0 | 0 | 0 | 0 | 0 | 0 | 4.8 | 4.8 | 0 | 0 | 0
[8 empty] | 4540 | July | Summer | Weekend | 0 | 0 | 0 | 0 | 0 | 0 | 0 | 0 | 0 | 0 | 0 | 0 | 0 | 0 | 0 | 0 | 0 | 0 | 0 | 0 | 0 | 0 | 0 | 0 | 0 | 4.8 | 4.8 | 0 | 0 | 0
[8 empty] | 4541 | July | Summer | Weekend | 0 | 0 | 0 | 0 | 0 | 0 | 0 | 0 | 0 | 0 | 0 | 0 | 0 | 0 | 0 | 0 | 0 | 0 | 0 | 0 | 0 | 0 | 0 | 0 | 0 | 4.8 | 4.8 | 0 | 0 | 0
[8 empty] | 4542 | July | Summer | Weekend | 0 | 0 | 0 | 0 | 0 | 0 | 0 | 0 | 0 | 0 | 0 | 0 | 0 | 0 | 0 | 0 | 0 | 0 | 0 | 0 | 0 | 0 | 0 | 0 | 0 | 4.8 | 4.8 | 0 | 0 | 0
[8 empty] | 4543 | July | Summer | Weekend | 0 | 0 | 0 | 0 | 0 | 0 | 0 | 0 | 0 | 0 | 0 | 0 | 0 | 0 | 0 | 0 | 0 | 0 | 0 | 0 | 0 | 0 | 0 | 0 | 0 | 1.2 | 1.2 | 0 | 0 | 0
[8 empty] | 4544 | July | Summer | Weekend | 0 | 0 | 0 | 0 | 0 | 0 | 0 | 0 | 0 | 0 | 0 | 0 | 0 | 0 | 0 | 0 | 0 | 0 | 0 | 0 | 0 | 0 | 0 | 0 | 0 | 0 | 0 | 0 | 0 | 0
[8 empty] | 4545 | July | Summer | Weekend | 0 | 0 | 0 | 0 | 0 | 0 | 0 | 0 | 0 | 0 | 0 | 0 | 0 | 0 | 0 | 0 | 0 | 0 | 0 | 0 | 0 | 0 | 0 | 0 | 0 | 0 | 0 | 0 | 0 | 0
[8 empty] | 4546 | July | Summer | Weekend | 0 | 0 | 0 | 0 | 0 | 0 | 0 | 0 | 0 | 0 | 0 | 0 | 0 | 0 | 0 | 0 | 0 | 0 | 0 | 0 | 0 | 0 | 0 | 0 | 0 | 0 | 0 | 0 | 0 | 0
[8 empty] | 4547 | July | Summer | Weekend | 0 | 0 | 0 | 0 | 0 | 0 | 0 | 0 | 0 | 0 | 0 | 0 | 0 | 0 | 0 | 0 | 0 | 0 | 0 | 0 | 0 | 0 | 0 | 0 | 0 | 0 | 0 | 0 | 0 | 0
[8 empty] | 4548 | July | Summer | Weekend | 0 | 0 | 0 | 0 | 0 | 0 | 0 | 0 | 0 | 0 | 0 | 0 | 0 | 0 | 0 | 0 | 0 | 0 | 0 | 0 | 0 | 0 | 0 | 0 | 0 | 0 | 0 | 0 | 0 | 0
[8 empty] | 4549 | July | Summer | Weekend | 0 | 0 | 0 | 0 | 0 | 0 | 0 | 0 | 0 | 0 | 0 | 0 | 0 | 0 | 0 | 0 | 0 | 0 | 0 | 0 | 0 | 0 | 0 | 0 | 0 | 0 | 0 | 0 | 0 | 0
[8 empty] | 4550 | July | Summer | Weekend | 0 | 0 | 0 | 0 | 0 | 0 | 0 | 0 | 0 | 0 | 0 | 0 | 0 | 0 | 0 | 0 | 0 | 0 | 0 | 0 | 0 | 0 | 0 | 0 | 0 | 0 | 0 | 0 | 0 | 0
[8 empty] | 4551 | July | Summer | Weekend | 0 | 0 | 0 | 0 | 0 | 0 | 0 | 0 | 0 | 0 | 0 | 0 | 0 | 0 | 0 | 0 | 0 | 0 | 0 | 0 | 0 | 0 | 0 | 0 | 0 | 0 | 0 | 0 | 0 | 0
[8 empty] | 4552 | July | Summer | Weekend | 0 | 0 | 0 | 0 | 0 | 0 | 0 | 0 | 0 | 0 | 0 | 0 | 0 | 0 | 0 | 0 | 0 | 0 | 0 | 0 | 0 | 0 | 0 | 0 | 0 | 0 | 0 | 0 | 0 | 0
[8 empty] | 4553 | July | Summer | Weekend | 0 | 0 | 0 | 0 | 0 | 0 | 0 | 0 | 0 | 0 | 0 | 0 | 0 | 0 | 0 | 0 | 0 | 0 | 0 | 0 | 0 | 0 | 0 | 0 | 0 | 0 | 0 | 0 | 0 | 0
[8 empty] | 4554 | July | Summer | Weekend | 0 | 0 | 0 | 0 | 0 | 0 | 0 | 0 | 0 | 0 | 0 | 0 | 0 | 0 | 0 | 0 | 0 | 0 | 0 | 0 | 0 | 0 | 0 | 0 | 0 | 0 | 0 | 0 | 0 | 0
[8 empty] | 4555 | July | Summer | Weekend | 0 | 0 | 0 | 0 | 0 | 0 | 0 | 0 | 0 | 0 | 0 | 0 | 0 | 0 | 0 | 0 | 0 | 0 | 0 | 0 | 0 | 0 | 0 | 0 | 0 | 0 | 0 | 0 | 0 | 0
[8 empty] | 4556 | July | Summer | Weekend | 0 | 0 | 0 | 0 | 0 | 0 | 0 | 0 | 0 | 0 | 0 | 0 | 0 | 0 | 0 | 0 | 0 | 0 | 0 | 0 | 0 | 0 | 0 | 0 | 0 | 0 | 0 | 0 | 0 | 0
[8 empty] | 4557 | July | Summer | Weekend | 0 | 0 | 0 | 0 | 0 | 0 | 0 | 0 | 0 | 0 | 0 | 0 | 0 | 0 | 0 | 0 | 0 | 0 | 0 | 0 | 0 | 0 | 0 | 0 | 0 | 0 | 0 | 0 | 0 | 0
[8 empty] | 4558 | July | Summer | Weekend | 0 | 0 | 0 | 0 | 0 | 0 | 0 | 0 | 0 | 0 | 0 | 0 | 0 | 0 | 0 | 0 | 0 | 0 | 0 | 0 | 0 | 0 | 0 | 0 | 0 | 0 | 0 | 0 | 0 | 0
[8 empty] | 4559 | July | Summer | Weekend | 0 | 0 | 0 | 0 | 0 | 0 | 0 | 0 | 0 | 0 | 0 | 0 | 0 | 0 | 0 | 0 | 0 | 0 | 0 | 0 | 0 | 0 | 0 | 0 | 0 | 0 | 0 | 0 | 0 | 0
[8 empty] | 4560 | July | Summer | Weekend | 0 | 0 | 0 | 0 | 0 | 0 | 0 | 0 | 0 | 0 | 0 | 0 | 0 | 0 | 0 | 0 | 0 | 0 | 0 | 0 | 0 | 0 | 0 | 0 | 0 | 0 | 0 | 0 | 0 | 0
[8 empty] | 4561 | July | Summer | Weekday | 0 | 0 | 0 | 0 | 0 | 0 | 0 | 0 | 0 | 0 | 0 | 0 | 0 | 0 | 0 | 0 | 0 | 0 | 0 | 0 | 0 | 0 | 0 | 0 | 0 | 4.8 | 4.8 | 0 | 0 | 0
[8 empty] | 4562 | July | Summer | Weekday | 0 | 0 | 0 | 0 | 0 | 0 | 0 | 0 | 0 | 0 | 0 | 0 | 0 | 0 | 0 | 0 | 0 | 0 | 0 | 0 | 0 | 0 | 0 | 0 | 0 | 4.8 | 4.8 | 0 | 0 | 0
[8 empty] | 4563 | July | Summer | Weekday | 0 | 0 | 0 | 0 | 0 | 0 | 0 | 0 | 0 | 0 | 0 | 0 | 0 | 0 | 0 | 0 | 0 | 0 | 0 | 0 | 0 | 0 | 0 | 0 | 0 | 4.8 | 4.8 | 0 | 0 | 0
[8 empty] | 4564 | July | Summer | Weekday | 0 | 0 | 0 | 0 | 0 | 0 | 0 | 0 | 0 | 0 | 0 | 0 | 0 | 0 | 0 | 0 | 0 | 0 | 0 | 0 | 0 | 0 | 0 | 0 | 0 | 4.8 | 4.8 | 0 | 0 | 0
[8 empty] | 4565 | July | Summer | Weekday | 0 | 0 | 0 | 0 | 0 | 0 | 0 | 0 | 0 | 0 | 0 | 0 | 0 | 0 | 0 | 0 | 0 | 0 | 0 | 0 | 0 | 0 | 0 | 0 | 0 | 4.8 | 4.8 | 0 | 0 | 0
[8 empty] | 4566 | July | Summer | Weekday | 0 | 0 | 0 | 0 | 0 | 0 | 0 | 0 | 0 | 0 | 0 | 0 | 0 | 0 | 0 | 0 | 0 | 0 | 0 | 0 | 0 | 0 | 0 | 0 | 0 | 4.8 | 4.8 | 0 | 0 | 0
[8 empty] | 4567 | July | Summer | Weekday | 0 | 0 | 0 | 0 | 0 | 0 | 0 | 0 | 0 | 0 | 0 | 0 | 0 | 0 | 0 | 0 | 0 | 0 | 0 | 0 | 0 | 0 | 0 | 0 | 0 | 1.2 | 1.2 | 0 | 0 | 0
[8 empty] | 4568 | July | Summer | Weekday | 0 | 0 | 0 | 0 | 0 | 0 | 0 | 0 | 0 | 0 | 0 | 0 | 0 | 0 | 0 | 0 | 0 | 0 | 0 | 0 | 0 | 0 | 0 | 0 | 0 | 0 | 0 | 0 | 0 | 0
[8 empty] | 4569 | July | Summer | Weekday | 0 | 0 | 0 | 0 | 0 | 0 | 0 | 0 | 0 | 0 | 0 | 0 | 0 | 0 | 0 | 0 | 0 | 0 | 0 | 0 | 0 | 0 | 0 | 0 | 0 | 0 | 0 | 0 | 0 | 0
[8 empty] | 4570 | July | Summer | Weekday | 0 | 0 | 0 | 0 | 0 | 0 | 0 | 0 | 0 | 0 | 0 | 0 | 0 | 0 | 0 | 0 | 0 | 0 | 0 | 0 | 0 | 0 | 0 | 0 | 0 | 0 | 0 | 0 | 0 | 0
[8 empty] | 4571 | July | Summer | Weekday | 0 | 0 | 0 | 0 | 0 | 0 | 0 | 0 | 0 | 0 | 0 | 0 | 0 | 0 | 0 | 0 | 0 | 0 | 0 | 0 | 0 | 0 | 0 | 0 | 0 | 0 | 0 | 0 | 0 | 0
[8 empty] | 4572 | July | Summer | Weekday | 0 | 0 | 0 | 0 | 0 | 0 | 0 | 0 | 0 | 0 | 0 | 0 | 0 | 0 | 0 | 0 | 0 | 0 | 0 | 0 | 0 | 0 | 0 | 0 | 0 | 0 | 0 | 0 | 0 | 0
[8 empty] | 4573 | July | Summer | Weekday | 0 | 0 | 0 | 0 | 0 | 0 | 0 | 0 | 0 | 0 | 0 | 0 | 0 | 0 | 0 | 0 | 0 | 0 | 0 | 0 | 0 | 0 | 0 | 0 | 0 | 0 | 0 | 0 | 0 | 0
[8 empty] | 4574 | July | Summer | Weekday | 0 | 0 | 0 | 0 | 0 | 0 | 0 | 0 | 0 | 0 | 0 | 0 | 0 | 0 | 0 | 0 | 0 | 0 | 0 | 0 | 0 | 0 | 0 | 0 | 0 | 0 | 0 | 0 | 0 | 0
[8 empty] | 4575 | July | Summer | Weekday | 0 | 0 | 0 | 0 | 0 | 0 | 0 | 0 | 0 | 0 | 0 | 0 | 0 | 0 | 0 | 0 | 0 | 0 | 0 | 0 | 0 | 0 | 0 | 0 | 0 | 0 | 0 | 0 | 0 | 0
[8 empty] | 4576 | July | Summer | Weekday | 0 | 0 | 0 | 0 | 0 | 0 | 0 | 0 | 0 | 0 | 0 | 0 | 0 | 0 | 0 | 0 | 0 | 0 | 0 | 0 | 0 | 0 | 0 | 0 | 0 | 0 | 0 | 0 | 0 | 0
[8 empty] | 4577 | July | Summer | Weekday | 0 | 0 | 0 | 0 | 0 | 0 | 0 | 0 | 0 | 0 | 0 | 0 | 0 | 0 | 0 | 0 | 0 | 0 | 0 | 0 | 0 | 0 | 0 | 0 | 0 | 0 | 0 | 0 | 0 | 0
[8 empty] | 4578 | July | Summer | Weekday | 0 | 0 | 0 | 0 | 0 | 0 | 0 | 0 | 0 | 0 | 0 | 0 | 0 | 0 | 0 | 0 | 0 | 0 | 0 | 0 | 0 | 0 | 0 | 0 | 0 | 0 | 0 | 0 | 0 | 0
[8 empty] | 4579 | July | Summer | Weekday | 0 | 0 | 0 | 0 | 0 | 0 | 0 | 0 | 0 | 0 | 0 | 0 | 0 | 0 | 0 | 0 | 0 | 0 | 0 | 0 | 0 | 0 | 0 | 0 | 0 | 0 | 0 | 0 | 0 | 0
[8 empty] | 4580 | July | Summer | Weekday | 0 | 0 | 0 | 0 | 0 | 0 | 0 | 0 | 0 | 0 | 0 | 0 | 0 | 0 | 0 | 0 | 0 | 0 | 0 | 0 | 0 | 0 | 0 | 0 | 0 | 0 | 0 | 0 | 0 | 0
[8 empty] | 4581 | July | Summer | Weekday | 0 | 0 | 0 | 0 | 0 | 0 | 0 | 0 | 0 | 0 | 0 | 0 | 0 | 0 | 0 | 0 | 0 | 0 | 0 | 0 | 0 | 0 | 0 | 0 | 0 | 0 | 0 | 0 | 0 | 0
[8 empty] | 4582 | July | Summer | Weekday | 0 | 0 | 0 | 0 | 0 | 0 | 0 | 0 | 0 | 0 | 0 | 0 | 0 | 0 | 0 | 0 | 0 | 0 | 0 | 0 | 0 | 0 | 0 | 0 | 0 | 0 | 0 | 0 | 0 | 0
[8 empty] | 4583 | July | Summer | Weekday | 0 | 0 | 0 | 0 | 0 | 0 | 0 | 0 | 0 | 0 | 0 | 0 | 0 | 0 | 0 | 0 | 0 | 0 | 0 | 0 | 0 | 0 | 0 | 0 | 0 | 0 | 0 | 0 | 0 | 0
[8 empty] | 4584 | July | Summer | Weekday | 0 | 0 | 0 | 0 | 0 | 0 | 0 | 0 | 0 | 0 | 0 | 0 | 0 | 0 | 0 | 0 | 0 | 0 | 0 | 0 | 0 | 0 | 0 | 0 | 0 | 0 | 0 | 0 | 0 | 0
[8 empty] | 4585 | July | Summer | Weekday | 0 | 0 | 0 | 0 | 0 | 0 | 0 | 0 | 0 | 0 | 0 | 0 | 0 | 0 | 0 | 0 | 0 | 0 | 0 | 0 | 0 | 0 | 0 | 0 | 0 | 4.8 | 4.8 | 0 | 0 | 0
[8 empty] | 4586 | July | Summer | Weekday | 0 | 0 | 0 | 0 | 0 | 0 | 0 | 0 | 0 | 0 | 0 | 0 | 0 | 0 | 0 | 0 | 0 | 0 | 0 | 0 | 0 | 0 | 0 | 0 | 0 | 4.8 | 4.8 | 0 | 0 | 0
[8 empty] | 4587 | July | Summer | Weekday | 0 | 0 | 0 | 0 | 0 | 0 | 0 | 0 | 0 | 0 | 0 | 0 | 0 | 0 | 0 | 0 | 0 | 0 | 0 | 0 | 0 | 0 | 0 | 0 | 0 | 4.8 | 4.8 | 0 | 0 | 0
[8 empty] | 4588 | July | Summer | Weekday | 0 | 0 | 0 | 0 | 0 | 0 | 0 | 0 | 0 | 0 | 0 | 0 | 0 | 0 | 0 | 0 | 0 | 0 | 0 | 0 | 0 | 0 | 0 | 0 | 0 | 4.8 | 4.8 | 0 | 0 | 0
[8 empty] | 4589 | July | Summer | Weekday | 0 | 0 | 0 | 0 | 0 | 0 | 0 | 0 | 0 | 0 | 0 | 0 | 0 | 0 | 0 | 0 | 0 | 0 | 0 | 0 | 0 | 0 | 0 | 0 | 0 | 4.8 | 4.8 | 0 | 0 | 0
[8 empty] | 4590 | July | Summer | Weekday | 0 | 0 | 0 | 0 | 0 | 0 | 0 | 0 | 0 | 0 | 0 | 0 | 0 | 0 | 0 | 0 | 0 | 0 | 0 | 0 | 0 | 0 | 0 | 0 | 0 | 4.8 | 4.8 | 0 | 0 | 0
[8 empty] | 4591 | July | Summer | Weekday | 0 | 0 | 0 | 0 | 0 | 0 | 0 | 0 | 0 | 0 | 0 | 0 | 0 | 0 | 0 | 0 | 0 | 0 | 0 | 0 | 0 | 0 | 0 | 0 | 0 | 1.2 | 1.2 | 0 | 0 | 0
[8 empty] | 4592 | July | Summer | Weekday | 0 | 0 | 0 | 0 | 0 | 0 | 0 | 0 | 0 | 0 | 0 | 0 | 0 | 0 | 0 | 0 | 0 | 0 | 0 | 0 | 0 | 0 | 0 | 0 | 0 | 0 | 0 | 0 | 0 | 0
[8 empty] | 4593 | July | Summer | Weekday | 0 | 0 | 0 | 0 | 0 | 0 | 0 | 0 | 0 | 0 | 0 | 0 | 0 | 0 | 0 | 0 | 0 | 0 | 0 | 0 | 0 | 0 | 0 | 0 | 0 | 0 | 0 | 0 | 0 | 0
[8 empty] | 4594 | July | Summer | Weekday | 0 | 0 | 0 | 0 | 0 | 0 | 0 | 0 | 0 | 0 | 0 | 0 | 0 | 0 | 0 | 0 | 0 | 0 | 0 | 0 | 0 | 0 | 0 | 0 | 0 | 0 | 0 | 0 | 0 | 0
[8 empty] | 4595 | July | Summer | Weekday | 0 | 0 | 0 | 0 | 0 | 0 | 0 | 0 | 0 | 0 | 0 | 0 | 0 | 0 | 0 | 0 | 0 | 0 | 0 | 0 | 0 | 0 | 0 | 0 | 0 | 0 | 0 | 0 | 0 | 0
[8 empty] | 4596 | July | Summer | Weekday | 0 | 0 | 0 | 0 | 0 | 0 | 0 | 0 | 0 | 0 | 0 | 0 | 0 | 0 | 0 | 0 | 0 | 0 | 0 | 0 | 0 | 0 | 0 | 0 | 0 | 0 | 0 | 0 | 0 | 0
[8 empty] | 4597 | July | Summer | Weekday | 0 | 0 | 0 | 0 | 0 | 0 | 0 | 0 | 0 | 0 | 0 | 0 | 0 | 0 | 0 | 0 | 0 | 0 | 0 | 0 | 0 | 0 | 0 | 0 | 0 | 0 | 0 | 0 | 0 | 0
[8 empty] | 4598 | July | Summer | Weekday | 0 | 0 | 0 | 0 | 0 | 0 | 0 | 0 | 0 | 0 | 0 | 0 | 0 | 0 | 0 | 0 | 0 | 0 | 0 | 0 | 0 | 0 | 0 | 0 | 0 | 0 | 0 | 0 | 0 | 0
[8 empty] | 4599 | July | Summer | Weekday | 0 | 0 | 0 | 0 | 0 | 0 | 0 | 0 | 0 | 0 | 0 | 0 | 0 | 0 | 0 | 0 | 0 | 0 | 0 | 0 | 0 | 0 | 0 | 0 | 0 | 0 | 0 | 0 | 0 | 0
[8 empty] | 4600 | July | Summer | Weekday | 0 | 0 | 0 | 0 | 0 | 0 | 0 | 0 | 0 | 0 | 0 | 0 | 0 | 0 | 0 | 0 | 0 | 0 | 0 | 0 | 0 | 0 | 0 | 0 | 0 | 0 | 0 | 0 | 0 | 0
[8 empty] | 4601 | July | Summer | Weekday | 0 | 0 | 0 | 0 | 0 | 0 | 0 | 0 | 0 | 0 | 0 | 0 | 0 | 0 | 0 | 0 | 0 | 0 | 0 | 0 | 0 | 0 | 0 | 0 | 0 | 0 | 0 | 0 | 0 | 0
[8 empty] | 4602 | July | Summer | Weekday | 0 | 0 | 0 | 0 | 0 | 0 | 0 | 0 | 0 | 0 | 0 | 0 | 0 | 0 | 0 | 0 | 0 | 0 | 0 | 0 | 0 | 0 | 0 | 0 | 0 | 0 | 0 | 0 | 0 | 0
[8 empty] | 4603 | July | Summer | Weekday | 0 | 0 | 0 | 0 | 0 | 0 | 0 | 0 | 0 | 0 | 0 | 0 | 0 | 0 | 0 | 0 | 0 | 0 | 0 | 0 | 0 | 0 | 0 | 0 | 0 | 0 | 0 | 0 | 0 | 0
[8 empty] | 4604 | July | Summer | Weekday | 0 | 0 | 0 | 0 | 0 | 0 | 0 | 0 | 0 | 0 | 0 | 0 | 0 | 0 | 0 | 0 | 0 | 0 | 0 | 0 | 0 | 0 | 0 | 0 | 0 | 0 | 0 | 0 | 0 | 0
[8 empty] | 4605 | July | Summer | Weekday | 0 | 0 | 0 | 0 | 0 | 0 | 0 | 0 | 0 | 0 | 0 | 0 | 0 | 0 | 0 | 0 | 0 | 0 | 0 | 0 | 0 | 0 | 0 | 0 | 0 | 0 | 0 | 0 | 0 | 0
[8 empty] | 4606 | July | Summer | Weekday | 0 | 0 | 0 | 0 | 0 | 0 | 0 | 0 | 0 | 0 | 0 | 0 | 0 | 0 | 0 | 0 | 0 | 0 | 0 | 0 | 0 | 0 | 0 | 0 | 0 | 0 | 0 | 0 | 0 | 0
[8 empty] | 4607 | July | Summer | Weekday | 0 | 0 | 0 | 0 | 0 | 0 | 0 | 0 | 0 | 0 | 0 | 0 | 0 | 0 | 0 | 0 | 0 | 0 | 0 | 0 | 0 | 0 | 0 | 0 | 0 | 0 | 0 | 0 | 0 | 0
[8 empty] | 4608 | July | Summer | Weekday | 0 | 0 | 0 | 0 | 0 | 0 | 0 | 0 | 0 | 0 | 0 | 0 | 0 | 0 | 0 | 0 | 0 | 0 | 0 | 0 | 0 | 0 | 0 | 0 | 0 | 0 | 0 | 0 | 0 | 0
[8 empty] | 4609 | July | Summer | Weekday | 0 | 0 | 0 | 0 | 0 | 0 | 0 | 0 | 0 | 0 | 0 | 0 | 0 | 0 | 0 | 0 | 0 | 0 | 0 | 0 | 0 | 0 | 0 | 0 | 0 | 4.8 | 4.8 | 0 | 0 | 0
[8 empty] | 4610 | July | Summer | Weekday | 0 | 0 | 0 | 0 | 0 | 0 | 0 | 0 | 0 | 0 | 0 | 0 | 0 | 0 | 0 | 0 | 0 | 0 | 0 | 0 | 0 | 0 | 0 | 0 | 0 | 4.8 | 4.8 | 0 | 0 | 0
[8 empty] | 4611 | July | Summer | Weekday | 0 | 0 | 0 | 0 | 0 | 0 | 0 | 0 | 0 | 0 | 0 | 0 | 0 | 0 | 0 | 0 | 0 | 0 | 0 | 0 | 0 | 0 | 0 | 0 | 0 | 4.8 | 4.8 | 0 | 0 | 0
[8 empty] | 4612 | July | Summer | Weekday | 0 | 0 | 0 | 0 | 0 | 0 | 0 | 0 | 0 | 0 | 0 | 0 | 0 | 0 | 0 | 0 | 0 | 0 | 0 | 0 | 0 | 0 | 0 | 0 | 0 | 4.8 | 4.8 | 0 | 0 | 0
[8 empty] | 4613 | July | Summer | Weekday | 0 | 0 | 0 | 0 | 0 | 0 | 0 | 0 | 0 | 0 | 0 | 0 | 0 | 0 | 0 | 0 | 0 | 0 | 0 | 0 | 0 | 0 | 0 | 0 | 0 | 4.8 | 4.8 | 0 | 0 | 0
[8 empty] | 4614 | July | Summer | Weekday | 0 | 0 | 0 | 0 | 0 | 0 | 0 | 0 | 0 | 0 | 0 | 0 | 0 | 0 | 0 | 0 | 0 | 0 | 0 | 0 | 0 | 0 | 0 | 0 | 0 | 4.8 | 4.8 | 0 | 0 | 0
[8 empty] | 4615 | July | Summer | Weekday | 0 | 0 | 0 | 0 | 0 | 0 | 0 | 0 | 0 | 0 | 0 | 0 | 0 | 0 | 0 | 0 | 0 | 0 | 0 | 0 | 0 | 0 | 0 | 0 | 0 | 1.2 | 1.2 | 0 | 0 | 0
[8 empty] | 4616 | July | Summer | Weekday | 0 | 0 | 0 | 0 | 0 | 0 | 0 | 0 | 0 | 0 | 0 | 0 | 0 | 0 | 0 | 0 | 0 | 0 | 0 | 0 | 0 | 0 | 0 | 0 | 0 | 0 | 0 | 0 | 0 | 0
[8 empty] | 4617 | July | Summer | Weekday | 0 | 0 | 0 | 0 | 0 | 0 | 0 | 0 | 0 | 0 | 0 | 0 | 0 | 0 | 0 | 0 | 0 | 0 | 0 | 0 | 0 | 0 | 0 | 0 | 0 | 0 | 0 | 0 | 0 | 0
[8 empty] | 4618 | July | Summer | Weekday | 0 | 0 | 0 | 0 | 0 | 0 | 0 | 0 | 0 | 0 | 0 | 0 | 0 | 0 | 0 | 0 | 0 | 0 | 0 | 0 | 0 | 0 | 0 | 0 | 0 | 0 | 0 | 0 | 0 | 0
[8 empty] | 4619 | July | Summer | Weekday | 0 | 0 | 0 | 0 | 0 | 0 | 0 | 0 | 0 | 0 | 0 | 0 | 0 | 0 | 0 | 0 | 0 | 0 | 0 | 0 | 0 | 0 | 0 | 0 | 0 | 0 | 0 | 0 | 0 | 0
[8 empty] | 4620 | July | Summer | Weekday | 0 | 0 | 0 | 0 | 0 | 0 | 0 | 0 | 0 | 0 | 0 | 0 | 0 | 0 | 0 | 0 | 0 | 0 | 0 | 0 | 0 | 0 | 0 | 0 | 0 | 0 | 0 | 0 | 0 | 0
[8 empty] | 4621 | July | Summer | Weekday | 0 | 0 | 0 | 0 | 0 | 0 | 0 | 0 | 0 | 0 | 0 | 0 | 0 | 0 | 0 | 0 | 0 | 0 | 0 | 0 | 0 | 0 | 0 | 0 | 0 | 0 | 0 | 0 | 0 | 0
[8 empty] | 4622 | July | Summer | Weekday | 0 | 0 | 0 | 0 | 0 | 0 | 0 | 0 | 0 | 0 | 0 | 0 | 0 | 0 | 0 | 0 | 0 | 0 | 0 | 0 | 0 | 0 | 0 | 0 | 0 | 0 | 0 | 0 | 0 | 0
[8 empty] | 4623 | July | Summer | Weekday | 0 | 0 | 0 | 0 | 0 | 0 | 0 | 0 | 0 | 0 | 0 | 0 | 0 | 0 | 0 | 0 | 0 | 0 | 0 | 0 | 0 | 0 | 0 | 0 | 0 | 0 | 0 | 0 | 0 | 0
[8 empty] | 4624 | July | Summer | Weekday | 0 | 0 | 0 | 0 | 0 | 0 | 0 | 0 | 0 | 0 | 0 | 0 | 0 | 0 | 0 | 0 | 0 | 0 | 0 | 0 | 0 | 0 | 0 | 0 | 0 | 0 | 0 | 0 | 0 | 0
[8 empty] | 4625 | July | Summer | Weekday | 0 | 0 | 0 | 0 | 0 | 0 | 0 | 0 | 0 | 0 | 0 | 0 | 0 | 0 | 0 | 0 | 0 | 0 | 0 | 0 | 0 | 0 | 0 | 0 | 0 | 0 | 0 | 0 | 0 | 0
[8 empty] | 4626 | July | Summer | Weekday | 0 | 0 | 0 | 0 | 0 | 0 | 0 | 0 | 0 | 0 | 0 | 0 | 0 | 0 | 0 | 0 | 0 | 0 | 0 | 0 | 0 | 0 | 0 | 0 | 0 | 0 | 0 | 0 | 0 | 0
[8 empty] | 4627 | July | Summer | Weekday | 0 | 0 | 0 | 0 | 0 | 0 | 0 | 0 | 0 | 0 | 0 | 0 | 0 | 0 | 0 | 0 | 0 | 0 | 0 | 0 | 0 | 0 | 0 | 0 | 0 | 0 | 0 | 0 | 0 | 0
[8 empty] | 4628 | July | Summer | Weekday | 0 | 0 | 0 | 0 | 0 | 0 | 0 | 0 | 0 | 0 | 0 | 0 | 0 | 0 | 0 | 0 | 0 | 0 | 0 | 0 | 0 | 0 | 0 | 0 | 0 | 0 | 0 | 0 | 0 | 0
[8 empty] | 4629 | July | Summer | Weekday | 0 | 0 | 0 | 0 | 0 | 0 | 0 | 0 | 0 | 0 | 0 | 0 | 0 | 0 | 0 | 0 | 0 | 0 | 0 | 0 | 0 | 0 | 0 | 0 | 0 | 0 | 0 | 0 | 0 | 0
[8 empty] | 4630 | July | Summer | Weekday | 0 | 0 | 0 | 0 | 0 | 0 | 0 | 0 | 0 | 0 | 0 | 0 | 0 | 0 | 0 | 0 | 0 | 0 | 0 | 0 | 0 | 0 | 0 | 0 | 0 | 0 | 0 | 0 | 0 | 0
[8 empty] | 4631 | July | Summer | Weekday | 0 | 0 | 0 | 0 | 0 | 0 | 0 | 0 | 0 | 0 | 0 | 0 | 0 | 0 | 0 | 0 | 0 | 0 | 0 | 0 | 0 | 0 | 0 | 0 | 0 | 0 | 0 | 0 | 0 | 0
[8 empty] | 4632 | July | Summer | Weekday | 0 | 0 | 0 | 0 | 0 | 0 | 0 | 0 | 0 | 0 | 0 | 0 | 0 | 0 | 0 | 0 | 0 | 0 | 0 | 0 | 0 | 0 | 0 | 0 | 0 | 0 | 0 | 0 | 0 | 0
[8 empty] | 4633 | July | Summer | Weekday | 0 | 0 | 0 | 0 | 0 | 0 | 0 | 0 | 0 | 0 | 0 | 0 | 0 | 0 | 0 | 0 | 0 | 0 | 0 | 0 | 0 | 0 | 0 | 0 | 0 | 4.8 | 4.8 | 0 | 0 | 0
[8 empty] | 4634 | July | Summer | Weekday | 0 | 0 | 0 | 0 | 0 | 0 | 0 | 0 | 0 | 0 | 0 | 0 | 0 | 0 | 0 | 0 | 0 | 0 | 0 | 0 | 0 | 0 | 0 | 0 | 0 | 4.8 | 4.8 | 0 | 0 | 0
[8 empty] | 4635 | July | Summer | Weekday | 0 | 0 | 0 | 0 | 0 | 0 | 0 | 0 | 0 | 0 | 0 | 0 | 0 | 0 | 0 | 0 | 0 | 0 | 0 | 0 | 0 | 0 | 0 | 0 | 0 | 4.8 | 4.8 | 0 | 0 | 0
[8 empty] | 4636 | July | Summer | Weekday | 0 | 0 | 0 | 0 | 0 | 0 | 0 | 0 | 0 | 0 | 0 | 0 | 0 | 0 | 0 | 0 | 0 | 0 | 0 | 0 | 0 | 0 | 0 | 0 | 0 | 4.8 | 4.8 | 0 | 0 | 0
[8 empty] | 4637 | July | Summer | Weekday | 0 | 0 | 0 | 0 | 0 | 0 | 0 | 0 | 0 | 0 | 0 | 0 | 0 | 0 | 0 | 0 | 0 | 0 | 0 | 0 | 0 | 0 | 0 | 0 | 0 | 4.8 | 4.8 | 0 | 0 | 0
[8 empty] | 4638 | July | Summer | Weekday | 0 | 0 | 0 | 0 | 0 | 0 | 0 | 0 | 0 | 0 | 0 | 0 | 0 | 0 | 0 | 0 | 0 | 0 | 0 | 0 | 0 | 0 | 0 | 0 | 0 | 4.8 | 4.8 | 0 | 0 | 0
[8 empty] | 4639 | July | Summer | Weekday | 0 | 0 | 0 | 0 | 0 | 0 | 0 | 0 | 0 | 0 | 0 | 0 | 0 | 0 | 0 | 0 | 0 | 0 | 0 | 0 | 0 | 0 | 0 | 0 | 0 | 1.2 | 1.2 | 0 | 0 | 0
[8 empty] | 4640 | July | Summer | Weekday | 0 | 0 | 0 | 0 | 0 | 0 | 0 | 0 | 0 | 0 | 0 | 0 | 0 | 0 | 0 | 0 | 0 | 0 | 0 | 0 | 0 | 0 | 0 | 0 | 0 | 0 | 0 | 0 | 0 | 0
[8 empty] | 4641 | July | Summer | Weekday | 0 | 0 | 0 | 0 | 0 | 0 | 0 | 0 | 0 | 0 | 0 | 0 | 0 | 0 | 0 | 0 | 0 | 0 | 0 | 0 | 0 | 0 | 0 | 0 | 0 | 0 | 0 | 0 | 0 | 0
[8 empty] | 4642 | July | Summer | Weekday | 0 | 0 | 0 | 0 | 0 | 0 | 0 | 0 | 0 | 0 | 0 | 0 | 0 | 0 | 0 | 0 | 0 | 0 | 0 | 0 | 0 | 0 | 0 | 0 | 0 | 0 | 0 | 0 | 0 | 0
[8 empty] | 4643 | July | Summer | Weekday | 0 | 0 | 0 | 0 | 0 | 0 | 0 | 0 | 0 | 0 | 0 | 0 | 0 | 0 | 0 | 0 | 0 | 0 | 0 | 0 | 0 | 0 | 0 | 0 | 0 | 0 | 0 | 0 | 0 | 0
[8 empty] | 4644 | July | Summer | Weekday | 0 | 0 | 0 | 0 | 0 | 0 | 0 | 0 | 0 | 0 | 0 | 0 | 0 | 0 | 0 | 0 | 0 | 0 | 0 | 0 | 0 | 0 | 0 | 0 | 0 | 0 | 0 | 0 | 0 | 0
[8 empty] | 4645 | July | Summer | Weekday | 0 | 0 | 0 | 0 | 0 | 0 | 0 | 0 | 0 | 0 | 0 | 0 | 0 | 0 | 0 | 0 | 0 | 0 | 0 | 0 | 0 | 0 | 0 | 0 | 0 | 0 | 0 | 0 | 0 | 0
[8 empty] | 4646 | July | Summer | Weekday | 0 | 0 | 0 | 0 | 0 | 0 | 0 | 0 | 0 | 0 | 0 | 0 | 0 | 0 | 0 | 0 | 0 | 0 | 0 | 0 | 0 | 0 | 0 | 0 | 0 | 0 | 0 | 0 | 0 | 0
[8 empty] | 4647 | July | Summer | Weekday | 0 | 0 | 0 | 0 | 0 | 0 | 0 | 0 | 0 | 0 | 0 | 0 | 0 | 0 | 0 | 0 | 0 | 0 | 0 | 0 | 0 | 0 | 0 | 0 | 0 | 0 | 0 | 0 | 0 | 0
[8 empty] | 4648 | July | Summer | Weekday | 0 | 0 | 0 | 0 | 0 | 0 | 0 | 0 | 0 | 0 | 0 | 0 | 0 | 0 | 0 | 0 | 0 | 0 | 0 | 0 | 0 | 0 | 0 | 0 | 0 | 0 | 0 | 0 | 0 | 0
[8 empty] | 4649 | July | Summer | Weekday | 0 | 0 | 0 | 0 | 0 | 0 | 0 | 0 | 0 | 0 | 0 | 0 | 0 | 0 | 0 | 0 | 0 | 0 | 0 | 0 | 0 | 0 | 0 | 0 | 0 | 0 | 0 | 0 | 0 | 0
[8 empty] | 4650 | July | Summer | Weekday | 0 | 0 | 0 | 0 | 0 | 0 | 0 | 0 | 0 | 0 | 0 | 0 | 0 | 0 | 0 | 0 | 0 | 0 | 0 | 0 | 0 | 0 | 0 | 0 | 0 | 0 | 0 | 0 | 0 | 0
[8 empty] | 4651 | July | Summer | Weekday | 0 | 0 | 0 | 0 | 0 | 0 | 0 | 0 | 0 | 0 | 0 | 0 | 0 | 0 | 0 | 0 | 0 | 0 | 0 | 0 | 0 | 0 | 0 | 0 | 0 | 0 | 0 | 0 | 0 | 0
[8 empty] | 4652 | July | Summer | Weekday | 0 | 0 | 0 | 0 | 0 | 0 | 0 | 0 | 0 | 0 | 0 | 0 | 0 | 0 | 0 | 0 | 0 | 0 | 0 | 0 | 0 | 0 | 0 | 0 | 0 | 0 | 0 | 0 | 0 | 0
[8 empty] | 4653 | July | Summer | Weekday | 0 | 0 | 0 | 0 | 0 | 0 | 0 | 0 | 0 | 0 | 0 | 0 | 0 | 0 | 0 | 0 | 0 | 0 | 0 | 0 | 0 | 0 | 0 | 0 | 0 | 0 | 0 | 0 | 0 | 0
[8 empty] | 4654 | July | Summer | Weekday | 0 | 0 | 0 | 0 | 0 | 0 | 0 | 0 | 0 | 0 | 0 | 0 | 0 | 0 | 0 | 0 | 0 | 0 | 0 | 0 | 0 | 0 | 0 | 0 | 0 | 0 | 0 | 0 | 0 | 0
[8 empty] | 4655 | July | Summer | Weekday | 0 | 0 | 0 | 0 | 0 | 0 | 0 | 0 | 0 | 0 | 0 | 0 | 0 | 0 | 0 | 0 | 0 | 0 | 0 | 0 | 0 | 0 | 0 | 0 | 0 | 0 | 0 | 0 | 0 | 0
[8 empty] | 4656 | July | Summer | Weekday | 0 | 0 | 0 | 0 | 0 | 0 | 0 | 0 | 0 | 0 | 0 | 0 | 0 | 0 | 0 | 0 | 0 | 0 | 0 | 0 | 0 | 0 | 0 | 0 | 0 | 0 | 0 | 0 | 0 | 0
[8 empty] | 4657 | July | Summer | Weekday | 0 | 0 | 0 | 0 | 0 | 0 | 0 | 0 | 0 | 0 | 0 | 0 | 0 | 0 | 0 | 0 | 0 | 0 | 0 | 0 | 0 | 0 | 0 | 0 | 0 | 4.8 | 4.8 | 0 | 0 | 0
[8 empty] | 4658 | July | Summer | Weekday | 0 | 0 | 0 | 0 | 0 | 0 | 0 | 0 | 0 | 0 | 0 | 0 | 0 | 0 | 0 | 0 | 0 | 0 | 0 | 0 | 0 | 0 | 0 | 0 | 0 | 4.8 | 4.8 | 0 | 0 | 0
[8 empty] | 4659 | July | Summer | Weekday | 0 | 0 | 0 | 0 | 0 | 0 | 0 | 0 | 0 | 0 | 0 | 0 | 0 | 0 | 0 | 0 | 0 | 0 | 0 | 0 | 0 | 0 | 0 | 0 | 0 | 4.8 | 4.8 | 0 | 0 | 0
[8 empty] | 4660 | July | Summer | Weekday | 0 | 0 | 0 | 0 | 0 | 0 | 0 | 0 | 0 | 0 | 0 | 0 | 0 | 0 | 0 | 0 | 0 | 0 | 0 | 0 | 0 | 0 | 0 | 0 | 0 | 4.8 | 4.8 | 0 | 0 | 0
[8 empty] | 4661 | July | Summer | Weekday | 0 | 0 | 0 | 0 | 0 | 0 | 0 | 0 | 0 | 0 | 0 | 0 | 0 | 0 | 0 | 0 | 0 | 0 | 0 | 0 | 0 | 0 | 0 | 0 | 0 | 4.8 | 4.8 | 0 | 0 | 0
[8 empty] | 4662 | July | Summer | Weekday | 0 | 0 | 0 | 0 | 0 | 0 | 0 | 0 | 0 | 0 | 0 | 0 | 0 | 0 | 0 | 0 | 0 | 0 | 0 | 0 | 0 | 0 | 0 | 0 | 0 | 4.8 | 4.8 | 0 | 0 | 0
[8 empty] | 4663 | July | Summer | Weekday | 0 | 0 | 0 | 0 | 0 | 0 | 0 | 0 | 0 | 0 | 0 | 0 | 0 | 0 | 0 | 0 | 0 | 0 | 0 | 0 | 0 | 0 | 0 | 0 | 0 | 1.2 | 1.2 | 0 | 0 | 0
[8 empty] | 4664 | July | Summer | Weekday | 0 | 0 | 0 | 0 | 0 | 0 | 0 | 0 | 0 | 0 | 0 | 0 | 0 | 0 | 0 | 0 | 0 | 0 | 0 | 0 | 0 | 0 | 0 | 0 | 0 | 0 | 0 | 0 | 0 | 0
[8 empty] | 4665 | July | Summer | Weekday | 0 | 0 | 0 | 0 | 0 | 0 | 0 | 0 | 0 | 0 | 0 | 0 | 0 | 0 | 0 | 0 | 0 | 0 | 0 | 0 | 0 | 0 | 0 | 0 | 0 | 0 | 0 | 0 | 0 | 0
[8 empty] | 4666 | July | Summer | Weekday | 0 | 0 | 0 | 0 | 0 | 0 | 0 | 0 | 0 | 0 | 0 | 0 | 0 | 0 | 0 | 0 | 0 | 0 | 0 | 0 | 0 | 0 | 0 | 0 | 0 | 0 | 0 | 0 | 0 | 0
[8 empty] | 4667 | July | Summer | Weekday | 0 | 0 | 0 | 0 | 0 | 0 | 0 | 0 | 0 | 0 | 0 | 0 | 0 | 0 | 0 | 0 | 0 | 0 | 0 | 0 | 0 | 0 | 0 | 0 | 0 | 0 | 0 | 0 | 0 | 0
[8 empty] | 4668 | July | Summer | Weekday | 0 | 0 | 0 | 0 | 0 | 0 | 0 | 0 | 0 | 0 | 0 | 0 | 0 | 0 | 0 | 0 | 0 | 0 | 0 | 0 | 0 | 0 | 0 | 0 | 0 | 0 | 0 | 0 | 0 | 0
[8 empty] | 4669 | July | Summer | Weekday | 0 | 0 | 0 | 0 | 0 | 0 | 0 | 0 | 0 | 0 | 0 | 0 | 0 | 0 | 0 | 0 | 0 | 0 | 0 | 0 | 0 | 0 | 0 | 0 | 0 | 0 | 0 | 0 | 0 | 0
[8 empty] | 4670 | July | Summer | Weekday | 0 | 0 | 0 | 0 | 0 | 0 | 0 | 0 | 0 | 0 | 0 | 0 | 0 | 0 | 0 | 0 | 0 | 0 | 0 | 0 | 0 | 0 | 0 | 0 | 0 | 0 | 0 | 0 | 0 | 0
[8 empty] | 4671 | July | Summer | Weekday | 0 | 0 | 0 | 0 | 0 | 0 | 0 | 0 | 0 | 0 | 0 | 0 | 0 | 0 | 0 | 0 | 0 | 0 | 0 | 0 | 0 | 0 | 0 | 0 | 0 | 0 | 0 | 0 | 0 | 0
[8 empty] | 4672 | July | Summer | Weekday | 0 | 0 | 0 | 0 | 0 | 0 | 0 | 0 | 0 | 0 | 0 | 0 | 0 | 0 | 0 | 0 | 0 | 0 | 0 | 0 | 0 | 0 | 0 | 0 | 0 | 0 | 0 | 0 | 0 | 0
[8 empty] | 4673 | July | Summer | Weekday | 0 | 0 | 0 | 0 | 0 | 0 | 0 | 0 | 0 | 0 | 0 | 0 | 0 | 0 | 0 | 0 | 0 | 0 | 0 | 0 | 0 | 0 | 0 | 0 | 0 | 0 | 0 | 0 | 0 | 0
[8 empty] | 4674 | July | Summer | Weekday | 0 | 0 | 0 | 0 | 0 | 0 | 0 | 0 | 0 | 0 | 0 | 0 | 0 | 0 | 0 | 0 | 0 | 0 | 0 | 0 | 0 | 0 | 0 | 0 | 0 | 0 | 0 | 0 | 0 | 0
[8 empty] | 4675 | July | Summer | Weekday | 0 | 0 | 0 | 0 | 0 | 0 | 0 | 0 | 0 | 0 | 0 | 0 | 0 | 0 | 0 | 0 | 0 | 0 | 0 | 0 | 0 | 0 | 0 | 0 | 0 | 0 | 0 | 0 | 0 | 0
[8 empty] | 4676 | July | Summer | Weekday | 0 | 0 | 0 | 0 | 0 | 0 | 0 | 0 | 0 | 0 | 0 | 0 | 0 | 0 | 0 | 0 | 0 | 0 | 0 | 0 | 0 | 0 | 0 | 0 | 0 | 0 | 0 | 0 | 0 | 0
[8 empty] | 4677 | July | Summer | Weekday | 0 | 0 | 0 | 0 | 0 | 0 | 0 | 0 | 0 | 0 | 0 | 0 | 0 | 0 | 0 | 0 | 0 | 0 | 0 | 0 | 0 | 0 | 0 | 0 | 0 | 0 | 0 | 0 | 0 | 0
[8 empty] | 4678 | July | Summer | Weekday | 0 | 0 | 0 | 0 | 0 | 0 | 0 | 0 | 0 | 0 | 0 | 0 | 0 | 0 | 0 | 0 | 0 | 0 | 0 | 0 | 0 | 0 | 0 | 0 | 0 | 0 | 0 | 0 | 0 | 0
[8 empty] | 4679 | July | Summer | Weekday | 0 | 0 | 0 | 0 | 0 | 0 | 0 | 0 | 0 | 0 | 0 | 0 | 0 | 0 | 0 | 0 | 0 | 0 | 0 | 0 | 0 | 0 | 0 | 0 | 0 | 0 | 0 | 0 | 0 | 0
[8 empty] | 4680 | July | Summer | Weekday | 0 | 0 | 0 | 0 | 0 | 0 | 0 | 0 | 0 | 0 | 0 | 0 | 0 | 0 | 0 | 0 | 0 | 0 | 0 | 0 | 0 | 0 | 0 | 0 | 0 | 0 | 0 | 0 | 0 | 0
[8 empty] | 4681 | July | Summer | Weekend | 0 | 0 | 0 | 0 | 0 | 0 | 0 | 0 | 0 | 0 | 0 | 0 | 0 | 0 | 0 | 0 | 0 | 0 | 0 | 0 | 0 | 0 | 0 | 0 | 0 | 4.8 | 4.8 | 0 | 0 | 0
[8 empty] | 4682 | July | Summer | Weekend | 0 | 0 | 0 | 0 | 0 | 0 | 0 | 0 | 0 | 0 | 0 | 0 | 0 | 0 | 0 | 0 | 0 | 0 | 0 | 0 | 0 | 0 | 0 | 0 | 0 | 4.8 | 4.8 | 0 | 0 | 0
[8 empty] | 4683 | July | Summer | Weekend | 0 | 0 | 0 | 0 | 0 | 0 | 0 | 0 | 0 | 0 | 0 | 0 | 0 | 0 | 0 | 0 | 0 | 0 | 0 | 0 | 0 | 0 | 0 | 0 | 0 | 4.8 | 4.8 | 0 | 0 | 0
[8 empty] | 4684 | July | Summer | Weekend | 0 | 0 | 0 | 0 | 0 | 0 | 0 | 0 | 0 | 0 | 0 | 0 | 0 | 0 | 0 | 0 | 0 | 0 | 0 | 0 | 0 | 0 | 0 | 0 | 0 | 4.8 | 4.8 | 0 | 0 | 0
[8 empty] | 4685 | July | Summer | Weekend | 0 | 0 | 0 | 0 | 0 | 0 | 0 | 0 | 0 | 0 | 0 | 0 | 0 | 0 | 0 | 0 | 0 | 0 | 0 | 0 | 0 | 0 | 0 | 0 | 0 | 4.8 | 4.8 | 0 | 0 | 0
[8 empty] | 4686 | July | Summer | Weekend | 0 | 0 | 0 | 0 | 0 | 0 | 0 | 0 | 0 | 0 | 0 | 0 | 0 | 0 | 0 | 0 | 0 | 0 | 0 | 0 | 0 | 0 | 0 | 0 | 0 | 4.8 | 4.8 | 0 | 0 | 0
[8 empty] | 4687 | July | Summer | Weekend | 0 | 0 | 0 | 0 | 0 | 0 | 0 | 0 | 0 | 0 | 0 | 0 | 0 | 0 | 0 | 0 | 0 | 0 | 0 | 0 | 0 | 0 | 0 | 0 | 0 | 1.2 | 1.2 | 0 | 0 | 0
[8 empty] | 4688 | July | Summer | Weekend | 0 | 0 | 0 | 0 | 0 | 0 | 0 | 0 | 0 | 0 | 0 | 0 | 0 | 0 | 0 | 0 | 0 | 0 | 0 | 0 | 0 | 0 | 0 | 0 | 0 | 0 | 0 | 0 | 0 | 0
[8 empty] | 4689 | July | Summer | Weekend | 0 | 0 | 0 | 0 | 0 | 0 | 0 | 0 | 0 | 0 | 0 | 0 | 0 | 0 | 0 | 0 | 0 | 0 | 0 | 0 | 0 | 0 | 0 | 0 | 0 | 0 | 0 | 0 | 0 | 0
[8 empty] | 4690 | July | Summer | Weekend | 0 | 0 | 0 | 0 | 0 | 0 | 0 | 0 | 0 | 0 | 0 | 0 | 0 | 0 | 0 | 0 | 0 | 0 | 0 | 0 | 0 | 0 | 0 | 0 | 0 | 0 | 0 | 0 | 0 | 0
[8 empty] | 4691 | July | Summer | Weekend | 0 | 0 | 0 | 0 | 0 | 0 | 0 | 0 | 0 | 0 | 0 | 0 | 0 | 0 | 0 | 0 | 0 | 0 | 0 | 0 | 0 | 0 | 0 | 0 | 0 | 0 | 0 | 0 | 0 | 0
[8 empty] | 4692 | July | Summer | Weekend | 0 | 0 | 0 | 0 | 0 | 0 | 0 | 0 | 0 | 0 | 0 | 0 | 0 | 0 | 0 | 0 | 0 | 0 | 0 | 0 | 0 | 0 | 0 | 0 | 0 | 0 | 0 | 0 | 0 | 0
[8 empty] | 4693 | July | Summer | Weekend | 0 | 0 | 0 | 0 | 0 | 0 | 0 | 0 | 0 | 0 | 0 | 0 | 0 | 0 | 0 | 0 | 0 | 0 | 0 | 0 | 0 | 0 | 0 | 0 | 0 | 0 | 0 | 0 | 0 | 0
[8 empty] | 4694 | July | Summer | Weekend | 0 | 0 | 0 | 0 | 0 | 0 | 0 | 0 | 0 | 0 | 0 | 0 | 0 | 0 | 0 | 0 | 0 | 0 | 0 | 0 | 0 | 0 | 0 | 0 | 0 | 0 | 0 | 0 | 0 | 0
[8 empty] | 4695 | July | Summer | Weekend | 0 | 0 | 0 | 0 | 0 | 0 | 0 | 0 | 0 | 0 | 0 | 0 | 0 | 0 | 0 | 0 | 0 | 0 | 0 | 0 | 0 | 0 | 0 | 0 | 0 | 0 | 0 | 0 | 0 | 0
[8 empty] | 4696 | July | Summer | Weekend | 0 | 0 | 0 | 0 | 0 | 0 | 0 | 0 | 0 | 0 | 0 | 0 | 0 | 0 | 0 | 0 | 0 | 0 | 0 | 0 | 0 | 0 | 0 | 0 | 0 | 0 | 0 | 0 | 0 | 0
[8 empty] | 4697 | July | Summer | Weekend | 0 | 0 | 0 | 0 | 0 | 0 | 0 | 0 | 0 | 0 | 0 | 0 | 0 | 0 | 0 | 0 | 0 | 0 | 0 | 0 | 0 | 0 | 0 | 0 | 0 | 0 | 0 | 0 | 0 | 0
[8 empty] | 4698 | July | Summer | Weekend | 0 | 0 | 0 | 0 | 0 | 0 | 0 | 0 | 0 | 0 | 0 | 0 | 0 | 0 | 0 | 0 | 0 | 0 | 0 | 0 | 0 | 0 | 0 | 0 | 0 | 0 | 0 | 0 | 0 | 0
[8 empty] | 4699 | July | Summer | Weekend | 0 | 0 | 0 | 0 | 0 | 0 | 0 | 0 | 0 | 0 | 0 | 0 | 0 | 0 | 0 | 0 | 0 | 0 | 0 | 0 | 0 | 0 | 0 | 0 | 0 | 0 | 0 | 0 | 0 | 0
[8 empty] | 4700 | July | Summer | Weekend | 0 | 0 | 0 | 0 | 0 | 0 | 0 | 0 | 0 | 0 | 0 | 0 | 0 | 0 | 0 | 0 | 0 | 0 | 0 | 0 | 0 | 0 | 0 | 0 | 0 | 0 | 0 | 0 | 0 | 0
[8 empty] | 4701 | July | Summer | Weekend | 0 | 0 | 0 | 0 | 0 | 0 | 0 | 0 | 0 | 0 | 0 | 0 | 0 | 0 | 0 | 0 | 0 | 0 | 0 | 0 | 0 | 0 | 0 | 0 | 0 | 0 | 0 | 0 | 0 | 0
[8 empty] | 4702 | July | Summer | Weekend | 0 | 0 | 0 | 0 | 0 | 0 | 0 | 0 | 0 | 0 | 0 | 0 | 0 | 0 | 0 | 0 | 0 | 0 | 0 | 0 | 0 | 0 | 0 | 0 | 0 | 0 | 0 | 0 | 0 | 0
[8 empty] | 4703 | July | Summer | Weekend | 0 | 0 | 0 | 0 | 0 | 0 | 0 | 0 | 0 | 0 | 0 | 0 | 0 | 0 | 0 | 0 | 0 | 0 | 0 | 0 | 0 | 0 | 0 | 0 | 0 | 0 | 0 | 0 | 0 | 0
[8 empty] | 4704 | July | Summer | Weekend | 0 | 0 | 0 | 0 | 0 | 0 | 0 | 0 | 0 | 0 | 0 | 0 | 0 | 0 | 0 | 0 | 0 | 0 | 0 | 0 | 0 | 0 | 0 | 0 | 0 | 0 | 0 | 0 | 0 | 0
[8 empty] | 4705 | July | Summer | Weekend | 0 | 0 | 0 | 0 | 0 | 0 | 0 | 0 | 0 | 0 | 0 | 0 | 0 | 0 | 0 | 0 | 0 | 0 | 0 | 0 | 0 | 0 | 0 | 0 | 0 | 4.8 | 4.8 | 0 | 0 | 0
[8 empty] | 4706 | July | Summer | Weekend | 0 | 0 | 0 | 0 | 0 | 0 | 0 | 0 | 0 | 0 | 0 | 0 | 0 | 0 | 0 | 0 | 0 | 0 | 0 | 0 | 0 | 0 | 0 | 0 | 0 | 4.8 | 4.8 | 0 | 0 | 0
[8 empty] | 4707 | July | Summer | Weekend | 0 | 0 | 0 | 0 | 0 | 0 | 0 | 0 | 0 | 0 | 0 | 0 | 0 | 0 | 0 | 0 | 0 | 0 | 0 | 0 | 0 | 0 | 0 | 0 | 0 | 4.8 | 4.8 | 0 | 0 | 0
[8 empty] | 4708 | July | Summer | Weekend | 0 | 0 | 0 | 0 | 0 | 0 | 0 | 0 | 0 | 0 | 0 | 0 | 0 | 0 | 0 | 0 | 0 | 0 | 0 | 0 | 0 | 0 | 0 | 0 | 0 | 4.8 | 4.8 | 0 | 0 | 0
[8 empty] | 4709 | July | Summer | Weekend | 0 | 0 | 0 | 0 | 0 | 0 | 0 | 0 | 0 | 0 | 0 | 0 | 0 | 0 | 0 | 0 | 0 | 0 | 0 | 0 | 0 | 0 | 0 | 0 | 0 | 4.8 | 4.8 | 0 | 0 | 0
[8 empty] | 4710 | July | Summer | Weekend | 0 | 0 | 0 | 0 | 0 | 0 | 0 | 0 | 0 | 0 | 0 | 0 | 0 | 0 | 0 | 0 | 0 | 0 | 0 | 0 | 0 | 0 | 0 | 0 | 0 | 4.8 | 4.8 | 0 | 0 | 0
[8 empty] | 4711 | July | Summer | Weekend | 0 | 0 | 0 | 0 | 0 | 0 | 0 | 0 | 0 | 0 | 0 | 0 | 0 | 0 | 0 | 0 | 0 | 0 | 0 | 0 | 0 | 0 | 0 | 0 | 0 | 1.2 | 1.2 | 0 | 0 | 0
[8 empty] | 4712 | July | Summer | Weekend | 0 | 0 | 0 | 0 | 0 | 0 | 0 | 0 | 0 | 0 | 0 | 0 | 0 | 0 | 0 | 0 | 0 | 0 | 0 | 0 | 0 | 0 | 0 | 0 | 0 | 0 | 0 | 0 | 0 | 0
[8 empty] | 4713 | July | Summer | Weekend | 0 | 0 | 0 | 0 | 0 | 0 | 0 | 0 | 0 | 0 | 0 | 0 | 0 | 0 | 0 | 0 | 0 | 0 | 0 | 0 | 0 | 0 | 0 | 0 | 0 | 0 | 0 | 0 | 0 | 0
[8 empty] | 4714 | July | Summer | Weekend | 0 | 0 | 0 | 0 | 0 | 0 | 0 | 0 | 0 | 0 | 0 | 0 | 0 | 0 | 0 | 0 | 0 | 0 | 0 | 0 | 0 | 0 | 0 | 0 | 0 | 0 | 0 | 0 | 0 | 0
[8 empty] | 4715 | July | Summer | Weekend | 0 | 0 | 0 | 0 | 0 | 0 | 0 | 0 | 0 | 0 | 0 | 0 | 0 | 0 | 0 | 0 | 0 | 0 | 0 | 0 | 0 | 0 | 0 | 0 | 0 | 0 | 0 | 0 | 0 | 0
[8 empty] | 4716 | July | Summer | Weekend | 0 | 0 | 0 | 0 | 0 | 0 | 0 | 0 | 0 | 0 | 0 | 0 | 0 | 0 | 0 | 0 | 0 | 0 | 0 | 0 | 0 | 0 | 0 | 0 | 0 | 0 | 0 | 0 | 0 | 0
[8 empty] | 4717 | July | Summer | Weekend | 0 | 0 | 0 | 0 | 0 | 0 | 0 | 0 | 0 | 0 | 0 | 0 | 0 | 0 | 0 | 0 | 0 | 0 | 0 | 0 | 0 | 0 | 0 | 0 | 0 | 0 | 0 | 0 | 0 | 0
[8 empty] | 4718 | July | Summer | Weekend | 0 | 0 | 0 | 0 | 0 | 0 | 0 | 0 | 0 | 0 | 0 | 0 | 0 | 0 | 0 | 0 | 0 | 0 | 0 | 0 | 0 | 0 | 0 | 0 | 0 | 0 | 0 | 0 | 0 | 0
[8 empty] | 4719 | July | Summer | Weekend | 0 | 0 | 0 | 0 | 0 | 0 | 0 | 0 | 0 | 0 | 0 | 0 | 0 | 0 | 0 | 0 | 0 | 0 | 0 | 0 | 0 | 0 | 0 | 0 | 0 | 0 | 0 | 0 | 0 | 0
[8 empty] | 4720 | July | Summer | Weekend | 0 | 0 | 0 | 0 | 0 | 0 | 0 | 0 | 0 | 0 | 0 | 0 | 0 | 0 | 0 | 0 | 0 | 0 | 0 | 0 | 0 | 0 | 0 | 0 | 0 | 0 | 0 | 0 | 0 | 0
[8 empty] | 4721 | July | Summer | Weekend | 0 | 0 | 0 | 0 | 0 | 0 | 0 | 0 | 0 | 0 | 0 | 0 | 0 | 0 | 0 | 0 | 0 | 0 | 0 | 0 | 0 | 0 | 0 | 0 | 0 | 0 | 0 | 0 | 0 | 0
[8 empty] | 4722 | July | Summer | Weekend | 0 | 0 | 0 | 0 | 0 | 0 | 0 | 0 | 0 | 0 | 0 | 0 | 0 | 0 | 0 | 0 | 0 | 0 | 0 | 0 | 0 | 0 | 0 | 0 | 0 | 0 | 0 | 0 | 0 | 0
[8 empty] | 4723 | July | Summer | Weekend | 0 | 0 | 0 | 0 | 0 | 0 | 0 | 0 | 0 | 0 | 0 | 0 | 0 | 0 | 0 | 0 | 0 | 0 | 0 | 0 | 0 | 0 | 0 | 0 | 0 | 0 | 0 | 0 | 0 | 0
[8 empty] | 4724 | July | Summer | Weekend | 0 | 0 | 0 | 0 | 0 | 0 | 0 | 0 | 0 | 0 | 0 | 0 | 0 | 0 | 0 | 0 | 0 | 0 | 0 | 0 | 0 | 0 | 0 | 0 | 0 | 0 | 0 | 0 | 0 | 0
[8 empty] | 4725 | July | Summer | Weekend | 0 | 0 | 0 | 0 | 0 | 0 | 0 | 0 | 0 | 0 | 0 | 0 | 0 | 0 | 0 | 0 | 0 | 0 | 0 | 0 | 0 | 0 | 0 | 0 | 0 | 0 | 0 | 0 | 0 | 0
[8 empty] | 4726 | July | Summer | Weekend | 0 | 0 | 0 | 0 | 0 | 0 | 0 | 0 | 0 | 0 | 0 | 0 | 0 | 0 | 0 | 0 | 0 | 0 | 0 | 0 | 0 | 0 | 0 | 0 | 0 | 0 | 0 | 0 | 0 | 0
[8 empty] | 4727 | July | Summer | Weekend | 0 | 0 | 0 | 0 | 0 | 0 | 0 | 0 | 0 | 0 | 0 | 0 | 0 | 0 | 0 | 0 | 0 | 0 | 0 | 0 | 0 | 0 | 0 | 0 | 0 | 0 | 0 | 0 | 0 | 0
[8 empty] | 4728 | July | Summer | Weekend | 0 | 0 | 0 | 0 | 0 | 0 | 0 | 0 | 0 | 0 | 0 | 0 | 0 | 0 | 0 | 0 | 0 | 0 | 0 | 0 | 0 | 0 | 0 | 0 | 0 | 0 | 0 | 0 | 0 | 0
[8 empty] | 4729 | July | Summer | Weekday | 0 | 0 | 0 | 0 | 0 | 0 | 0 | 0 | 0 | 0 | 0 | 0 | 0 | 0 | 0 | 0 | 0 | 0 | 0 | 0 | 0 | 0 | 0 | 0 | 0 | 4.8 | 4.8 | 0 | 0 | 0
[8 empty] | 4730 | July | Summer | Weekday | 0 | 0 | 0 | 0 | 0 | 0 | 0 | 0 | 0 | 0 | 0 | 0 | 0 | 0 | 0 | 0 | 0 | 0 | 0 | 0 | 0 | 0 | 0 | 0 | 0 | 4.8 | 4.8 | 0 | 0 | 0
[8 empty] | 4731 | July | Summer | Weekday | 0 | 0 | 0 | 0 | 0 | 0 | 0 | 0 | 0 | 0 | 0 | 0 | 0 | 0 | 0 | 0 | 0 | 0 | 0 | 0 | 0 | 0 | 0 | 0 | 0 | 4.8 | 4.8 | 0 | 0 | 0
[8 empty] | 4732 | July | Summer | Weekday | 0 | 0 | 0 | 0 | 0 | 0 | 0 | 0 | 0 | 0 | 0 | 0 | 0 | 0 | 0 | 0 | 0 | 0 | 0 | 0 | 0 | 0 | 0 | 0 | 0 | 4.8 | 4.8 | 0 | 0 | 0
[8 empty] | 4733 | July | Summer | Weekday | 0 | 0 | 0 | 0 | 0 | 0 | 0 | 0 | 0 | 0 | 0 | 0 | 0 | 0 | 0 | 0 | 0 | 0 | 0 | 0 | 0 | 0 | 0 | 0 | 0 | 4.8 | 4.8 | 0 | 0 | 0
[8 empty] | 4734 | July | Summer | Weekday | 0 | 0 | 0 | 0 | 0 | 0 | 0 | 0 | 0 | 0 | 0 | 0 | 0 | 0 | 0 | 0 | 0 | 0 | 0 | 0 | 0 | 0 | 0 | 0 | 0 | 4.8 | 4.8 | 0 | 0 | 0
[8 empty] | 4735 | July | Summer | Weekday | 0 | 0 | 0 | 0 | 0 | 0 | 0 | 0 | 0 | 0 | 0 | 0 | 0 | 0 | 0 | 0 | 0 | 0 | 0 | 0 | 0 | 0 | 0 | 0 | 0 | 1.2 | 1.2 | 0 | 0 | 0
[8 empty] | 4736 | July | Summer | Weekday | 0 | 0 | 0 | 0 | 0 | 0 | 0 | 0 | 0 | 0 | 0 | 0 | 0 | 0 | 0 | 0 | 0 | 0 | 0 | 0 | 0 | 0 | 0 | 0 | 0 | 0 | 0 | 0 | 0 | 0
[8 empty] | 4737 | July | Summer | Weekday | 0 | 0 | 0 | 0 | 0 | 0 | 0 | 0 | 0 | 0 | 0 | 0 | 0 | 0 | 0 | 0 | 0 | 0 | 0 | 0 | 0 | 0 | 0 | 0 | 0 | 0 | 0 | 0 | 0 | 0
[8 empty] | 4738 | July | Summer | Weekday | 0 | 0 | 0 | 0 | 0 | 0 | 0 | 0 | 0 | 0 | 0 | 0 | 0 | 0 | 0 | 0 | 0 | 0 | 0 | 0 | 0 | 0 | 0 | 0 | 0 | 0 | 0 | 0 | 0 | 0
[8 empty] | 4739 | July | Summer | Weekday | 0 | 0 | 0 | 0 | 0 | 0 | 0 | 0 | 0 | 0 | 0 | 0 | 0 | 0 | 0 | 0 | 0 | 0 | 0 | 0 | 0 | 0 | 0 | 0 | 0 | 0 | 0 | 0 | 0 | 0
[8 empty] | 4740 | July | Summer | Weekday | 0 | 0 | 0 | 0 | 0 | 0 | 0 | 0 | 0 | 0 | 0 | 0 | 0 | 0 | 0 | 0 | 0 | 0 | 0 | 0 | 0 | 0 | 0 | 0 | 0 | 0 | 0 | 0 | 0 | 0
[8 empty] | 4741 | July | Summer | Weekday | 0 | 0 | 0 | 0 | 0 | 0 | 0 | 0 | 0 | 0 | 0 | 0 | 0 | 0 | 0 | 0 | 0 | 0 | 0 | 0 | 0 | 0 | 0 | 0 | 0 | 0 | 0 | 0 | 0 | 0
[8 empty] | 4742 | July | Summer | Weekday | 0 | 0 | 0 | 0 | 0 | 0 | 0 | 0 | 0 | 0 | 0 | 0 | 0 | 0 | 0 | 0 | 0 | 0 | 0 | 0 | 0 | 0 | 0 | 0 | 0 | 0 | 0 | 0 | 0 | 0
[8 empty] | 4743 | July | Summer | Weekday | 0 | 0 | 0 | 0 | 0 | 0 | 0 | 0 | 0 | 0 | 0 | 0 | 0 | 0 | 0 | 0 | 0 | 0 | 0 | 0 | 0 | 0 | 0 | 0 | 0 | 0 | 0 | 0 | 0 | 0
[8 empty] | 4744 | July | Summer | Weekday | 0 | 0 | 0 | 0 | 0 | 0 | 0 | 0 | 0 | 0 | 0 | 0 | 0 | 0 | 0 | 0 | 0 | 0 | 0 | 0 | 0 | 0 | 0 | 0 | 0 | 0 | 0 | 0 | 0 | 0
[8 empty] | 4745 | July | Summer | Weekday | 0 | 0 | 0 | 0 | 0 | 0 | 0 | 0 | 0 | 0 | 0 | 0 | 0 | 0 | 0 | 0 | 0 | 0 | 0 | 0 | 0 | 0 | 0 | 0 | 0 | 0 | 0 | 0 | 0 | 0
[8 empty] | 4746 | July | Summer | Weekday | 0 | 0 | 0 | 0 | 0 | 0 | 0 | 0 | 0 | 0 | 0 | 0 | 0 | 0 | 0 | 0 | 0 | 0 | 0 | 0 | 0 | 0 | 0 | 0 | 0 | 0 | 0 | 0 | 0 | 0
[8 empty] | 4747 | July | Summer | Weekday | 0 | 0 | 0 | 0 | 0 | 0 | 0 | 0 | 0 | 0 | 0 | 0 | 0 | 0 | 0 | 0 | 0 | 0 | 0 | 0 | 0 | 0 | 0 | 0 | 0 | 0 | 0 | 0 | 0 | 0
[8 empty] | 4748 | July | Summer | Weekday | 0 | 0 | 0 | 0 | 0 | 0 | 0 | 0 | 0 | 0 | 0 | 0 | 0 | 0 | 0 | 0 | 0 | 0 | 0 | 0 | 0 | 0 | 0 | 0 | 0 | 0 | 0 | 0 | 0 | 0
[8 empty] | 4749 | July | Summer | Weekday | 0 | 0 | 0 | 0 | 0 | 0 | 0 | 0 | 0 | 0 | 0 | 0 | 0 | 0 | 0 | 0 | 0 | 0 | 0 | 0 | 0 | 0 | 0 | 0 | 0 | 0 | 0 | 0 | 0 | 0
[8 empty] | 4750 | July | Summer | Weekday | 0 | 0 | 0 | 0 | 0 | 0 | 0 | 0 | 0 | 0 | 0 | 0 | 0 | 0 | 0 | 0 | 0 | 0 | 0 | 0 | 0 | 0 | 0 | 0 | 0 | 0 | 0 | 0 | 0 | 0
[8 empty] | 4751 | July | Summer | Weekday | 0 | 0 | 0 | 0 | 0 | 0 | 0 | 0 | 0 | 0 | 0 | 0 | 0 | 0 | 0 | 0 | 0 | 0 | 0 | 0 | 0 | 0 | 0 | 0 | 0 | 0 | 0 | 0 | 0 | 0
[8 empty] | 4752 | July | Summer | Weekday | 0 | 0 | 0 | 0 | 0 | 0 | 0 | 0 | 0 | 0 | 0 | 0 | 0 | 0 | 0 | 0 | 0 | 0 | 0 | 0 | 0 | 0 | 0 | 0 | 0 | 0 | 0 | 0 | 0 | 0
[8 empty] | 4753 | July | Summer | Weekday | 0 | 0 | 0 | 0 | 0 | 0 | 0 | 0 | 0 | 0 | 0 | 0 | 0 | 0 | 0 | 0 | 0 | 0 | 0 | 0 | 0 | 0 | 0 | 0 | 0 | 4.8 | 4.8 | 0 | 0 | 0
[8 empty] | 4754 | July | Summer | Weekday | 0 | 0 | 0 | 0 | 0 | 0 | 0 | 0 | 0 | 0 | 0 | 0 | 0 | 0 | 0 | 0 | 0 | 0 | 0 | 0 | 0 | 0 | 0 | 0 | 0 | 4.8 | 4.8 | 0 | 0 | 0
[8 empty] | 4755 | July | Summer | Weekday | 0 | 0 | 0 | 0 | 0 | 0 | 0 | 0 | 0 | 0 | 0 | 0 | 0 | 0 | 0 | 0 | 0 | 0 | 0 | 0 | 0 | 0 | 0 | 0 | 0 | 4.8 | 4.8 | 0 | 0 | 0
[8 empty] | 4756 | July | Summer | Weekday | 0 | 0 | 0 | 0 | 0 | 0 | 0 | 0 | 0 | 0 | 0 | 0 | 0 | 0 | 0 | 0 | 0 | 0 | 0 | 0 | 0 | 0 | 0 | 0 | 0 | 4.8 | 4.8 | 0 | 0 | 0
[8 empty] | 4757 | July | Summer | Weekday | 0 | 0 | 0 | 0 | 0 | 0 | 0 | 0 | 0 | 0 | 0 | 0 | 0 | 0 | 0 | 0 | 0 | 0 | 0 | 0 | 0 | 0 | 0 | 0 | 0 | 4.8 | 4.8 | 0 | 0 | 0
[8 empty] | 4758 | July | Summer | Weekday | 0 | 0 | 0 | 0 | 0 | 0 | 0 | 0 | 0 | 0 | 0 | 0 | 0 | 0 | 0 | 0 | 0 | 0 | 0 | 0 | 0 | 0 | 0 | 0 | 0 | 4.8 | 4.8 | 0 | 0 | 0
[8 empty] | 4759 | July | Summer | Weekday | 0 | 0 | 0 | 0 | 0 | 0 | 0 | 0 | 0 | 0 | 0 | 0 | 0 | 0 | 0 | 0 | 0 | 0 | 0 | 0 | 0 | 0 | 0 | 0 | 0 | 1.2 | 1.2 | 0 | 0 | 0
[8 empty] | 4760 | July | Summer | Weekday | 0 | 0 | 0 | 0 | 0 | 0 | 0 | 0 | 0 | 0 | 0 | 0 | 0 | 0 | 0 | 0 | 0 | 0 | 0 | 0 | 0 | 0 | 0 | 0 | 0 | 0 | 0 | 0 | 0 | 0
[8 empty] | 4761 | July | Summer | Weekday | 0 | 0 | 0 | 0 | 0 | 0 | 0 | 0 | 0 | 0 | 0 | 0 | 0 | 0 | 0 | 0 | 0 | 0 | 0 | 0 | 0 | 0 | 0 | 0 | 0 | 0 | 0 | 0 | 0 | 0
[8 empty] | 4762 | July | Summer | Weekday | 0 | 0 | 0 | 0 | 0 | 0 | 0 | 0 | 0 | 0 | 0 | 0 | 0 | 0 | 0 | 0 | 0 | 0 | 0 | 0 | 0 | 0 | 0 | 0 | 0 | 0 | 0 | 0 | 0 | 0
[8 empty] | 4763 | July | Summer | Weekday | 0 | 0 | 0 | 0 | 0 | 0 | 0 | 0 | 0 | 0 | 0 | 0 | 0 | 0 | 0 | 0 | 0 | 0 | 0 | 0 | 0 | 0 | 0 | 0 | 0 | 0 | 0 | 0 | 0 | 0
[8 empty] | 4764 | July | Summer | Weekday | 0 | 0 | 0 | 0 | 0 | 0 | 0 | 0 | 0 | 0 | 0 | 0 | 0 | 0 | 0 | 0 | 0 | 0 | 0 | 0 | 0 | 0 | 0 | 0 | 0 | 0 | 0 | 0 | 0 | 0
[8 empty] | 4765 | July | Summer | Weekday | 0 | 0 | 0 | 0 | 0 | 0 | 0 | 0 | 0 | 0 | 0 | 0 | 0 | 0 | 0 | 0 | 0 | 0 | 0 | 0 | 0 | 0 | 0 | 0 | 0 | 0 | 0 | 0 | 0 | 0
[8 empty] | 4766 | July | Summer | Weekday | 0 | 0 | 0 | 0 | 0 | 0 | 0 | 0 | 0 | 0 | 0 | 0 | 0 | 0 | 0 | 0 | 0 | 0 | 0 | 0 | 0 | 0 | 0 | 0 | 0 | 0 | 0 | 0 | 0 | 0
[8 empty] | 4767 | July | Summer | Weekday | 0 | 0 | 0 | 0 | 0 | 0 | 0 | 0 | 0 | 0 | 0 | 0 | 0 | 0 | 0 | 0 | 0 | 0 | 0 | 0 | 0 | 0 | 0 | 0 | 0 | 0 | 0 | 0 | 0 | 0
[8 empty] | 4768 | July | Summer | Weekday | 0 | 0 | 0 | 0 | 0 | 0 | 0 | 0 | 0 | 0 | 0 | 0 | 0 | 0 | 0 | 0 | 0 | 0 | 0 | 0 | 0 | 0 | 0 | 0 | 0 | 0 | 0 | 0 | 0 | 0
[8 empty] | 4769 | July | Summer | Weekday | 0 | 0 | 0 | 0 | 0 | 0 | 0 | 0 | 0 | 0 | 0 | 0 | 0 | 0 | 0 | 0 | 0 | 0 | 0 | 0 | 0 | 0 | 0 | 0 | 0 | 0 | 0 | 0 | 0 | 0
[8 empty] | 4770 | July | Summer | Weekday | 0 | 0 | 0 | 0 | 0 | 0 | 0 | 0 | 0 | 0 | 0 | 0 | 0 | 0 | 0 | 0 | 0 | 0 | 0 | 0 | 0 | 0 | 0 | 0 | 0 | 0 | 0 | 0 | 0 | 0
[8 empty] | 4771 | July | Summer | Weekday | 0 | 0 | 0 | 0 | 0 | 0 | 0 | 0 | 0 | 0 | 0 | 0 | 0 | 0 | 0 | 0 | 0 | 0 | 0 | 0 | 0 | 0 | 0 | 0 | 0 | 0 | 0 | 0 | 0 | 0
[8 empty] | 4772 | July | Summer | Weekday | 0 | 0 | 0 | 0 | 0 | 0 | 0 | 0 | 0 | 0 | 0 | 0 | 0 | 0 | 0 | 0 | 0 | 0 | 0 | 0 | 0 | 0 | 0 | 0 | 0 | 0 | 0 | 0 | 0 | 0
[8 empty] | 4773 | July | Summer | Weekday | 0 | 0 | 0 | 0 | 0 | 0 | 0 | 0 | 0 | 0 | 0 | 0 | 0 | 0 | 0 | 0 | 0 | 0 | 0 | 0 | 0 | 0 | 0 | 0 | 0 | 0 | 0 | 0 | 0 | 0
[8 empty] | 4774 | July | Summer | Weekday | 0 | 0 | 0 | 0 | 0 | 0 | 0 | 0 | 0 | 0 | 0 | 0 | 0 | 0 | 0 | 0 | 0 | 0 | 0 | 0 | 0 | 0 | 0 | 0 | 0 | 0 | 0 | 0 | 0 | 0
[8 empty] | 4775 | July | Summer | Weekday | 0 | 0 | 0 | 0 | 0 | 0 | 0 | 0 | 0 | 0 | 0 | 0 | 0 | 0 | 0 | 0 | 0 | 0 | 0 | 0 | 0 | 0 | 0 | 0 | 0 | 0 | 0 | 0 | 0 | 0
[8 empty] | 4776 | July | Summer | Weekday | 0 | 0 | 0 | 0 | 0 | 0 | 0 | 0 | 0 | 0 | 0 | 0 | 0 | 0 | 0 | 0 | 0 | 0 | 0 | 0 | 0 | 0 | 0 | 0 | 0 | 0 | 0 | 0 | 0 | 0
[8 empty] | 4777 | July | Summer | Weekday | 0 | 0 | 0 | 0 | 0 | 0 | 0 | 0 | 0 | 0 | 0 | 0 | 0 | 0 | 0 | 0 | 0 | 0 | 0 | 0 | 0 | 0 | 0 | 0 | 0 | 4.8 | 4.8 | 0 | 0 | 0
[8 empty] | 4778 | July | Summer | Weekday | 0 | 0 | 0 | 0 | 0 | 0 | 0 | 0 | 0 | 0 | 0 | 0 | 0 | 0 | 0 | 0 | 0 | 0 | 0 | 0 | 0 | 0 | 0 | 0 | 0 | 4.8 | 4.8 | 0 | 0 | 0
[8 empty] | 4779 | July | Summer | Weekday | 0 | 0 | 0 | 0 | 0 | 0 | 0 | 0 | 0 | 0 | 0 | 0 | 0 | 0 | 0 | 0 | 0 | 0 | 0 | 0 | 0 | 0 | 0 | 0 | 0 | 4.8 | 4.8 | 0 | 0 | 0
[8 empty] | 4780 | July | Summer | Weekday | 0 | 0 | 0 | 0 | 0 | 0 | 0 | 0 | 0 | 0 | 0 | 0 | 0 | 0 | 0 | 0 | 0 | 0 | 0 | 0 | 0 | 0 | 0 | 0 | 0 | 4.8 | 4.8 | 0 | 0 | 0
[8 empty] | 4781 | July | Summer | Weekday | 0 | 0 | 0 | 0 | 0 | 0 | 0 | 0 | 0 | 0 | 0 | 0 | 0 | 0 | 0 | 0 | 0 | 0 | 0 | 0 | 0 | 0 | 0 | 0 | 0 | 4.8 | 4.8 | 0 | 0 | 0
[8 empty] | 4782 | July | Summer | Weekday | 0 | 0 | 0 | 0 | 0 | 0 | 0 | 0 | 0 | 0 | 0 | 0 | 0 | 0 | 0 | 0 | 0 | 0 | 0 | 0 | 0 | 0 | 0 | 0 | 0 | 4.8 | 4.8 | 0 | 0 | 0
[8 empty] | 4783 | July | Summer | Weekday | 0 | 0 | 0 | 0 | 0 | 0 | 0 | 0 | 0 | 0 | 0 | 0 | 0 | 0 | 0 | 0 | 0 | 0 | 0 | 0 | 0 | 0 | 0 | 0 | 0 | 1.2 | 1.2 | 0 | 0 | 0
[8 empty] | 4784 | July | Summer | Weekday | 0 | 0 | 0 | 0 | 0 | 0 | 0 | 0 | 0 | 0 | 0 | 0 | 0 | 0 | 0 | 0 | 0 | 0 | 0 | 0 | 0 | 0 | 0 | 0 | 0 | 0 | 0 | 0 | 0 | 0
[8 empty] | 4785 | July | Summer | Weekday | 0 | 0 | 0 | 0 | 0 | 0 | 0 | 0 | 0 | 0 | 0 | 0 | 0 | 0 | 0 | 0 | 0 | 0 | 0 | 0 | 0 | 0 | 0 | 0 | 0 | 0 | 0 | 0 | 0 | 0
[8 empty] | 4786 | July | Summer | Weekday | 0 | 0 | 0 | 0 | 0 | 0 | 0 | 0 | 0 | 0 | 0 | 0 | 0 | 0 | 0 | 0 | 0 | 0 | 0 | 0 | 0 | 0 | 0 | 0 | 0 | 0 | 0 | 0 | 0 | 0
[8 empty] | 4787 | July | Summer | Weekday | 0 | 0 | 0 | 0 | 0 | 0 | 0 | 0 | 0 | 0 | 0 | 0 | 0 | 0 | 0 | 0 | 0 | 0 | 0 | 0 | 0 | 0 | 0 | 0 | 0 | 0 | 0 | 0 | 0 | 0
[8 empty] | 4788 | July | Summer | Weekday | 0 | 0 | 0 | 0 | 0 | 0 | 0 | 0 | 0 | 0 | 0 | 0 | 0 | 0 | 0 | 0 | 0 | 0 | 0 | 0 | 0 | 0 | 0 | 0 | 0 | 0 | 0 | 0 | 0 | 0
[8 empty] | 4789 | July | Summer | Weekday | 0 | 0 | 0 | 0 | 0 | 0 | 0 | 0 | 0 | 0 | 0 | 0 | 0 | 0 | 0 | 0 | 0 | 0 | 0 | 0 | 0 | 0 | 0 | 0 | 0 | 0 | 0 | 0 | 0 | 0
[8 empty] | 4790 | July | Summer | Weekday | 0 | 0 | 0 | 0 | 0 | 0 | 0 | 0 | 0 | 0 | 0 | 0 | 0 | 0 | 0 | 0 | 0 | 0 | 0 | 0 | 0 | 0 | 0 | 0 | 0 | 0 | 0 | 0 | 0 | 0
[8 empty] | 4791 | July | Summer | Weekday | 0 | 0 | 0 | 0 | 0 | 0 | 0 | 0 | 0 | 0 | 0 | 0 | 0 | 0 | 0 | 0 | 0 | 0 | 0 | 0 | 0 | 0 | 0 | 0 | 0 | 0 | 0 | 0 | 0 | 0
[8 empty] | 4792 | July | Summer | Weekday | 0 | 0 | 0 | 0 | 0 | 0 | 0 | 0 | 0 | 0 | 0 | 0 | 0 | 0 | 0 | 0 | 0 | 0 | 0 | 0 | 0 | 0 | 0 | 0 | 0 | 0 | 0 | 0 | 0 | 0
[8 empty] | 4793 | July | Summer | Weekday | 0 | 0 | 0 | 0 | 0 | 0 | 0 | 0 | 0 | 0 | 0 | 0 | 0 | 0 | 0 | 0 | 0 | 0 | 0 | 0 | 0 | 0 | 0 | 0 | 0 | 0 | 0 | 0 | 0 | 0
[8 empty] | 4794 | July | Summer | Weekday | 0 | 0 | 0 | 0 | 0 | 0 | 0 | 0 | 0 | 0 | 0 | 0 | 0 | 0 | 0 | 0 | 0 | 0 | 0 | 0 | 0 | 0 | 0 | 0 | 0 | 0 | 0 | 0 | 0 | 0
[8 empty] | 4795 | July | Summer | Weekday | 0 | 0 | 0 | 0 | 0 | 0 | 0 | 0 | 0 | 0 | 0 | 0 | 0 | 0 | 0 | 0 | 0 | 0 | 0 | 0 | 0 | 0 | 0 | 0 | 0 | 0 | 0 | 0 | 0 | 0
[8 empty] | 4796 | July | Summer | Weekday | 0 | 0 | 0 | 0 | 0 | 0 | 0 | 0 | 0 | 0 | 0 | 0 | 0 | 0 | 0 | 0 | 0 | 0 | 0 | 0 | 0 | 0 | 0 | 0 | 0 | 0 | 0 | 0 | 0 | 0
[8 empty] | 4797 | July | Summer | Weekday | 0 | 0 | 0 | 0 | 0 | 0 | 0 | 0 | 0 | 0 | 0 | 0 | 0 | 0 | 0 | 0 | 0 | 0 | 0 | 0 | 0 | 0 | 0 | 0 | 0 | 0 | 0 | 0 | 0 | 0
[8 empty] | 4798 | July | Summer | Weekday | 0 | 0 | 0 | 0 | 0 | 0 | 0 | 0 | 0 | 0 | 0 | 0 | 0 | 0 | 0 | 0 | 0 | 0 | 0 | 0 | 0 | 0 | 0 | 0 | 0 | 0 | 0 | 0 | 0 | 0
[8 empty] | 4799 | July | Summer | Weekday | 0 | 0 | 0 | 0 | 0 | 0 | 0 | 0 | 0 | 0 | 0 | 0 | 0 | 0 | 0 | 0 | 0 | 0 | 0 | 0 | 0 | 0 | 0 | 0 | 0 | 0 | 0 | 0 | 0 | 0
[8 empty] | 4800 | July | Summer | Weekday | 0 | 0 | 0 | 0 | 0 | 0 | 0 | 0 | 0 | 0 | 0 | 0 | 0 | 0 | 0 | 0 | 0 | 0 | 0 | 0 | 0 | 0 | 0 | 0 | 0 | 0 | 0 | 0 | 0 | 0
[8 empty] | 4801 | July | Summer | Weekday | 0 | 0 | 0 | 0 | 0 | 0 | 0 | 0 | 0 | 0 | 0 | 0 | 0 | 0 | 0 | 0 | 0 | 0 | 0 | 0 | 0 | 0 | 0 | 0 | 0 | 4.8 | 4.8 | 0 | 0 | 0
[8 empty] | 4802 | July | Summer | Weekday | 0 | 0 | 0 | 0 | 0 | 0 | 0 | 0 | 0 | 0 | 0 | 0 | 0 | 0 | 0 | 0 | 0 | 0 | 0 | 0 | 0 | 0 | 0 | 0 | 0 | 4.8 | 4.8 | 0 | 0 | 0
[8 empty] | 4803 | July | Summer | Weekday | 0 | 0 | 0 | 0 | 0 | 0 | 0 | 0 | 0 | 0 | 0 | 0 | 0 | 0 | 0 | 0 | 0 | 0 | 0 | 0 | 0 | 0 | 0 | 0 | 0 | 4.8 | 4.8 | 0 | 0 | 0
[8 empty] | 4804 | July | Summer | Weekday | 0 | 0 | 0 | 0 | 0 | 0 | 0 | 0 | 0 | 0 | 0 | 0 | 0 | 0 | 0 | 0 | 0 | 0 | 0 | 0 | 0 | 0 | 0 | 0 | 0 | 4.8 | 4.8 | 0 | 0 | 0
[8 empty] | 4805 | July | Summer | Weekday | 0 | 0 | 0 | 0 | 0 | 0 | 0 | 0 | 0 | 0 | 0 | 0 | 0 | 0 | 0 | 0 | 0 | 0 | 0 | 0 | 0 | 0 | 0 | 0 | 0 | 4.8 | 4.8 | 0 | 0 | 0
[8 empty] | 4806 | July | Summer | Weekday | 0 | 0 | 0 | 0 | 0 | 0 | 0 | 0 | 0 | 0 | 0 | 0 | 0 | 0 | 0 | 0 | 0 | 0 | 0 | 0 | 0 | 0 | 0 | 0 | 0 | 4.8 | 4.8 | 0 | 0 | 0
[8 empty] | 4807 | July | Summer | Weekday | 0 | 0 | 0 | 0 | 0 | 0 | 0 | 0 | 0 | 0 | 0 | 0 | 0 | 0 | 0 | 0 | 0 | 0 | 0 | 0 | 0 | 0 | 0 | 0 | 0 | 1.2 | 1.2 | 0 | 0 | 0
[8 empty] | 4808 | July | Summer | Weekday | 0 | 0 | 0 | 0 | 0 | 0 | 0 | 0 | 0 | 0 | 0 | 0 | 0 | 0 | 0 | 0 | 0 | 0 | 0 | 0 | 0 | 0 | 0 | 0 | 0 | 0 | 0 | 0 | 0 | 0
[8 empty] | 4809 | July | Summer | Weekday | 0 | 0 | 0 | 0 | 0 | 0 | 0 | 0 | 0 | 0 | 0 | 0 | 0 | 0 | 0 | 0 | 0 | 0 | 0 | 0 | 0 | 0 | 0 | 0 | 0 | 0 | 0 | 0 | 0 | 0
[8 empty] | 4810 | July | Summer | Weekday | 0 | 0 | 0 | 0 | 0 | 0 | 0 | 0 | 0 | 0 | 0 | 0 | 0 | 0 | 0 | 0 | 0 | 0 | 0 | 0 | 0 | 0 | 0 | 0 | 0 | 0 | 0 | 0 | 0 | 0
[8 empty] | 4811 | July | Summer | Weekday | 0 | 0 | 0 | 0 | 0 | 0 | 0 | 0 | 0 | 0 | 0 | 0 | 0 | 0 | 0 | 0 | 0 | 0 | 0 | 0 | 0 | 0 | 0 | 0 | 0 | 0 | 0 | 0 | 0 | 0
[8 empty] | 4812 | July | Summer | Weekday | 0 | 0 | 0 | 0 | 0 | 0 | 0 | 0 | 0 | 0 | 0 | 0 | 0 | 0 | 0 | 0 | 0 | 0 | 0 | 0 | 0 | 0 | 0 | 0 | 0 | 0 | 0 | 0 | 0 | 0
[8 empty] | 4813 | July | Summer | Weekday | 0 | 0 | 0 | 0 | 0 | 0 | 0 | 0 | 0 | 0 | 0 | 0 | 0 | 0 | 0 | 0 | 0 | 0 | 0 | 0 | 0 | 0 | 0 | 0 | 0 | 0 | 0 | 0 | 0 | 0
[8 empty] | 4814 | July | Summer | Weekday | 0 | 0 | 0 | 0 | 0 | 0 | 0 | 0 | 0 | 0 | 0 | 0 | 0 | 0 | 0 | 0 | 0 | 0 | 0 | 0 | 0 | 0 | 0 | 0 | 0 | 0 | 0 | 0 | 0 | 0
[8 empty] | 4815 | July | Summer | Weekday | 0 | 0 | 0 | 0 | 0 | 0 | 0 | 0 | 0 | 0 | 0 | 0 | 0 | 0 | 0 | 0 | 0 | 0 | 0 | 0 | 0 | 0 | 0 | 0 | 0 | 0 | 0 | 0 | 0 | 0
[8 empty] | 4816 | July | Summer | Weekday | 0 | 0 | 0 | 0 | 0 | 0 | 0 | 0 | 0 | 0 | 0 | 0 | 0 | 0 | 0 | 0 | 0 | 0 | 0 | 0 | 0 | 0 | 0 | 0 | 0 | 0 | 0 | 0 | 0 | 0
[8 empty] | 4817 | July | Summer | Weekday | 0 | 0 | 0 | 0 | 0 | 0 | 0 | 0 | 0 | 0 | 0 | 0 | 0 | 0 | 0 | 0 | 0 | 0 | 0 | 0 | 0 | 0 | 0 | 0 | 0 | 0 | 0 | 0 | 0 | 0
[8 empty] | 4818 | July | Summer | Weekday | 0 | 0 | 0 | 0 | 0 | 0 | 0 | 0 | 0 | 0 | 0 | 0 | 0 | 0 | 0 | 0 | 0 | 0 | 0 | 0 | 0 | 0 | 0 | 0 | 0 | 0 | 0 | 0 | 0 | 0
[8 empty] | 4819 | July | Summer | Weekday | 0 | 0 | 0 | 0 | 0 | 0 | 0 | 0 | 0 | 0 | 0 | 0 | 0 | 0 | 0 | 0 | 0 | 0 | 0 | 0 | 0 | 0 | 0 | 0 | 0 | 0 | 0 | 0 | 0 | 0
[8 empty] | 4820 | July | Summer | Weekday | 0 | 0 | 0 | 0 | 0 | 0 | 0 | 0 | 0 | 0 | 0 | 0 | 0 | 0 | 0 | 0 | 0 | 0 | 0 | 0 | 0 | 0 | 0 | 0 | 0 | 0 | 0 | 0 | 0 | 0
[8 empty] | 4821 | July | Summer | Weekday | 0 | 0 | 0 | 0 | 0 | 0 | 0 | 0 | 0 | 0 | 0 | 0 | 0 | 0 | 0 | 0 | 0 | 0 | 0 | 0 | 0 | 0 | 0 | 0 | 0 | 0 | 0 | 0 | 0 | 0
[8 empty] | 4822 | July | Summer | Weekday | 0 | 0 | 0 | 0 | 0 | 0 | 0 | 0 | 0 | 0 | 0 | 0 | 0 | 0 | 0 | 0 | 0 | 0 | 0 | 0 | 0 | 0 | 0 | 0 | 0 | 0 | 0 | 0 | 0 | 0
[8 empty] | 4823 | July | Summer | Weekday | 0 | 0 | 0 | 0 | 0 | 0 | 0 | 0 | 0 | 0 | 0 | 0 | 0 | 0 | 0 | 0 | 0 | 0 | 0 | 0 | 0 | 0 | 0 | 0 | 0 | 0 | 0 | 0 | 0 | 0
[8 empty] | 4824 | July | Summer | Weekday | 0 | 0 | 0 | 0 | 0 | 0 | 0 | 0 | 0 | 0 | 0 | 0 | 0 | 0 | 0 | 0 | 0 | 0 | 0 | 0 | 0 | 0 | 0 | 0 | 0 | 0 | 0 | 0 | 0 | 0
[8 empty] | 4825 | July | Summer | Weekday | 0 | 0 | 0 | 0 | 0 | 0 | 0 | 0 | 0 | 0 | 0 | 0 | 0 | 0 | 0 | 0 | 0 | 0 | 0 | 0 | 0 | 0 | 0 | 0 | 0 | 4.8 | 4.8 | 0 | 0 | 0
[8 empty] | 4826 | July | Summer | Weekday | 0 | 0 | 0 | 0 | 0 | 0 | 0 | 0 | 0 | 0 | 0 | 0 | 0 | 0 | 0 | 0 | 0 | 0 | 0 | 0 | 0 | 0 | 0 | 0 | 0 | 4.8 | 4.8 | 0 | 0 | 0
[8 empty] | 4827 | July | Summer | Weekday | 0 | 0 | 0 | 0 | 0 | 0 | 0 | 0 | 0 | 0 | 0 | 0 | 0 | 0 | 0 | 0 | 0 | 0 | 0 | 0 | 0 | 0 | 0 | 0 | 0 | 4.8 | 4.8 | 0 | 0 | 0
[8 empty] | 4828 | July | Summer | Weekday | 0 | 0 | 0 | 0 | 0 | 0 | 0 | 0 | 0 | 0 | 0 | 0 | 0 | 0 | 0 | 0 | 0 | 0 | 0 | 0 | 0 | 0 | 0 | 0 | 0 | 4.8 | 4.8 | 0 | 0 | 0
[8 empty] | 4829 | July | Summer | Weekday | 0 | 0 | 0 | 0 | 0 | 0 | 0 | 0 | 0 | 0 | 0 | 0 | 0 | 0 | 0 | 0 | 0 | 0 | 0 | 0 | 0 | 0 | 0 | 0 | 0 | 4.8 | 4.8 | 0 | 0 | 0
[8 empty] | 4830 | July | Summer | Weekday | 0 | 0 | 0 | 0 | 0 | 0 | 0 | 0 | 0 | 0 | 0 | 0 | 0 | 0 | 0 | 0 | 0 | 0 | 0 | 0 | 0 | 0 | 0 | 0 | 0 | 4.8 | 4.8 | 0 | 0 | 0
[8 empty] | 4831 | July | Summer | Weekday | 0 | 0 | 0 | 0 | 0 | 0 | 0 | 0 | 0 | 0 | 0 | 0 | 0 | 0 | 0 | 0 | 0 | 0 | 0 | 0 | 0 | 0 | 0 | 0 | 0 | 1.2 | 1.2 | 0 | 0 | 0
[8 empty] | 4832 | July | Summer | Weekday | 0 | 0 | 0 | 0 | 0 | 0 | 0 | 0 | 0 | 0 | 0 | 0 | 0 | 0 | 0 | 0 | 0 | 0 | 0 | 0 | 0 | 0 | 0 | 0 | 0 | 0 | 0 | 0 | 0 | 0
[8 empty] | 4833 | July | Summer | Weekday | 0 | 0 | 0 | 0 | 0 | 0 | 0 | 0 | 0 | 0 | 0 | 0 | 0 | 0 | 0 | 0 | 0 | 0 | 0 | 0 | 0 | 0 | 0 | 0 | 0 | 0 | 0 | 0 | 0 | 0
[8 empty] | 4834 | July | Summer | Weekday | 0 | 0 | 0 | 0 | 0 | 0 | 0 | 0 | 0 | 0 | 0 | 0 | 0 | 0 | 0 | 0 | 0 | 0 | 0 | 0 | 0 | 0 | 0 | 0 | 0 | 0 | 0 | 0 | 0 | 0
[8 empty] | 4835 | July | Summer | Weekday | 0 | 0 | 0 | 0 | 0 | 0 | 0 | 0 | 0 | 0 | 0 | 0 | 0 | 0 | 0 | 0 | 0 | 0 | 0 | 0 | 0 | 0 | 0 | 0 | 0 | 0 | 0 | 0 | 0 | 0
[8 empty] | 4836 | July | Summer | Weekday | 0 | 0 | 0 | 0 | 0 | 0 | 0 | 0 | 0 | 0 | 0 | 0 | 0 | 0 | 0 | 0 | 0 | 0 | 0 | 0 | 0 | 0 | 0 | 0 | 0 | 0 | 0 | 0 | 0 | 0
[8 empty] | 4837 | July | Summer | Weekday | 0 | 0 | 0 | 0 | 0 | 0 | 0 | 0 | 0 | 0 | 0 | 0 | 0 | 0 | 0 | 0 | 0 | 0 | 0 | 0 | 0 | 0 | 0 | 0 | 0 | 0 | 0 | 0 | 0 | 0
[8 empty] | 4838 | July | Summer | Weekday | 0 | 0 | 0 | 0 | 0 | 0 | 0 | 0 | 0 | 0 | 0 | 0 | 0 | 0 | 0 | 0 | 0 | 0 | 0 | 0 | 0 | 0 | 0 | 0 | 0 | 0 | 0 | 0 | 0 | 0
[8 empty] | 4839 | July | Summer | Weekday | 0 | 0 | 0 | 0 | 0 | 0 | 0 | 0 | 0 | 0 | 0 | 0 | 0 | 0 | 0 | 0 | 0 | 0 | 0 | 0 | 0 | 0 | 0 | 0 | 0 | 0 | 0 | 0 | 0 | 0
[8 empty] | 4840 | July | Summer | Weekday | 0 | 0 | 0 | 0 | 0 | 0 | 0 | 0 | 0 | 0 | 0 | 0 | 0 | 0 | 0 | 0 | 0 | 0 | 0 | 0 | 0 | 0 | 0 | 0 | 0 | 0 | 0 | 0 | 0 | 0
[8 empty] | 4841 | July | Summer | Weekday | 0 | 0 | 0 | 0 | 0 | 0 | 0 | 0 | 0 | 0 | 0 | 0 | 0 | 0 | 0 | 0 | 0 | 0 | 0 | 0 | 0 | 0 | 0 | 0 | 0 | 0 | 0 | 0 | 0 | 0
[8 empty] | 4842 | July | Summer | Weekday | 0 | 0 | 0 | 0 | 0 | 0 | 0 | 0 | 0 | 0 | 0 | 0 | 0 | 0 | 0 | 0 | 0 | 0 | 0 | 0 | 0 | 0 | 0 | 0 | 0 | 0 | 0 | 0 | 0 | 0
[8 empty] | 4843 | July | Summer | Weekday | 0 | 0 | 0 | 0 | 0 | 0 | 0 | 0 | 0 | 0 | 0 | 0 | 0 | 0 | 0 | 0 | 0 | 0 | 0 | 0 | 0 | 0 | 0 | 0 | 0 | 0 | 0 | 0 | 0 | 0
[8 empty] | 4844 | July | Summer | Weekday | 0 | 0 | 0 | 0 | 0 | 0 | 0 | 0 | 0 | 0 | 0 | 0 | 0 | 0 | 0 | 0 | 0 | 0 | 0 | 0 | 0 | 0 | 0 | 0 | 0 | 0 | 0 | 0 | 0 | 0
[8 empty] | 4845 | July | Summer | Weekday | 0 | 0 | 0 | 0 | 0 | 0 | 0 | 0 | 0 | 0 | 0 | 0 | 0 | 0 | 0 | 0 | 0 | 0 | 0 | 0 | 0 | 0 | 0 | 0 | 0 | 0 | 0 | 0 | 0 | 0
[8 empty] | 4846 | July | Summer | Weekday | 0 | 0 | 0 | 0 | 0 | 0 | 0 | 0 | 0 | 0 | 0 | 0 | 0 | 0 | 0 | 0 | 0 | 0 | 0 | 0 | 0 | 0 | 0 | 0 | 0 | 0 | 0 | 0 | 0 | 0
[8 empty] | 4847 | July | Summer | Weekday | 0 | 0 | 0 | 0 | 0 | 0 | 0 | 0 | 0 | 0 | 0 | 0 | 0 | 0 | 0 | 0 | 0 | 0 | 0 | 0 | 0 | 0 | 0 | 0 | 0 | 0 | 0 | 0 | 0 | 0
[8 empty] | 4848 | July | Summer | Weekday | 0 | 0 | 0 | 0 | 0 | 0 | 0 | 0 | 0 | 0 | 0 | 0 | 0 | 0 | 0 | 0 | 0 | 0 | 0 | 0 | 0 | 0 | 0 | 0 | 0 | 0 | 0 | 0 | 0 | 0
[8 empty] | 4849 | July | Summer | Weekend | 0 | 0 | 0 | 0 | 0 | 0 | 0 | 0 | 0 | 0 | 0 | 0 | 0 | 0 | 0 | 0 | 0 | 0 | 0 | 0 | 0 | 0 | 0 | 0 | 0 | 4.8 | 4.8 | 0 | 0 | 0
[8 empty] | 4850 | July | Summer | Weekend | 0 | 0 | 0 | 0 | 0 | 0 | 0 | 0 | 0 | 0 | 0 | 0 | 0 | 0 | 0 | 0 | 0 | 0 | 0 | 0 | 0 | 0 | 0 | 0 | 0 | 4.8 | 4.8 | 0 | 0 | 0
[8 empty] | 4851 | July | Summer | Weekend | 0 | 0 | 0 | 0 | 0 | 0 | 0 | 0 | 0 | 0 | 0 | 0 | 0 | 0 | 0 | 0 | 0 | 0 | 0 | 0 | 0 | 0 | 0 | 0 | 0 | 4.8 | 4.8 | 0 | 0 | 0
[8 empty] | 4852 | July | Summer | Weekend | 0 | 0 | 0 | 0 | 0 | 0 | 0 | 0 | 0 | 0 | 0 | 0 | 0 | 0 | 0 | 0 | 0 | 0 | 0 | 0 | 0 | 0 | 0 | 0 | 0 | 4.8 | 4.8 | 0 | 0 | 0
[8 empty] | 4853 | July | Summer | Weekend | 0 | 0 | 0 | 0 | 0 | 0 | 0 | 0 | 0 | 0 | 0 | 0 | 0 | 0 | 0 | 0 | 0 | 0 | 0 | 0 | 0 | 0 | 0 | 0 | 0 | 4.8 | 4.8 | 0 | 0 | 0
[8 empty] | 4854 | July | Summer | Weekend | 0 | 0 | 0 | 0 | 0 | 0 | 0 | 0 | 0 | 0 | 0 | 0 | 0 | 0 | 0 | 0 | 0 | 0 | 0 | 0 | 0 | 0 | 0 | 0 | 0 | 4.8 | 4.8 | 0 | 0 | 0
[8 empty] | 4855 | July | Summer | Weekend | 0 | 0 | 0 | 0 | 0 | 0 | 0 | 0 | 0 | 0 | 0 | 0 | 0 | 0 | 0 | 0 | 0 | 0 | 0 | 0 | 0 | 0 | 0 | 0 | 0 | 1.2 | 1.2 | 0 | 0 | 0
[8 empty] | 4856 | July | Summer | Weekend | 0 | 0 | 0 | 0 | 0 | 0 | 0 | 0 | 0 | 0 | 0 | 0 | 0 | 0 | 0 | 0 | 0 | 0 | 0 | 0 | 0 | 0 | 0 | 0 | 0 | 0 | 0 | 0 | 0 | 0
[8 empty] | 4857 | July | Summer | Weekend | 0 | 0 | 0 | 0 | 0 | 0 | 0 | 0 | 0 | 0 | 0 | 0 | 0 | 0 | 0 | 0 | 0 | 0 | 0 | 0 | 0 | 0 | 0 | 0 | 0 | 0 | 0 | 0 | 0 | 0
[8 empty] | 4858 | July | Summer | Weekend | 0 | 0 | 0 | 0 | 0 | 0 | 0 | 0 | 0 | 0 | 0 | 0 | 0 | 0 | 0 | 0 | 0 | 0 | 0 | 0 | 0 | 0 | 0 | 0 | 0 | 0 | 0 | 0 | 0 | 0
[8 empty] | 4859 | July | Summer | Weekend | 0 | 0 | 0 | 0 | 0 | 0 | 0 | 0 | 0 | 0 | 0 | 0 | 0 | 0 | 0 | 0 | 0 | 0 | 0 | 0 | 0 | 0 | 0 | 0 | 0 | 0 | 0 | 0 | 0 | 0
[8 empty] | 4860 | July | Summer | Weekend | 0 | 0 | 0 | 0 | 0 | 0 | 0 | 0 | 0 | 0 | 0 | 0 | 0 | 0 | 0 | 0 | 0 | 0 | 0 | 0 | 0 | 0 | 0 | 0 | 0 | 0 | 0 | 0 | 0 | 0
[8 empty] | 4861 | July | Summer | Weekend | 0 | 0 | 0 | 0 | 0 | 0 | 0 | 0 | 0 | 0 | 0 | 0 | 0 | 0 | 0 | 0 | 0 | 0 | 0 | 0 | 0 | 0 | 0 | 0 | 0 | 0 | 0 | 0 | 0 | 0
[8 empty] | 4862 | July | Summer | Weekend | 0 | 0 | 0 | 0 | 0 | 0 | 0 | 0 | 0 | 0 | 0 | 0 | 0 | 0 | 0 | 0 | 0 | 0 | 0 | 0 | 0 | 0 | 0 | 0 | 0 | 0 | 0 | 0 | 0 | 0
[8 empty] | 4863 | July | Summer | Weekend | 0 | 0 | 0 | 0 | 0 | 0 | 0 | 0 | 0 | 0 | 0 | 0 | 0 | 0 | 0 | 0 | 0 | 0 | 0 | 0 | 0 | 0 | 0 | 0 | 0 | 0 | 0 | 0 | 0 | 0
[8 empty] | 4864 | July | Summer | Weekend | 0 | 0 | 0 | 0 | 0 | 0 | 0 | 0 | 0 | 0 | 0 | 0 | 0 | 0 | 0 | 0 | 0 | 0 | 0 | 0 | 0 | 0 | 0 | 0 | 0 | 0 | 0 | 0 | 0 | 0
[8 empty] | 4865 | July | Summer | Weekend | 0 | 0 | 0 | 0 | 0 | 0 | 0 | 0 | 0 | 0 | 0 | 0 | 0 | 0 | 0 | 0 | 0 | 0 | 0 | 0 | 0 | 0 | 0 | 0 | 0 | 0 | 0 | 0 | 0 | 0
[8 empty] | 4866 | July | Summer | Weekend | 0 | 0 | 0 | 0 | 0 | 0 | 0 | 0 | 0 | 0 | 0 | 0 | 0 | 0 | 0 | 0 | 0 | 0 | 0 | 0 | 0 | 0 | 0 | 0 | 0 | 0 | 0 | 0 | 0 | 0
[8 empty] | 4867 | July | Summer | Weekend | 0 | 0 | 0 | 0 | 0 | 0 | 0 | 0 | 0 | 0 | 0 | 0 | 0 | 0 | 0 | 0 | 0 | 0 | 0 | 0 | 0 | 0 | 0 | 0 | 0 | 0 | 0 | 0 | 0 | 0
[8 empty] | 4868 | July | Summer | Weekend | 0 | 0 | 0 | 0 | 0 | 0 | 0 | 0 | 0 | 0 | 0 | 0 | 0 | 0 | 0 | 0 | 0 | 0 | 0 | 0 | 0 | 0 | 0 | 0 | 0 | 0 | 0 | 0 | 0 | 0
[8 empty] | 4869 | July | Summer | Weekend | 0 | 0 | 0 | 0 | 0 | 0 | 0 | 0 | 0 | 0 | 0 | 0 | 0 | 0 | 0 | 0 | 0 | 0 | 0 | 0 | 0 | 0 | 0 | 0 | 0 | 0 | 0 | 0 | 0 | 0
[8 empty] | 4870 | July | Summer | Weekend | 0 | 0 | 0 | 0 | 0 | 0 | 0 | 0 | 0 | 0 | 0 | 0 | 0 | 0 | 0 | 0 | 0 | 0 | 0 | 0 | 0 | 0 | 0 | 0 | 0 | 0 | 0 | 0 | 0 | 0
[8 empty] | 4871 | July | Summer | Weekend | 0 | 0 | 0 | 0 | 0 | 0 | 0 | 0 | 0 | 0 | 0 | 0 | 0 | 0 | 0 | 0 | 0 | 0 | 0 | 0 | 0 | 0 | 0 | 0 | 0 | 0 | 0 | 0 | 0 | 0
[8 empty] | 4872 | July | Summer | Weekend | 0 | 0 | 0 | 0 | 0 | 0 | 0 | 0 | 0 | 0 | 0 | 0 | 0 | 0 | 0 | 0 | 0 | 0 | 0 | 0 | 0 | 0 | 0 | 0 | 0 | 0 | 0 | 0 | 0 | 0
[8 empty] | 4873 | July | Summer | Weekend | 0 | 0 | 0 | 0 | 0 | 0 | 0 | 0 | 0 | 0 | 0 | 0 | 0 | 0 | 0 | 0 | 0 | 0 | 0 | 0 | 0 | 0 | 0 | 0 | 0 | 4.8 | 4.8 | 0 | 0 | 0
[8 empty] | 4874 | July | Summer | Weekend | 0 | 0 | 0 | 0 | 0 | 0 | 0 | 0 | 0 | 0 | 0 | 0 | 0 | 0 | 0 | 0 | 0 | 0 | 0 | 0 | 0 | 0 | 0 | 0 | 0 | 4.8 | 4.8 | 0 | 0 | 0
[8 empty] | 4875 | July | Summer | Weekend | 0 | 0 | 0 | 0 | 0 | 0 | 0 | 0 | 0 | 0 | 0 | 0 | 0 | 0 | 0 | 0 | 0 | 0 | 0 | 0 | 0 | 0 | 0 | 0 | 0 | 4.8 | 4.8 | 0 | 0 | 0
[8 empty] | 4876 | July | Summer | Weekend | 0 | 0 | 0 | 0 | 0 | 0 | 0 | 0 | 0 | 0 | 0 | 0 | 0 | 0 | 0 | 0 | 0 | 0 | 0 | 0 | 0 | 0 | 0 | 0 | 0 | 4.8 | 4.8 | 0 | 0 | 0
[8 empty] | 4877 | July | Summer | Weekend | 0 | 0 | 0 | 0 | 0 | 0 | 0 | 0 | 0 | 0 | 0 | 0 | 0 | 0 | 0 | 0 | 0 | 0 | 0 | 0 | 0 | 0 | 0 | 0 | 0 | 4.8 | 4.8 | 0 | 0 | 0
[8 empty] | 4878 | July | Summer | Weekend | 0 | 0 | 0 | 0 | 0 | 0 | 0 | 0 | 0 | 0 | 0 | 0 | 0 | 0 | 0 | 0 | 0 | 0 | 0 | 0 | 0 | 0 | 0 | 0 | 0 | 4.8 | 4.8 | 0 | 0 | 0
[8 empty] | 4879 | July | Summer | Weekend | 0 | 0 | 0 | 0 | 0 | 0 | 0 | 0 | 0 | 0 | 0 | 0 | 0 | 0 | 0 | 0 | 0 | 0 | 0 | 0 | 0 | 0 | 0 | 0 | 0 | 1.2 | 1.2 | 0 | 0 | 0
[8 empty] | 4880 | July | Summer | Weekend | 0 | 0 | 0 | 0 | 0 | 0 | 0 | 0 | 0 | 0 | 0 | 0 | 0 | 0 | 0 | 0 | 0 | 0 | 0 | 0 | 0 | 0 | 0 | 0 | 0 | 0 | 0 | 0 | 0 | 0
[8 empty] | 4881 | July | Summer | Weekend | 0 | 0 | 0 | 0 | 0 | 0 | 0 | 0 | 0 | 0 | 0 | 0 | 0 | 0 | 0 | 0 | 0 | 0 | 0 | 0 | 0 | 0 | 0 | 0 | 0 | 0 | 0 | 0 | 0 | 0
[8 empty] | 4882 | July | Summer | Weekend | 0 | 0 | 0 | 0 | 0 | 0 | 0 | 0 | 0 | 0 | 0 | 0 | 0 | 0 | 0 | 0 | 0 | 0 | 0 | 0 | 0 | 0 | 0 | 0 | 0 | 0 | 0 | 0 | 0 | 0
[8 empty] | 4883 | July | Summer | Weekend | 0 | 0 | 0 | 0 | 0 | 0 | 0 | 0 | 0 | 0 | 0 | 0 | 0 | 0 | 0 | 0 | 0 | 0 | 0 | 0 | 0 | 0 | 0 | 0 | 0 | 0 | 0 | 0 | 0 | 0
[8 empty] | 4884 | July | Summer | Weekend | 0 | 0 | 0 | 0 | 0 | 0 | 0 | 0 | 0 | 0 | 0 | 0 | 0 | 0 | 0 | 0 | 0 | 0 | 0 | 0 | 0 | 0 | 0 | 0 | 0 | 0 | 0 | 0 | 0 | 0
[8 empty] | 4885 | July | Summer | Weekend | 0 | 0 | 0 | 0 | 0 | 0 | 0 | 0 | 0 | 0 | 0 | 0 | 0 | 0 | 0 | 0 | 0 | 0 | 0 | 0 | 0 | 0 | 0 | 0 | 0 | 0 | 0 | 0 | 0 | 0
[8 empty] | 4886 | July | Summer | Weekend | 0 | 0 | 0 | 0 | 0 | 0 | 0 | 0 | 0 | 0 | 0 | 0 | 0 | 0 | 0 | 0 | 0 | 0 | 0 | 0 | 0 | 0 | 0 | 0 | 0 | 0 | 0 | 0 | 0 | 0
[8 empty] | 4887 | July | Summer | Weekend | 0 | 0 | 0 | 0 | 0 | 0 | 0 | 0 | 0 | 0 | 0 | 0 | 0 | 0 | 0 | 0 | 0 | 0 | 0 | 0 | 0 | 0 | 0 | 0 | 0 | 0 | 0 | 0 | 0 | 0
[8 empty] | 4888 | July | Summer | Weekend | 0 | 0 | 0 | 0 | 0 | 0 | 0 | 0 | 0 | 0 | 0 | 0 | 0 | 0 | 0 | 0 | 0 | 0 | 0 | 0 | 0 | 0 | 0 | 0 | 0 | 0 | 0 | 0 | 0 | 0
[8 empty] | 4889 | July | Summer | Weekend | 0 | 0 | 0 | 0 | 0 | 0 | 0 | 0 | 0 | 0 | 0 | 0 | 0 | 0 | 0 | 0 | 0 | 0 | 0 | 0 | 0 | 0 | 0 | 0 | 0 | 0 | 0 | 0 | 0 | 0
[8 empty] | 4890 | July | Summer | Weekend | 0 | 0 | 0 | 0 | 0 | 0 | 0 | 0 | 0 | 0 | 0 | 0 | 0 | 0 | 0 | 0 | 0 | 0 | 0 | 0 | 0 | 0 | 0 | 0 | 0 | 0 | 0 | 0 | 0 | 0
[8 empty] | 4891 | July | Summer | Weekend | 0 | 0 | 0 | 0 | 0 | 0 | 0 | 0 | 0 | 0 | 0 | 0 | 0 | 0 | 0 | 0 | 0 | 0 | 0 | 0 | 0 | 0 | 0 | 0 | 0 | 0 | 0 | 0 | 0 | 0
[8 empty] | 4892 | July | Summer | Weekend | 0 | 0 | 0 | 0 | 0 | 0 | 0 | 0 | 0 | 0 | 0 | 0 | 0 | 0 | 0 | 0 | 0 | 0 | 0 | 0 | 0 | 0 | 0 | 0 | 0 | 0 | 0 | 0 | 0 | 0
[8 empty] | 4893 | July | Summer | Weekend | 0 | 0 | 0 | 0 | 0 | 0 | 0 | 0 | 0 | 0 | 0 | 0 | 0 | 0 | 0 | 0 | 0 | 0 | 0 | 0 | 0 | 0 | 0 | 0 | 0 | 0 | 0 | 0 | 0 | 0
[8 empty] | 4894 | July | Summer | Weekend | 0 | 0 | 0 | 0 | 0 | 0 | 0 | 0 | 0 | 0 | 0 | 0 | 0 | 0 | 0 | 0 | 0 | 0 | 0 | 0 | 0 | 0 | 0 | 0 | 0 | 0 | 0 | 0 | 0 | 0
[8 empty] | 4895 | July | Summer | Weekend | 0 | 0 | 0 | 0 | 0 | 0 | 0 | 0 | 0 | 0 | 0 | 0 | 0 | 0 | 0 | 0 | 0 | 0 | 0 | 0 | 0 | 0 | 0 | 0 | 0 | 0 | 0 | 0 | 0 | 0
[8 empty] | 4896 | July | Summer | Weekend | 0 | 0 | 0 | 0 | 0 | 0 | 0 | 0 | 0 | 0 | 0 | 0 | 0 | 0 | 0 | 0 | 0 | 0 | 0 | 0 | 0 | 0 | 0 | 0 | 0 | 0 | 0 | 0 | 0 | 0
[8 empty] | 4897 | July | Summer | Weekday | 0 | 0 | 0 | 0 | 0 | 0 | 0 | 0 | 0 | 0 | 0 | 0 | 0 | 0 | 0 | 0 | 0 | 0 | 0 | 0 | 0 | 0 | 0 | 0 | 0 | 4.8 | 4.8 | 0 | 0 | 0
[8 empty] | 4898 | July | Summer | Weekday | 0 | 0 | 0 | 0 | 0 | 0 | 0 | 0 | 0 | 0 | 0 | 0 | 0 | 0 | 0 | 0 | 0 | 0 | 0 | 0 | 0 | 0 | 0 | 0 | 0 | 4.8 | 4.8 | 0 | 0 | 0
[8 empty] | 4899 | July | Summer | Weekday | 0 | 0 | 0 | 0 | 0 | 0 | 0 | 0 | 0 | 0 | 0 | 0 | 0 | 0 | 0 | 0 | 0 | 0 | 0 | 0 | 0 | 0 | 0 | 0 | 0 | 4.8 | 4.8 | 0 | 0 | 0
[8 empty] | 4900 | July | Summer | Weekday | 0 | 0 | 0 | 0 | 0 | 0 | 0 | 0 | 0 | 0 | 0 | 0 | 0 | 0 | 0 | 0 | 0 | 0 | 0 | 0 | 0 | 0 | 0 | 0 | 0 | 4.8 | 4.8 | 0 | 0 | 0
[8 empty] | 4901 | July | Summer | Weekday | 0 | 0 | 0 | 0 | 0 | 0 | 0 | 0 | 0 | 0 | 0 | 0 | 0 | 0 | 0 | 0 | 0 | 0 | 0 | 0 | 0 | 0 | 0 | 0 | 0 | 4.8 | 4.8 | 0 | 0 | 0
[8 empty] | 4902 | July | Summer | Weekday | 0 | 0 | 0 | 0 | 0 | 0 | 0 | 0 | 0 | 0 | 0 | 0 | 0 | 0 | 0 | 0 | 0 | 0 | 0 | 0 | 0 | 0 | 0 | 0 | 0 | 4.8 | 4.8 | 0 | 0 | 0
[8 empty] | 4903 | July | Summer | Weekday | 0 | 0 | 0 | 0 | 0 | 0 | 0 | 0 | 0 | 0 | 0 | 0 | 0 | 0 | 0 | 0 | 0 | 0 | 0 | 0 | 0 | 0 | 0 | 0 | 0 | 1.2 | 1.2 | 0 | 0 | 0
[8 empty] | 4904 | July | Summer | Weekday | 0 | 0 | 0 | 0 | 0 | 0 | 0 | 0 | 0 | 0 | 0 | 0 | 0 | 0 | 0 | 0 | 0 | 0 | 0 | 0 | 0 | 0 | 0 | 0 | 0 | 0 | 0 | 0 | 0 | 0
[8 empty] | 4905 | July | Summer | Weekday | 0 | 0 | 0 | 0 | 0 | 0 | 0 | 0 | 0 | 0 | 0 | 0 | 0 | 0 | 0 | 0 | 0 | 0 | 0 | 0 | 0 | 0 | 0 | 0 | 0 | 0 | 0 | 0 | 0 | 0
[8 empty] | 4906 | July | Summer | Weekday | 0 | 0 | 0 | 0 | 0 | 0 | 0 | 0 | 0 | 0 | 0 | 0 | 0 | 0 | 0 | 0 | 0 | 0 | 0 | 0 | 0 | 0 | 0 | 0 | 0 | 0 | 0 | 0 | 0 | 0
[8 empty] | 4907 | July | Summer | Weekday | 0 | 0 | 0 | 0 | 0 | 0 | 0 | 0 | 0 | 0 | 0 | 0 | 0 | 0 | 0 | 0 | 0 | 0 | 0 | 0 | 0 | 0 | 0 | 0 | 0 | 0 | 0 | 0 | 0 | 0
[8 empty] | 4908 | July | Summer | Weekday | 0 | 0 | 0 | 0 | 0 | 0 | 0 | 0 | 0 | 0 | 0 | 0 | 0 | 0 | 0 | 0 | 0 | 0 | 0 | 0 | 0 | 0 | 0 | 0 | 0 | 0 | 0 | 0 | 0 | 0
[8 empty] | 4909 | July | Summer | Weekday | 0 | 0 | 0 | 0 | 0 | 0 | 0 | 0 | 0 | 0 | 0 | 0 | 0 | 0 | 0 | 0 | 0 | 0 | 0 | 0 | 0 | 0 | 0 | 0 | 0 | 0 | 0 | 0 | 0 | 0
[8 empty] | 4910 | July | Summer | Weekday | 0 | 0 | 0 | 0 | 0 | 0 | 0 | 0 | 0 | 0 | 0 | 0 | 0 | 0 | 0 | 0 | 0 | 0 | 0 | 0 | 0 | 0 | 0 | 0 | 0 | 0 | 0 | 0 | 0 | 0
[8 empty] | 4911 | July | Summer | Weekday | 0 | 0 | 0 | 0 | 0 | 0 | 0 | 0 | 0 | 0 | 0 | 0 | 0 | 0 | 0 | 0 | 0 | 0 | 0 | 0 | 0 | 0 | 0 | 0 | 0 | 0 | 0 | 0 | 0 | 0
[8 empty] | 4912 | July | Summer | Weekday | 0 | 0 | 0 | 0 | 0 | 0 | 0 | 0 | 0 | 0 | 0 | 0 | 0 | 0 | 0 | 0 | 0 | 0 | 0 | 0 | 0 | 0 | 0 | 0 | 0 | 0 | 0 | 0 | 0 | 0
[8 empty] | 4913 | July | Summer | Weekday | 0 | 0 | 0 | 0 | 0 | 0 | 0 | 0 | 0 | 0 | 0 | 0 | 0 | 0 | 0 | 0 | 0 | 0 | 0 | 0 | 0 | 0 | 0 | 0 | 0 | 0 | 0 | 0 | 0 | 0
[8 empty] | 4914 | July | Summer | Weekday | 0 | 0 | 0 | 0 | 0 | 0 | 0 | 0 | 0 | 0 | 0 | 0 | 0 | 0 | 0 | 0 | 0 | 0 | 0 | 0 | 0 | 0 | 0 | 0 | 0 | 0 | 0 | 0 | 0 | 0
[8 empty] | 4915 | July | Summer | Weekday | 0 | 0 | 0 | 0 | 0 | 0 | 0 | 0 | 0 | 0 | 0 | 0 | 0 | 0 | 0 | 0 | 0 | 0 | 0 | 0 | 0 | 0 | 0 | 0 | 0 | 0 | 0 | 0 | 0 | 0
[8 empty] | 4916 | July | Summer | Weekday | 0 | 0 | 0 | 0 | 0 | 0 | 0 | 0 | 0 | 0 | 0 | 0 | 0 | 0 | 0 | 0 | 0 | 0 | 0 | 0 | 0 | 0 | 0 | 0 | 0 | 0 | 0 | 0 | 0 | 0
[8 empty] | 4917 | July | Summer | Weekday | 0 | 0 | 0 | 0 | 0 | 0 | 0 | 0 | 0 | 0 | 0 | 0 | 0 | 0 | 0 | 0 | 0 | 0 | 0 | 0 | 0 | 0 | 0 | 0 | 0 | 0 | 0 | 0 | 0 | 0
[8 empty] | 4918 | July | Summer | Weekday | 0 | 0 | 0 | 0 | 0 | 0 | 0 | 0 | 0 | 0 | 0 | 0 | 0 | 0 | 0 | 0 | 0 | 0 | 0 | 0 | 0 | 0 | 0 | 0 | 0 | 0 | 0 | 0 | 0 | 0
[8 empty] | 4919 | July | Summer | Weekday | 0 | 0 | 0 | 0 | 0 | 0 | 0 | 0 | 0 | 0 | 0 | 0 | 0 | 0 | 0 | 0 | 0 | 0 | 0 | 0 | 0 | 0 | 0 | 0 | 0 | 0 | 0 | 0 | 0 | 0
[8 empty] | 4920 | July | Summer | Weekday | 0 | 0 | 0 | 0 | 0 | 0 | 0 | 0 | 0 | 0 | 0 | 0 | 0 | 0 | 0 | 0 | 0 | 0 | 0 | 0 | 0 | 0 | 0 | 0 | 0 | 0 | 0 | 0 | 0 | 0
[8 empty] | 4921 | July | Summer | Weekday | 0 | 0 | 0 | 0 | 0 | 0 | 0 | 0 | 0 | 0 | 0 | 0 | 0 | 0 | 0 | 0 | 0 | 0 | 0 | 0 | 0 | 0 | 0 | 0 | 0 | 4.8 | 4.8 | 0 | 0 | 0
[8 empty] | 4922 | July | Summer | Weekday | 0 | 0 | 0 | 0 | 0 | 0 | 0 | 0 | 0 | 0 | 0 | 0 | 0 | 0 | 0 | 0 | 0 | 0 | 0 | 0 | 0 | 0 | 0 | 0 | 0 | 4.8 | 4.8 | 0 | 0 | 0
[8 empty] | 4923 | July | Summer | Weekday | 0 | 0 | 0 | 0 | 0 | 0 | 0 | 0 | 0 | 0 | 0 | 0 | 0 | 0 | 0 | 0 | 0 | 0 | 0 | 0 | 0 | 0 | 0 | 0 | 0 | 4.8 | 4.8 | 0 | 0 | 0
[8 empty] | 4924 | July | Summer | Weekday | 0 | 0 | 0 | 0 | 0 | 0 | 0 | 0 | 0 | 0 | 0 | 0 | 0 | 0 | 0 | 0 | 0 | 0 | 0 | 0 | 0 | 0 | 0 | 0 | 0 | 4.8 | 4.8 | 0 | 0 | 0
[8 empty] | 4925 | July | Summer | Weekday | 0 | 0 | 0 | 0 | 0 | 0 | 0 | 0 | 0 | 0 | 0 | 0 | 0 | 0 | 0 | 0 | 0 | 0 | 0 | 0 | 0 | 0 | 0 | 0 | 0 | 4.8 | 4.8 | 0 | 0 | 0
[8 empty] | 4926 | July | Summer | Weekday | 0 | 0 | 0 | 0 | 0 | 0 | 0 | 0 | 0 | 0 | 0 | 0 | 0 | 0 | 0 | 0 | 0 | 0 | 0 | 0 | 0 | 0 | 0 | 0 | 0 | 4.8 | 4.8 | 0 | 0 | 0
[8 empty] | 4927 | July | Summer | Weekday | 0 | 0 | 0 | 0 | 0 | 0 | 0 | 0 | 0 | 0 | 0 | 0 | 0 | 0 | 0 | 0 | 0 | 0 | 0 | 0 | 0 | 0 | 0 | 0 | 0 | 1.2 | 1.2 | 0 | 0 | 0
[8 empty] | 4928 | July | Summer | Weekday | 0 | 0 | 0 | 0 | 0 | 0 | 0 | 0 | 0 | 0 | 0 | 0 | 0 | 0 | 0 | 0 | 0 | 0 | 0 | 0 | 0 | 0 | 0 | 0 | 0 | 0 | 0 | 0 | 0 | 0
[8 empty] | 4929 | July | Summer | Weekday | 0 | 0 | 0 | 0 | 0 | 0 | 0 | 0 | 0 | 0 | 0 | 0 | 0 | 0 | 0 | 0 | 0 | 0 | 0 | 0 | 0 | 0 | 0 | 0 | 0 | 0 | 0 | 0 | 0 | 0
[8 empty] | 4930 | July | Summer | Weekday | 0 | 0 | 0 | 0 | 0 | 0 | 0 | 0 | 0 | 0 | 0 | 0 | 0 | 0 | 0 | 0 | 0 | 0 | 0 | 0 | 0 | 0 | 0 | 0 | 0 | 0 | 0 | 0 | 0 | 0
[8 empty] | 4931 | July | Summer | Weekday | 0 | 0 | 0 | 0 | 0 | 0 | 0 | 0 | 0 | 0 | 0 | 0 | 0 | 0 | 0 | 0 | 0 | 0 | 0 | 0 | 0 | 0 | 0 | 0 | 0 | 0 | 0 | 0 | 0 | 0
[8 empty] | 4932 | July | Summer | Weekday | 0 | 0 | 0 | 0 | 0 | 0 | 0 | 0 | 0 | 0 | 0 | 0 | 0 | 0 | 0 | 0 | 0 | 0 | 0 | 0 | 0 | 0 | 0 | 0 | 0 | 0 | 0 | 0 | 0 | 0
[8 empty] | 4933 | July | Summer | Weekday | 0 | 0 | 0 | 0 | 0 | 0 | 0 | 0 | 0 | 0 | 0 | 0 | 0 | 0 | 0 | 0 | 0 | 0 | 0 | 0 | 0 | 0 | 0 | 0 | 0 | 0 | 0 | 0 | 0 | 0
[8 empty] | 4934 | July | Summer | Weekday | 0 | 0 | 0 | 0 | 0 | 0 | 0 | 0 | 0 | 0 | 0 | 0 | 0 | 0 | 0 | 0 | 0 | 0 | 0 | 0 | 0 | 0 | 0 | 0 | 0 | 0 | 0 | 0 | 0 | 0
[8 empty] | 4935 | July | Summer | Weekday | 0 | 0 | 0 | 0 | 0 | 0 | 0 | 0 | 0 | 0 | 0 | 0 | 0 | 0 | 0 | 0 | 0 | 0 | 0 | 0 | 0 | 0 | 0 | 0 | 0 | 0 | 0 | 0 | 0 | 0
[8 empty] | 4936 | July | Summer | Weekday | 0 | 0 | 0 | 0 | 0 | 0 | 0 | 0 | 0 | 0 | 0 | 0 | 0 | 0 | 0 | 0 | 0 | 0 | 0 | 0 | 0 | 0 | 0 | 0 | 0 | 0 | 0 | 0 | 0 | 0
[8 empty] | 4937 | July | Summer | Weekday | 0 | 0 | 0 | 0 | 0 | 0 | 0 | 0 | 0 | 0 | 0 | 0 | 0 | 0 | 0 | 0 | 0 | 0 | 0 | 0 | 0 | 0 | 0 | 0 | 0 | 0 | 0 | 0 | 0 | 0
[8 empty] | 4938 | July | Summer | Weekday | 0 | 0 | 0 | 0 | 0 | 0 | 0 | 0 | 0 | 0 | 0 | 0 | 0 | 0 | 0 | 0 | 0 | 0 | 0 | 0 | 0 | 0 | 0 | 0 | 0 | 0 | 0 | 0 | 0 | 0
[8 empty] | 4939 | July | Summer | Weekday | 0 | 0 | 0 | 0 | 0 | 0 | 0 | 0 | 0 | 0 | 0 | 0 | 0 | 0 | 0 | 0 | 0 | 0 | 0 | 0 | 0 | 0 | 0 | 0 | 0 | 0 | 0 | 0 | 0 | 0
[8 empty] | 4940 | July | Summer | Weekday | 0 | 0 | 0 | 0 | 0 | 0 | 0 | 0 | 0 | 0 | 0 | 0 | 0 | 0 | 0 | 0 | 0 | 0 | 0 | 0 | 0 | 0 | 0 | 0 | 0 | 0 | 0 | 0 | 0 | 0
[8 empty] | 4941 | July | Summer | Weekday | 0 | 0 | 0 | 0 | 0 | 0 | 0 | 0 | 0 | 0 | 0 | 0 | 0 | 0 | 0 | 0 | 0 | 0 | 0 | 0 | 0 | 0 | 0 | 0 | 0 | 0 | 0 | 0 | 0 | 0
[8 empty] | 4942 | July | Summer | Weekday | 0 | 0 | 0 | 0 | 0 | 0 | 0 | 0 | 0 | 0 | 0 | 0 | 0 | 0 | 0 | 0 | 0 | 0 | 0 | 0 | 0 | 0 | 0 | 0 | 0 | 0 | 0 | 0 | 0 | 0
[8 empty] | 4943 | July | Summer | Weekday | 0 | 0 | 0 | 0 | 0 | 0 | 0 | 0 | 0 | 0 | 0 | 0 | 0 | 0 | 0 | 0 | 0 | 0 | 0 | 0 | 0 | 0 | 0 | 0 | 0 | 0 | 0 | 0 | 0 | 0
[8 empty] | 4944 | July | Summer | Weekday | 0 | 0 | 0 | 0 | 0 | 0 | 0 | 0 | 0 | 0 | 0 | 0 | 0 | 0 | 0 | 0 | 0 | 0 | 0 | 0 | 0 | 0 | 0 | 0 | 0 | 0 | 0 | 0 | 0 | 0
[8 empty] | 4945 | July | Summer | Weekday | 0 | 0 | 0 | 0 | 0 | 0 | 0 | 0 | 0 | 0 | 0 | 0 | 0 | 0 | 0 | 0 | 0 | 0 | 0 | 0 | 0 | 0 | 0 | 0 | 0 | 4.8 | 4.8 | 0 | 0 | 0
[8 empty] | 4946 | July | Summer | Weekday | 0 | 0 | 0 | 0 | 0 | 0 | 0 | 0 | 0 | 0 | 0 | 0 | 0 | 0 | 0 | 0 | 0 | 0 | 0 | 0 | 0 | 0 | 0 | 0 | 0 | 4.8 | 4.8 | 0 | 0 | 0
[8 empty] | 4947 | July | Summer | Weekday | 0 | 0 | 0 | 0 | 0 | 0 | 0 | 0 | 0 | 0 | 0 | 0 | 0 | 0 | 0 | 0 | 0 | 0 | 0 | 0 | 0 | 0 | 0 | 0 | 0 | 4.8 | 4.8 | 0 | 0 | 0
[8 empty] | 4948 | July | Summer | Weekday | 0 | 0 | 0 | 0 | 0 | 0 | 0 | 0 | 0 | 0 | 0 | 0 | 0 | 0 | 0 | 0 | 0 | 0 | 0 | 0 | 0 | 0 | 0 | 0 | 0 | 4.8 | 4.8 | 0 | 0 | 0
[8 empty] | 4949 | July | Summer | Weekday | 0 | 0 | 0 | 0 | 0 | 0 | 0 | 0 | 0 | 0 | 0 | 0 | 0 | 0 | 0 | 0 | 0 | 0 | 0 | 0 | 0 | 0 | 0 | 0 | 0 | 4.8 | 4.8 | 0 | 0 | 0
[8 empty] | 4950 | July | Summer | Weekday | 0 | 0 | 0 | 0 | 0 | 0 | 0 | 0 | 0 | 0 | 0 | 0 | 0 | 0 | 0 | 0 | 0 | 0 | 0 | 0 | 0 | 0 | 0 | 0 | 0 | 4.8 | 4.8 | 0 | 0 | 0
[8 empty] | 4951 | July | Summer | Weekday | 0 | 0 | 0 | 0 | 0 | 0 | 0 | 0 | 0 | 0 | 0 | 0 | 0 | 0 | 0 | 0 | 0 | 0 | 0 | 0 | 0 | 0 | 0 | 0 | 0 | 1.2 | 1.2 | 0 | 0 | 0
[8 empty] | 4952 | July | Summer | Weekday | 0 | 0 | 0 | 0 | 0 | 0 | 0 | 0 | 0 | 0 | 0 | 0 | 0 | 0 | 0 | 0 | 0 | 0 | 0 | 0 | 0 | 0 | 0 | 0 | 0 | 0 | 0 | 0 | 0 | 0
[8 empty] | 4953 | July | Summer | Weekday | 0 | 0 | 0 | 0 | 0 | 0 | 0 | 0 | 0 | 0 | 0 | 0 | 0 | 0 | 0 | 0 | 0 | 0 | 0 | 0 | 0 | 0 | 0 | 0 | 0 | 0 | 0 | 0 | 0 | 0
[8 empty] | 4954 | July | Summer | Weekday | 0 | 0 | 0 | 0 | 0 | 0 | 0 | 0 | 0 | 0 | 0 | 0 | 0 | 0 | 0 | 0 | 0 | 0 | 0 | 0 | 0 | 0 | 0 | 0 | 0 | 0 | 0 | 0 | 0 | 0
[8 empty] | 4955 | July | Summer | Weekday | 0 | 0 | 0 | 0 | 0 | 0 | 0 | 0 | 0 | 0 | 0 | 0 | 0 | 0 | 0 | 0 | 0 | 0 | 0 | 0 | 0 | 0 | 0 | 0 | 0 | 0 | 0 | 0 | 0 | 0
[8 empty] | 4956 | July | Summer | Weekday | 0 | 0 | 0 | 0 | 0 | 0 | 0 | 0 | 0 | 0 | 0 | 0 | 0 | 0 | 0 | 0 | 0 | 0 | 0 | 0 | 0 | 0 | 0 | 0 | 0 | 0 | 0 | 0 | 0 | 0
[8 empty] | 4957 | July | Summer | Weekday | 0 | 0 | 0 | 0 | 0 | 0 | 0 | 0 | 0 | 0 | 0 | 0 | 0 | 0 | 0 | 0 | 0 | 0 | 0 | 0 | 0 | 0 | 0 | 0 | 0 | 0 | 0 | 0 | 0 | 0
[8 empty] | 4958 | July | Summer | Weekday | 0 | 0 | 0 | 0 | 0 | 0 | 0 | 0 | 0 | 0 | 0 | 0 | 0 | 0 | 0 | 0 | 0 | 0 | 0 | 0 | 0 | 0 | 0 | 0 | 0 | 0 | 0 | 0 | 0 | 0
[8 empty] | 4959 | July | Summer | Weekday | 0 | 0 | 0 | 0 | 0 | 0 | 0 | 0 | 0 | 0 | 0 | 0 | 0 | 0 | 0 | 0 | 0 | 0 | 0 | 0 | 0 | 0 | 0 | 0 | 0 | 0 | 0 | 0 | 0 | 0
[8 empty] | 4960 | July | Summer | Weekday | 0 | 0 | 0 | 0 | 0 | 0 | 0 | 0 | 0 | 0 | 0 | 0 | 0 | 0 | 0 | 0 | 0 | 0 | 0 | 0 | 0 | 0 | 0 | 0 | 0 | 0 | 0 | 0 | 0 | 0
[8 empty] | 4961 | July | Summer | Weekday | 0 | 0 | 0 | 0 | 0 | 0 | 0 | 0 | 0 | 0 | 0 | 0 | 0 | 0 | 0 | 0 | 0 | 0 | 0 | 0 | 0 | 0 | 0 | 0 | 0 | 0 | 0 | 0 | 0 | 0
[8 empty] | 4962 | July | Summer | Weekday | 0 | 0 | 0 | 0 | 0 | 0 | 0 | 0 | 0 | 0 | 0 | 0 | 0 | 0 | 0 | 0 | 0 | 0 | 0 | 0 | 0 | 0 | 0 | 0 | 0 | 0 | 0 | 0 | 0 | 0
[8 empty] | 4963 | July | Summer | Weekday | 0 | 0 | 0 | 0 | 0 | 0 | 0 | 0 | 0 | 0 | 0 | 0 | 0 | 0 | 0 | 0 | 0 | 0 | 0 | 0 | 0 | 0 | 0 | 0 | 0 | 0 | 0 | 0 | 0 | 0
[8 empty] | 4964 | July | Summer | Weekday | 0 | 0 | 0 | 0 | 0 | 0 | 0 | 0 | 0 | 0 | 0 | 0 | 0 | 0 | 0 | 0 | 0 | 0 | 0 | 0 | 0 | 0 | 0 | 0 | 0 | 0 | 0 | 0 | 0 | 0
[8 empty] | 4965 | July | Summer | Weekday | 0 | 0 | 0 | 0 | 0 | 0 | 0 | 0 | 0 | 0 | 0 | 0 | 0 | 0 | 0 | 0 | 0 | 0 | 0 | 0 | 0 | 0 | 0 | 0 | 0 | 0 | 0 | 0 | 0 | 0
[8 empty] | 4966 | July | Summer | Weekday | 0 | 0 | 0 | 0 | 0 | 0 | 0 | 0 | 0 | 0 | 0 | 0 | 0 | 0 | 0 | 0 | 0 | 0 | 0 | 0 | 0 | 0 | 0 | 0 | 0 | 0 | 0 | 0 | 0 | 0
[8 empty] | 4967 | July | Summer | Weekday | 0 | 0 | 0 | 0 | 0 | 0 | 0 | 0 | 0 | 0 | 0 | 0 | 0 | 0 | 0 | 0 | 0 | 0 | 0 | 0 | 0 | 0 | 0 | 0 | 0 | 0 | 0 | 0 | 0 | 0
[8 empty] | 4968 | July | Summer | Weekday | 0 | 0 | 0 | 0 | 0 | 0 | 0 | 0 | 0 | 0 | 0 | 0 | 0 | 0 | 0 | 0 | 0 | 0 | 0 | 0 | 0 | 0 | 0 | 0 | 0 | 0 | 0 | 0 | 0 | 0
[8 empty] | 4969 | July | Summer | Weekday | 0 | 0 | 0 | 0 | 0 | 0 | 0 | 0 | 0 | 0 | 0 | 0 | 0 | 0 | 0 | 0 | 0 | 0 | 0 | 0 | 0 | 0 | 0 | 0 | 0 | 4.8 | 4.8 | 0 | 0 | 0
[8 empty] | 4970 | July | Summer | Weekday | 0 | 0 | 0 | 0 | 0 | 0 | 0 | 0 | 0 | 0 | 0 | 0 | 0 | 0 | 0 | 0 | 0 | 0 | 0 | 0 | 0 | 0 | 0 | 0 | 0 | 4.8 | 4.8 | 0 | 0 | 0
[8 empty] | 4971 | July | Summer | Weekday | 0 | 0 | 0 | 0 | 0 | 0 | 0 | 0 | 0 | 0 | 0 | 0 | 0 | 0 | 0 | 0 | 0 | 0 | 0 | 0 | 0 | 0 | 0 | 0 | 0 | 4.8 | 4.8 | 0 | 0 | 0
[8 empty] | 4972 | July | Summer | Weekday | 0 | 0 | 0 | 0 | 0 | 0 | 0 | 0 | 0 | 0 | 0 | 0 | 0 | 0 | 0 | 0 | 0 | 0 | 0 | 0 | 0 | 0 | 0 | 0 | 0 | 4.8 | 4.8 | 0 | 0 | 0
[8 empty] | 4973 | July | Summer | Weekday | 0 | 0 | 0 | 0 | 0 | 0 | 0 | 0 | 0 | 0 | 0 | 0 | 0 | 0 | 0 | 0 | 0 | 0 | 0 | 0 | 0 | 0 | 0 | 0 | 0 | 4.8 | 4.8 | 0 | 0 | 0
[8 empty] | 4974 | July | Summer | Weekday | 0 | 0 | 0 | 0 | 0 | 0 | 0 | 0 | 0 | 0 | 0 | 0 | 0 | 0 | 0 | 0 | 0 | 0 | 0 | 0 | 0 | 0 | 0 | 0 | 0 | 4.8 | 4.8 | 0 | 0 | 0
[8 empty] | 4975 | July | Summer | Weekday | 0 | 0 | 0 | 0 | 0 | 0 | 0 | 0 | 0 | 0 | 0 | 0 | 0 | 0 | 0 | 0 | 0 | 0 | 0 | 0 | 0 | 0 | 0 | 0 | 0 | 1.2 | 1.2 | 0 | 0 | 0
[8 empty] | 4976 | July | Summer | Weekday | 0 | 0 | 0 | 0 | 0 | 0 | 0 | 0 | 0 | 0 | 0 | 0 | 0 | 0 | 0 | 0 | 0 | 0 | 0 | 0 | 0 | 0 | 0 | 0 | 0 | 0 | 0 | 0 | 0 | 0
[8 empty] | 4977 | July | Summer | Weekday | 0 | 0 | 0 | 0 | 0 | 0 | 0 | 0 | 0 | 0 | 0 | 0 | 0 | 0 | 0 | 0 | 0 | 0 | 0 | 0 | 0 | 0 | 0 | 0 | 0 | 0 | 0 | 0 | 0 | 0
[8 empty] | 4978 | July | Summer | Weekday | 0 | 0 | 0 | 0 | 0 | 0 | 0 | 0 | 0 | 0 | 0 | 0 | 0 | 0 | 0 | 0 | 0 | 0 | 0 | 0 | 0 | 0 | 0 | 0 | 0 | 0 | 0 | 0 | 0 | 0
[8 empty] | 4979 | July | Summer | Weekday | 0 | 0 | 0 | 0 | 0 | 0 | 0 | 0 | 0 | 0 | 0 | 0 | 0 | 0 | 0 | 0 | 0 | 0 | 0 | 0 | 0 | 0 | 0 | 0 | 0 | 0 | 0 | 0 | 0 | 0
[8 empty] | 4980 | July | Summer | Weekday | 0 | 0 | 0 | 0 | 0 | 0 | 0 | 0 | 0 | 0 | 0 | 0 | 0 | 0 | 0 | 0 | 0 | 0 | 0 | 0 | 0 | 0 | 0 | 0 | 0 | 0 | 0 | 0 | 0 | 0
[8 empty] | 4981 | July | Summer | Weekday | 0 | 0 | 0 | 0 | 0 | 0 | 0 | 0 | 0 | 0 | 0 | 0 | 0 | 0 | 0 | 0 | 0 | 0 | 0 | 0 | 0 | 0 | 0 | 0 | 0 | 0 | 0 | 0 | 0 | 0
[8 empty] | 4982 | July | Summer | Weekday | 0 | 0 | 0 | 0 | 0 | 0 | 0 | 0 | 0 | 0 | 0 | 0 | 0 | 0 | 0 | 0 | 0 | 0 | 0 | 0 | 0 | 0 | 0 | 0 | 0 | 0 | 0 | 0 | 0 | 0
[8 empty] | 4983 | July | Summer | Weekday | 0 | 0 | 0 | 0 | 0 | 0 | 0 | 0 | 0 | 0 | 0 | 0 | 0 | 0 | 0 | 0 | 0 | 0 | 0 | 0 | 0 | 0 | 0 | 0 | 0 | 0 | 0 | 0 | 0 | 0
[8 empty] | 4984 | July | Summer | Weekday | 0 | 0 | 0 | 0 | 0 | 0 | 0 | 0 | 0 | 0 | 0 | 0 | 0 | 0 | 0 | 0 | 0 | 0 | 0 | 0 | 0 | 0 | 0 | 0 | 0 | 0 | 0 | 0 | 0 | 0
[8 empty] | 4985 | July | Summer | Weekday | 0 | 0 | 0 | 0 | 0 | 0 | 0 | 0 | 0 | 0 | 0 | 0 | 0 | 0 | 0 | 0 | 0 | 0 | 0 | 0 | 0 | 0 | 0 | 0 | 0 | 0 | 0 | 0 | 0 | 0
[8 empty] | 4986 | July | Summer | Weekday | 0 | 0 | 0 | 0 | 0 | 0 | 0 | 0 | 0 | 0 | 0 | 0 | 0 | 0 | 0 | 0 | 0 | 0 | 0 | 0 | 0 | 0 | 0 | 0 | 0 | 0 | 0 | 0 | 0 | 0
[8 empty] | 4987 | July | Summer | Weekday | 0 | 0 | 0 | 0 | 0 | 0 | 0 | 0 | 0 | 0 | 0 | 0 | 0 | 0 | 0 | 0 | 0 | 0 | 0 | 0 | 0 | 0 | 0 | 0 | 0 | 0 | 0 | 0 | 0 | 0
[8 empty] | 4988 | July | Summer | Weekday | 0 | 0 | 0 | 0 | 0 | 0 | 0 | 0 | 0 | 0 | 0 | 0 | 0 | 0 | 0 | 0 | 0 | 0 | 0 | 0 | 0 | 0 | 0 | 0 | 0 | 0 | 0 | 0 | 0 | 0
[8 empty] | 4989 | July | Summer | Weekday | 0 | 0 | 0 | 0 | 0 | 0 | 0 | 0 | 0 | 0 | 0 | 0 | 0 | 0 | 0 | 0 | 0 | 0 | 0 | 0 | 0 | 0 | 0 | 0 | 0 | 0 | 0 | 0 | 0 | 0
[8 empty] | 4990 | July | Summer | Weekday | 0 | 0 | 0 | 0 | 0 | 0 | 0 | 0 | 0 | 0 | 0 | 0 | 0 | 0 | 0 | 0 | 0 | 0 | 0 | 0 | 0 | 0 | 0 | 0 | 0 | 0 | 0 | 0 | 0 | 0
[8 empty] | 4991 | July | Summer | Weekday | 0 | 0 | 0 | 0 | 0 | 0 | 0 | 0 | 0 | 0 | 0 | 0 | 0 | 0 | 0 | 0 | 0 | 0 | 0 | 0 | 0 | 0 | 0 | 0 | 0 | 0 | 0 | 0 | 0 | 0
[8 empty] | 4992 | July | Summer | Weekday | 0 | 0 | 0 | 0 | 0 | 0 | 0 | 0 | 0 | 0 | 0 | 0 | 0 | 0 | 0 | 0 | 0 | 0 | 0 | 0 | 0 | 0 | 0 | 0 | 0 | 0 | 0 | 0 | 0 | 0
[8 empty] | 4993 | July | Summer | Weekday | 0 | 0 | 0 | 0 | 0 | 0 | 0 | 0 | 0 | 0 | 0 | 0 | 0 | 0 | 0 | 0 | 0 | 0 | 0 | 0 | 0 | 0 | 0 | 0 | 0 | 4.8 | 4.8 | 0 | 0 | 0
[8 empty] | 4994 | July | Summer | Weekday | 0 | 0 | 0 | 0 | 0 | 0 | 0 | 0 | 0 | 0 | 0 | 0 | 0 | 0 | 0 | 0 | 0 | 0 | 0 | 0 | 0 | 0 | 0 | 0 | 0 | 4.8 | 4.8 | 0 | 0 | 0
[8 empty] | 4995 | July | Summer | Weekday | 0 | 0 | 0 | 0 | 0 | 0 | 0 | 0 | 0 | 0 | 0 | 0 | 0 | 0 | 0 | 0 | 0 | 0 | 0 | 0 | 0 | 0 | 0 | 0 | 0 | 4.8 | 4.8 | 0 | 0 | 0
[8 empty] | 4996 | July | Summer | Weekday | 0 | 0 | 0 | 0 | 0 | 0 | 0 | 0 | 0 | 0 | 0 | 0 | 0 | 0 | 0 | 0 | 0 | 0 | 0 | 0 | 0 | 0 | 0 | 0 | 0 | 4.8 | 4.8 | 0 | 0 | 0
[8 empty] | 4997 | July | Summer | Weekday | 0 | 0 | 0 | 0 | 0 | 0 | 0 | 0 | 0 | 0 | 0 | 0 | 0 | 0 | 0 | 0 | 0 | 0 | 0 | 0 | 0 | 0 | 0 | 0 | 0 | 4.8 | 4.8 | 0 | 0 | 0
[8 empty] | 4998 | July | Summer | Weekday | 0 | 0 | 0 | 0 | 0 | 0 | 0 | 0 | 0 | 0 | 0 | 0 | 0 | 0 | 0 | 0 | 0 | 0 | 0 | 0 | 0 | 0 | 0 | 0 | 0 | 4.8 | 4.8 | 0 | 0 | 0
[8 empty] | 4999 | July | Summer | Weekday | 0 | 0 | 0 | 0 | 0 | 0 | 0 | 0 | 0 | 0 | 0 | 0 | 0 | 0 | 0 | 0 | 0 | 0 | 0 | 0 | 0 | 0 | 0 | 0 | 0 | 1.2 | 1.2 | 0 | 0 | 0
[8 empty] | 5000 | July | Summer | Weekday | 0 | 0 | 0 | 0 | 0 | 0 | 0 | 0 | 0 | 0 | 0 | 0 | 0 | 0 | 0 | 0 | 0 | 0 | 0 | 0 | 0 | 0 | 0 | 0 | 0 | 0 | 0 | 0 | 0 | 0
[8 empty] | 5001 | July | Summer | Weekday | 0 | 0 | 0 | 0 | 0 | 0 | 0 | 0 | 0 | 0 | 0 | 0 | 0 | 0 | 0 | 0 | 0 | 0 | 0 | 0 | 0 | 0 | 0 | 0 | 0 | 0 | 0 | 0 | 0 | 0
[8 empty] | 5002 | July | Summer | Weekday | 0 | 0 | 0 | 0 | 0 | 0 | 0 | 0 | 0 | 0 | 0 | 0 | 0 | 0 | 0 | 0 | 0 | 0 | 0 | 0 | 0 | 0 | 0 | 0 | 0 | 0 | 0 | 0 | 0 | 0
[8 empty] | 5003 | July | Summer | Weekday | 0 | 0 | 0 | 0 | 0 | 0 | 0 | 0 | 0 | 0 | 0 | 0 | 0 | 0 | 0 | 0 | 0 | 0 | 0 | 0 | 0 | 0 | 0 | 0 | 0 | 0 | 0 | 0 | 0 | 0
[8 empty] | 5004 | July | Summer | Weekday | 0 | 0 | 0 | 0 | 0 | 0 | 0 | 0 | 0 | 0 | 0 | 0 | 0 | 0 | 0 | 0 | 0 | 0 | 0 | 0 | 0 | 0 | 0 | 0 | 0 | 0 | 0 | 0 | 0 | 0
[8 empty] | 5005 | July | Summer | Weekday | 0 | 0 | 0 | 0 | 0 | 0 | 0 | 0 | 0 | 0 | 0 | 0 | 0 | 0 | 0 | 0 | 0 | 0 | 0 | 0 | 0 | 0 | 0 | 0 | 0 | 0 | 0 | 0 | 0 | 0
[8 empty] | 5006 | July | Summer | Weekday | 0 | 0 | 0 | 0 | 0 | 0 | 0 | 0 | 0 | 0 | 0 | 0 | 0 | 0 | 0 | 0 | 0 | 0 | 0 | 0 | 0 | 0 | 0 | 0 | 0 | 0 | 0 | 0 | 0 | 0
[8 empty] | 5007 | July | Summer | Weekday | 0 | 0 | 0 | 0 | 0 | 0 | 0 | 0 | 0 | 0 | 0 | 0 | 0 | 0 | 0 | 0 | 0 | 0 | 0 | 0 | 0 | 0 | 0 | 0 | 0 | 0 | 0 | 0 | 0 | 0
[8 empty] | 5008 | July | Summer | Weekday | 0 | 0 | 0 | 0 | 0 | 0 | 0 | 0 | 0 | 0 | 0 | 0 | 0 | 0 | 0 | 0 | 0 | 0 | 0 | 0 | 0 | 0 | 0 | 0 | 0 | 0 | 0 | 0 | 0 | 0
[8 empty] | 5009 | July | Summer | Weekday | 0 | 0 | 0 | 0 | 0 | 0 | 0 | 0 | 0 | 0 | 0 | 0 | 0 | 0 | 0 | 0 | 0 | 0 | 0 | 0 | 0 | 0 | 0 | 0 | 0 | 0 | 0 | 0 | 0 | 0
[8 empty] | 5010 | July | Summer | Weekday | 0 | 0 | 0 | 0 | 0 | 0 | 0 | 0 | 0 | 0 | 0 | 0 | 0 | 0 | 0 | 0 | 0 | 0 | 0 | 0 | 0 | 0 | 0 | 0 | 0 | 0 | 0 | 0 | 0 | 0
[8 empty] | 5011 | July | Summer | Weekday | 0 | 0 | 0 | 0 | 0 | 0 | 0 | 0 | 0 | 0 | 0 | 0 | 0 | 0 | 0 | 0 | 0 | 0 | 0 | 0 | 0 | 0 | 0 | 0 | 0 | 0 | 0 | 0 | 0 | 0
[8 empty] | 5012 | July | Summer | Weekday | 0 | 0 | 0 | 0 | 0 | 0 | 0 | 0 | 0 | 0 | 0 | 0 | 0 | 0 | 0 | 0 | 0 | 0 | 0 | 0 | 0 | 0 | 0 | 0 | 0 | 0 | 0 | 0 | 0 | 0
[8 empty] | 5013 | July | Summer | Weekday | 0 | 0 | 0 | 0 | 0 | 0 | 0 | 0 | 0 | 0 | 0 | 0 | 0 | 0 | 0 | 0 | 0 | 0 | 0 | 0 | 0 | 0 | 0 | 0 | 0 | 0 | 0 | 0 | 0 | 0
[8 empty] | 5014 | July | Summer | Weekday | 0 | 0 | 0 | 0 | 0 | 0 | 0 | 0 | 0 | 0 | 0 | 0 | 0 | 0 | 0 | 0 | 0 | 0 | 0 | 0 | 0 | 0 | 0 | 0 | 0 | 0 | 0 | 0 | 0 | 0
[8 empty] | 5015 | July | Summer | Weekday | 0 | 0 | 0 | 0 | 0 | 0 | 0 | 0 | 0 | 0 | 0 | 0 | 0 | 0 | 0 | 0 | 0 | 0 | 0 | 0 | 0 | 0 | 0 | 0 | 0 | 0 | 0 | 0 | 0 | 0
[8 empty] | 5016 | July | Summer | Weekday | 0 | 0 | 0 | 0 | 0 | 0 | 0 | 0 | 0 | 0 | 0 | 0 | 0 | 0 | 0 | 0 | 0 | 0 | 0 | 0 | 0 | 0 | 0 | 0 | 0 | 0 | 0 | 0 | 0 | 0
[8 empty] | 5017 | July | Summer | Weekend | 0 | 0 | 0 | 0 | 0 | 0 | 0 | 0 | 0 | 0 | 0 | 0 | 0 | 0 | 0 | 0 | 0 | 0 | 0 | 0 | 0 | 0 | 0 | 0 | 0 | 4.8 | 4.8 | 0 | 0 | 0
[8 empty] | 5018 | July | Summer | Weekend | 0 | 0 | 0 | 0 | 0 | 0 | 0 | 0 | 0 | 0 | 0 | 0 | 0 | 0 | 0 | 0 | 0 | 0 | 0 | 0 | 0 | 0 | 0 | 0 | 0 | 4.8 | 4.8 | 0 | 0 | 0
[8 empty] | 5019 | July | Summer | Weekend | 0 | 0 | 0 | 0 | 0 | 0 | 0 | 0 | 0 | 0 | 0 | 0 | 0 | 0 | 0 | 0 | 0 | 0 | 0 | 0 | 0 | 0 | 0 | 0 | 0 | 4.8 | 4.8 | 0 | 0 | 0
[8 empty] | 5020 | July | Summer | Weekend | 0 | 0 | 0 | 0 | 0 | 0 | 0 | 0 | 0 | 0 | 0 | 0 | 0 | 0 | 0 | 0 | 0 | 0 | 0 | 0 | 0 | 0 | 0 | 0 | 0 | 4.8 | 4.8 | 0 | 0 | 0
[8 empty] | 5021 | July | Summer | Weekend | 0 | 0 | 0 | 0 | 0 | 0 | 0 | 0 | 0 | 0 | 0 | 0 | 0 | 0 | 0 | 0 | 0 | 0 | 0 | 0 | 0 | 0 | 0 | 0 | 0 | 4.8 | 4.8 | 0 | 0 | 0
[8 empty] | 5022 | July | Summer | Weekend | 0 | 0 | 0 | 0 | 0 | 0 | 0 | 0 | 0 | 0 | 0 | 0 | 0 | 0 | 0 | 0 | 0 | 0 | 0 | 0 | 0 | 0 | 0 | 0 | 0 | 4.8 | 4.8 | 0 | 0 | 0
[8 empty] | 5023 | July | Summer | Weekend | 0 | 0 | 0 | 0 | 0 | 0 | 0 | 0 | 0 | 0 | 0 | 0 | 0 | 0 | 0 | 0 | 0 | 0 | 0 | 0 | 0 | 0 | 0 | 0 | 0 | 1.2 | 1.2 | 0 | 0 | 0
[8 empty] | 5024 | July | Summer | Weekend | 0 | 0 | 0 | 0 | 0 | 0 | 0 | 0 | 0 | 0 | 0 | 0 | 0 | 0 | 0 | 0 | 0 | 0 | 0 | 0 | 0 | 0 | 0 | 0 | 0 | 0 | 0 | 0 | 0 | 0
[8 empty] | 5025 | July | Summer | Weekend | 0 | 0 | 0 | 0 | 0 | 0 | 0 | 0 | 0 | 0 | 0 | 0 | 0 | 0 | 0 | 0 | 0 | 0 | 0 | 0 | 0 | 0 | 0 | 0 | 0 | 0 | 0 | 0 | 0 | 0
[8 empty] | 5026 | July | Summer | Weekend | 0 | 0 | 0 | 0 | 0 | 0 | 0 | 0 | 0 | 0 | 0 | 0 | 0 | 0 | 0 | 0 | 0 | 0 | 0 | 0 | 0 | 0 | 0 | 0 | 0 | 0 | 0 | 0 | 0 | 0
[8 empty] | 5027 | July | Summer | Weekend | 0 | 0 | 0 | 0 | 0 | 0 | 0 | 0 | 0 | 0 | 0 | 0 | 0 | 0 | 0 | 0 | 0 | 0 | 0 | 0 | 0 | 0 | 0 | 0 | 0 | 0 | 0 | 0 | 0 | 0
[8 empty] | 5028 | July | Summer | Weekend | 0 | 0 | 0 | 0 | 0 | 0 | 0 | 0 | 0 | 0 | 0 | 0 | 0 | 0 | 0 | 0 | 0 | 0 | 0 | 0 | 0 | 0 | 0 | 0 | 0 | 0 | 0 | 0 | 0 | 0
[8 empty] | 5029 | July | Summer | Weekend | 0 | 0 | 0 | 0 | 0 | 0 | 0 | 0 | 0 | 0 | 0 | 0 | 0 | 0 | 0 | 0 | 0 | 0 | 0 | 0 | 0 | 0 | 0 | 0 | 0 | 0 | 0 | 0 | 0 | 0
[8 empty] | 5030 | July | Summer | Weekend | 0 | 0 | 0 | 0 | 0 | 0 | 0 | 0 | 0 | 0 | 0 | 0 | 0 | 0 | 0 | 0 | 0 | 0 | 0 | 0 | 0 | 0 | 0 | 0 | 0 | 0 | 0 | 0 | 0 | 0
[8 empty] | 5031 | July | Summer | Weekend | 0 | 0 | 0 | 0 | 0 | 0 | 0 | 0 | 0 | 0 | 0 | 0 | 0 | 0 | 0 | 0 | 0 | 0 | 0 | 0 | 0 | 0 | 0 | 0 | 0 | 0 | 0 | 0 | 0 | 0
[8 empty] | 5032 | July | Summer | Weekend | 0 | 0 | 0 | 0 | 0 | 0 | 0 | 0 | 0 | 0 | 0 | 0 | 0 | 0 | 0 | 0 | 0 | 0 | 0 | 0 | 0 | 0 | 0 | 0 | 0 | 0 | 0 | 0 | 0 | 0
[8 empty] | 5033 | July | Summer | Weekend | 0 | 0 | 0 | 0 | 0 | 0 | 0 | 0 | 0 | 0 | 0 | 0 | 0 | 0 | 0 | 0 | 0 | 0 | 0 | 0 | 0 | 0 | 0 | 0 | 0 | 0 | 0 | 0 | 0 | 0
[8 empty] | 5034 | July | Summer | Weekend | 0 | 0 | 0 | 0 | 0 | 0 | 0 | 0 | 0 | 0 | 0 | 0 | 0 | 0 | 0 | 0 | 0 | 0 | 0 | 0 | 0 | 0 | 0 | 0 | 0 | 0 | 0 | 0 | 0 | 0
[8 empty] | 5035 | July | Summer | Weekend | 0 | 0 | 0 | 0 | 0 | 0 | 0 | 0 | 0 | 0 | 0 | 0 | 0 | 0 | 0 | 0 | 0 | 0 | 0 | 0 | 0 | 0 | 0 | 0 | 0 | 0 | 0 | 0 | 0 | 0
[8 empty] | 5036 | July | Summer | Weekend | 0 | 0 | 0 | 0 | 0 | 0 | 0 | 0 | 0 | 0 | 0 | 0 | 0 | 0 | 0 | 0 | 0 | 0 | 0 | 0 | 0 | 0 | 0 | 0 | 0 | 0 | 0 | 0 | 0 | 0
[8 empty] | 5037 | July | Summer | Weekend | 0 | 0 | 0 | 0 | 0 | 0 | 0 | 0 | 0 | 0 | 0 | 0 | 0 | 0 | 0 | 0 | 0 | 0 | 0 | 0 | 0 | 0 | 0 | 0 | 0 | 0 | 0 | 0 | 0 | 0
[8 empty] | 5038 | July | Summer | Weekend | 0 | 0 | 0 | 0 | 0 | 0 | 0 | 0 | 0 | 0 | 0 | 0 | 0 | 0 | 0 | 0 | 0 | 0 | 0 | 0 | 0 | 0 | 0 | 0 | 0 | 0 | 0 | 0 | 0 | 0
[8 empty] | 5039 | July | Summer | Weekend | 0 | 0 | 0 | 0 | 0 | 0 | 0 | 0 | 0 | 0 | 0 | 0 | 0 | 0 | 0 | 0 | 0 | 0 | 0 | 0 | 0 | 0 | 0 | 0 | 0 | 0 | 0 | 0 | 0 | 0
[8 empty] | 5040 | July | Summer | Weekend | 0 | 0 | 0 | 0 | 0 | 0 | 0 | 0 | 0 | 0 | 0 | 0 | 0 | 0 | 0 | 0 | 0 | 0 | 0 | 0 | 0 | 0 | 0 | 0 | 0 | 0 | 0 | 0 | 0 | 0
[8 empty] | 5041 | July | Summer | Weekend | 0 | 0 | 0 | 0 | 0 | 0 | 0 | 0 | 0 | 0 | 0 | 0 | 0 | 0 | 0 | 0 | 0 | 0 | 0 | 0 | 0 | 0 | 0 | 0 | 0 | 4.8 | 4.8 | 0 | 0 | 0
[8 empty] | 5042 | July | Summer | Weekend | 0 | 0 | 0 | 0 | 0 | 0 | 0 | 0 | 0 | 0 | 0 | 0 | 0 | 0 | 0 | 0 | 0 | 0 | 0 | 0 | 0 | 0 | 0 | 0 | 0 | 4.8 | 4.8 | 0 | 0 | 0
[8 empty] | 5043 | July | Summer | Weekend | 0 | 0 | 0 | 0 | 0 | 0 | 0 | 0 | 0 | 0 | 0 | 0 | 0 | 0 | 0 | 0 | 0 | 0 | 0 | 0 | 0 | 0 | 0 | 0 | 0 | 4.8 | 4.8 | 0 | 0 | 0
[8 empty] | 5044 | July | Summer | Weekend | 0 | 0 | 0 | 0 | 0 | 0 | 0 | 0 | 0 | 0 | 0 | 0 | 0 | 0 | 0 | 0 | 0 | 0 | 0 | 0 | 0 | 0 | 0 | 0 | 0 | 4.8 | 4.8 | 0 | 0 | 0
[8 empty] | 5045 | July | Summer | Weekend | 0 | 0 | 0 | 0 | 0 | 0 | 0 | 0 | 0 | 0 | 0 | 0 | 0 | 0 | 0 | 0 | 0 | 0 | 0 | 0 | 0 | 0 | 0 | 0 | 0 | 4.8 | 4.8 | 0 | 0 | 0
[8 empty] | 5046 | July | Summer | Weekend | 0 | 0 | 0 | 0 | 0 | 0 | 0 | 0 | 0 | 0 | 0 | 0 | 0 | 0 | 0 | 0 | 0 | 0 | 0 | 0 | 0 | 0 | 0 | 0 | 0 | 4.8 | 4.8 | 0 | 0 | 0
[8 empty] | 5047 | July | Summer | Weekend | 0 | 0 | 0 | 0 | 0 | 0 | 0 | 0 | 0 | 0 | 0 | 0 | 0 | 0 | 0 | 0 | 0 | 0 | 0 | 0 | 0 | 0 | 0 | 0 | 0 | 1.2 | 1.2 | 0 | 0 | 0
[8 empty] | 5048 | July | Summer | Weekend | 0 | 0 | 0 | 0 | 0 | 0 | 0 | 0 | 0 | 0 | 0 | 0 | 0 | 0 | 0 | 0 | 0 | 0 | 0 | 0 | 0 | 0 | 0 | 0 | 0 | 0 | 0 | 0 | 0 | 0
[8 empty] | 5049 | July | Summer | Weekend | 0 | 0 | 0 | 0 | 0 | 0 | 0 | 0 | 0 | 0 | 0 | 0 | 0 | 0 | 0 | 0 | 0 | 0 | 0 | 0 | 0 | 0 | 0 | 0 | 0 | 0 | 0 | 0 | 0 | 0
[8 empty] | 5050 | July | Summer | Weekend | 0 | 0 | 0 | 0 | 0 | 0 | 0 | 0 | 0 | 0 | 0 | 0 | 0 | 0 | 0 | 0 | 0 | 0 | 0 | 0 | 0 | 0 | 0 | 0 | 0 | 0 | 0 | 0 | 0 | 0
[8 empty] | 5051 | July | Summer | Weekend | 0 | 0 | 0 | 0 | 0 | 0 | 0 | 0 | 0 | 0 | 0 | 0 | 0 | 0 | 0 | 0 | 0 | 0 | 0 | 0 | 0 | 0 | 0 | 0 | 0 | 0 | 0 | 0 | 0 | 0
[8 empty] | 5052 | July | Summer | Weekend | 0 | 0 | 0 | 0 | 0 | 0 | 0 | 0 | 0 | 0 | 0 | 0 | 0 | 0 | 0 | 0 | 0 | 0 | 0 | 0 | 0 | 0 | 0 | 0 | 0 | 0 | 0 | 0 | 0 | 0
[8 empty] | 5053 | July | Summer | Weekend | 0 | 0 | 0 | 0 | 0 | 0 | 0 | 0 | 0 | 0 | 0 | 0 | 0 | 0 | 0 | 0 | 0 | 0 | 0 | 0 | 0 | 0 | 0 | 0 | 0 | 0 | 0 | 0 | 0 | 0
[8 empty] | 5054 | July | Summer | Weekend | 0 | 0 | 0 | 0 | 0 | 0 | 0 | 0 | 0 | 0 | 0 | 0 | 0 | 0 | 0 | 0 | 0 | 0 | 0 | 0 | 0 | 0 | 0 | 0 | 0 | 0 | 0 | 0 | 0 | 0
[8 empty] | 5055 | July | Summer | Weekend | 0 | 0 | 0 | 0 | 0 | 0 | 0 | 0 | 0 | 0 | 0 | 0 | 0 | 0 | 0 | 0 | 0 | 0 | 0 | 0 | 0 | 0 | 0 | 0 | 0 | 0 | 0 | 0 | 0 | 0
[8 empty] | 5056 | July | Summer | Weekend | 0 | 0 | 0 | 0 | 0 | 0 | 0 | 0 | 0 | 0 | 0 | 0 | 0 | 0 | 0 | 0 | 0 | 0 | 0 | 0 | 0 | 0 | 0 | 0 | 0 | 0 | 0 | 0 | 0 | 0
[8 empty] | 5057 | July | Summer | Weekend | 0 | 0 | 0 | 0 | 0 | 0 | 0 | 0 | 0 | 0 | 0 | 0 | 0 | 0 | 0 | 0 | 0 | 0 | 0 | 0 | 0 | 0 | 0 | 0 | 0 | 0 | 0 | 0 | 0 | 0
[8 empty] | 5058 | July | Summer | Weekend | 0 | 0 | 0 | 0 | 0 | 0 | 0 | 0 | 0 | 0 | 0 | 0 | 0 | 0 | 0 | 0 | 0 | 0 | 0 | 0 | 0 | 0 | 0 | 0 | 0 | 0 | 0 | 0 | 0 | 0
[8 empty] | 5059 | July | Summer | Weekend | 0 | 0 | 0 | 0 | 0 | 0 | 0 | 0 | 0 | 0 | 0 | 0 | 0 | 0 | 0 | 0 | 0 | 0 | 0 | 0 | 0 | 0 | 0 | 0 | 0 | 0 | 0 | 0 | 0 | 0
[8 empty] | 5060 | July | Summer | Weekend | 0 | 0 | 0 | 0 | 0 | 0 | 0 | 0 | 0 | 0 | 0 | 0 | 0 | 0 | 0 | 0 | 0 | 0 | 0 | 0 | 0 | 0 | 0 | 0 | 0 | 0 | 0 | 0 | 0 | 0
[8 empty] | 5061 | July | Summer | Weekend | 0 | 0 | 0 | 0 | 0 | 0 | 0 | 0 | 0 | 0 | 0 | 0 | 0 | 0 | 0 | 0 | 0 | 0 | 0 | 0 | 0 | 0 | 0 | 0 | 0 | 0 | 0 | 0 | 0 | 0
[8 empty] | 5062 | July | Summer | Weekend | 0 | 0 | 0 | 0 | 0 | 0 | 0 | 0 | 0 | 0 | 0 | 0 | 0 | 0 | 0 | 0 | 0 | 0 | 0 | 0 | 0 | 0 | 0 | 0 | 0 | 0 | 0 | 0 | 0 | 0
[8 empty] | 5063 | July | Summer | Weekend | 0 | 0 | 0 | 0 | 0 | 0 | 0 | 0 | 0 | 0 | 0 | 0 | 0 | 0 | 0 | 0 | 0 | 0 | 0 | 0 | 0 | 0 | 0 | 0 | 0 | 0 | 0 | 0 | 0 | 0
[8 empty] | 5064 | July | Summer | Weekend | 0 | 0 | 0 | 0 | 0 | 0 | 0 | 0 | 0 | 0 | 0 | 0 | 0 | 0 | 0 | 0 | 0 | 0 | 0 | 0 | 0 | 0 | 0 | 0 | 0 | 0 | 0 | 0 | 0 | 0
[8 empty] | 5065 | July | Summer | Weekday | 0 | 0 | 0 | 0 | 0 | 0 | 0 | 0 | 0 | 0 | 0 | 0 | 0 | 0 | 0 | 0 | 0 | 0 | 0 | 0 | 0 | 0 | 0 | 0 | 0 | 4.8 | 4.8 | 0 | 0 | 0
[8 empty] | 5066 | July | Summer | Weekday | 0 | 0 | 0 | 0 | 0 | 0 | 0 | 0 | 0 | 0 | 0 | 0 | 0 | 0 | 0 | 0 | 0 | 0 | 0 | 0 | 0 | 0 | 0 | 0 | 0 | 4.8 | 4.8 | 0 | 0 | 0
[8 empty] | 5067 | July | Summer | Weekday | 0 | 0 | 0 | 0 | 0 | 0 | 0 | 0 | 0 | 0 | 0 | 0 | 0 | 0 | 0 | 0 | 0 | 0 | 0 | 0 | 0 | 0 | 0 | 0 | 0 | 4.8 | 4.8 | 0 | 0 | 0
[8 empty] | 5068 | July | Summer | Weekday | 0 | 0 | 0 | 0 | 0 | 0 | 0 | 0 | 0 | 0 | 0 | 0 | 0 | 0 | 0 | 0 | 0 | 0 | 0 | 0 | 0 | 0 | 0 | 0 | 0 | 4.8 | 4.8 | 0 | 0 | 0
[8 empty] | 5069 | July | Summer | Weekday | 0 | 0 | 0 | 0 | 0 | 0 | 0 | 0 | 0 | 0 | 0 | 0 | 0 | 0 | 0 | 0 | 0 | 0 | 0 | 0 | 0 | 0 | 0 | 0 | 0 | 4.8 | 4.8 | 0 | 0 | 0
[8 empty] | 5070 | July | Summer | Weekday | 0 | 0 | 0 | 0 | 0 | 0 | 0 | 0 | 0 | 0 | 0 | 0 | 0 | 0 | 0 | 0 | 0 | 0 | 0 | 0 | 0 | 0 | 0 | 0 | 0 | 4.8 | 4.8 | 0 | 0 | 0
[8 empty] | 5071 | July | Summer | Weekday | 0 | 0 | 0 | 0 | 0 | 0 | 0 | 0 | 0 | 0 | 0 | 0 | 0 | 0 | 0 | 0 | 0 | 0 | 0 | 0 | 0 | 0 | 0 | 0 | 0 | 1.2 | 1.2 | 0 | 0 | 0
[8 empty] | 5072 | July | Summer | Weekday | 0 | 0 | 0 | 0 | 0 | 0 | 0 | 0 | 0 | 0 | 0 | 0 | 0 | 0 | 0 | 0 | 0 | 0 | 0 | 0 | 0 | 0 | 0 | 0 | 0 | 0 | 0 | 0 | 0 | 0
[8 empty] | 5073 | July | Summer | Weekday | 0 | 0 | 0 | 0 | 0 | 0 | 0 | 0 | 0 | 0 | 0 | 0 | 0 | 0 | 0 | 0 | 0 | 0 | 0 | 0 | 0 | 0 | 0 | 0 | 0 | 0 | 0 | 0 | 0 | 0
[8 empty] | 5074 | July | Summer | Weekday | 0 | 0 | 0 | 0 | 0 | 0 | 0 | 0 | 0 | 0 | 0 | 0 | 0 | 0 | 0 | 0 | 0 | 0 | 0 | 0 | 0 | 0 | 0 | 0 | 0 | 0 | 0 | 0 | 0 | 0
[8 empty] | 5075 | July | Summer | Weekday | 0 | 0 | 0 | 0 | 0 | 0 | 0 | 0 | 0 | 0 | 0 | 0 | 0 | 0 | 0 | 0 | 0 | 0 | 0 | 0 | 0 | 0 | 0 | 0 | 0 | 0 | 0 | 0 | 0 | 0
[8 empty] | 5076 | July | Summer | Weekday | 0 | 0 | 0 | 0 | 0 | 0 | 0 | 0 | 0 | 0 | 0 | 0 | 0 | 0 | 0 | 0 | 0 | 0 | 0 | 0 | 0 | 0 | 0 | 0 | 0 | 0 | 0 | 0 | 0 | 0
[8 empty] | 5077 | July | Summer | Weekday | 0 | 0 | 0 | 0 | 0 | 0 | 0 | 0 | 0 | 0 | 0 | 0 | 0 | 0 | 0 | 0 | 0 | 0 | 0 | 0 | 0 | 0 | 0 | 0 | 0 | 0 | 0 | 0 | 0 | 0
[8 empty] | 5078 | July | Summer | Weekday | 0 | 0 | 0 | 0 | 0 | 0 | 0 | 0 | 0 | 0 | 0 | 0 | 0 | 0 | 0 | 0 | 0 | 0 | 0 | 0 | 0 | 0 | 0 | 0 | 0 | 0 | 0 | 0 | 0 | 0
[8 empty] | 5079 | July | Summer | Weekday | 0 | 0 | 0 | 0 | 0 | 0 | 0 | 0 | 0 | 0 | 0 | 0 | 0 | 0 | 0 | 0 | 0 | 0 | 0 | 0 | 0 | 0 | 0 | 0 | 0 | 0 | 0 | 0 | 0 | 0
[8 empty] | 5080 | July | Summer | Weekday | 0 | 0 | 0 | 0 | 0 | 0 | 0 | 0 | 0 | 0 | 0 | 0 | 0 | 0 | 0 | 0 | 0 | 0 | 0 | 0 | 0 | 0 | 0 | 0 | 0 | 0 | 0 | 0 | 0 | 0
[8 empty] | 5081 | July | Summer | Weekday | 0 | 0 | 0 | 0 | 0 | 0 | 0 | 0 | 0 | 0 | 0 | 0 | 0 | 0 | 0 | 0 | 0 | 0 | 0 | 0 | 0 | 0 | 0 | 0 | 0 | 0 | 0 | 0 | 0 | 0
[8 empty] | 5082 | July | Summer | Weekday | 0 | 0 | 0 | 0 | 0 | 0 | 0 | 0 | 0 | 0 | 0 | 0 | 0 | 0 | 0 | 0 | 0 | 0 | 0 | 0 | 0 | 0 | 0 | 0 | 0 | 0 | 0 | 0 | 0 | 0
[8 empty] | 5083 | July | Summer | Weekday | 0 | 0 | 0 | 0 | 0 | 0 | 0 | 0 | 0 | 0 | 0 | 0 | 0 | 0 | 0 | 0 | 0 | 0 | 0 | 0 | 0 | 0 | 0 | 0 | 0 | 0 | 0 | 0 | 0 | 0
[8 empty] | 5084 | July | Summer | Weekday | 0 | 0 | 0 | 0 | 0 | 0 | 0 | 0 | 0 | 0 | 0 | 0 | 0 | 0 | 0 | 0 | 0 | 0 | 0 | 0 | 0 | 0 | 0 | 0 | 0 | 0 | 0 | 0 | 0 | 0
[8 empty] | 5085 | July | Summer | Weekday | 0 | 0 | 0 | 0 | 0 | 0 | 0 | 0 | 0 | 0 | 0 | 0 | 0 | 0 | 0 | 0 | 0 | 0 | 0 | 0 | 0 | 0 | 0 | 0 | 0 | 0 | 0 | 0 | 0 | 0
[8 empty] | 5086 | July | Summer | Weekday | 0 | 0 | 0 | 0 | 0 | 0 | 0 | 0 | 0 | 0 | 0 | 0 | 0 | 0 | 0 | 0 | 0 | 0 | 0 | 0 | 0 | 0 | 0 | 0 | 0 | 0 | 0 | 0 | 0 | 0
[8 empty] | 5087 | July | Summer | Weekday | 0 | 0 | 0 | 0 | 0 | 0 | 0 | 0 | 0 | 0 | 0 | 0 | 0 | 0 | 0 | 0 | 0 | 0 | 0 | 0 | 0 | 0 | 0 | 0 | 0 | 0 | 0 | 0 | 0 | 0
[8 empty] | 5088 | July | Summer | Weekday | 0 | 0 | 0 | 0 | 0 | 0 | 0 | 0 | 0 | 0 | 0 | 0 | 0 | 0 | 0 | 0 | 0 | 0 | 0 | 0 | 0 | 0 | 0 | 0 | 0 | 0 | 0 | 0 | 0 | 0
[8 empty] | 5089 | August | Summer | Weekday | 0 | 0 | 0 | 0 | 0 | 0 | 0 | 0 | 0 | 0 | 0 | 0 | 0 | 0 | 0 | 0 | 0 | 0 | 0 | 0 | 0 | 0 | 0 | 0 | 0 | 4.8 | 4.8 | 0 | 0 | 0
[8 empty] | 5090 | August | Summer | Weekday | 0 | 0 | 0 | 0 | 0 | 0 | 0 | 0 | 0 | 0 | 0 | 0 | 0 | 0 | 0 | 0 | 0 | 0 | 0 | 0 | 0 | 0 | 0 | 0 | 0 | 4.8 | 4.8 | 0 | 0 | 0
[8 empty] | 5091 | August | Summer | Weekday | 0 | 0 | 0 | 0 | 0 | 0 | 0 | 0 | 0 | 0 | 0 | 0 | 0 | 0 | 0 | 0 | 0 | 0 | 0 | 0 | 0 | 0 | 0 | 0 | 0 | 4.8 | 4.8 | 0 | 0 | 0
[8 empty] | 5092 | August | Summer | Weekday | 0 | 0 | 0 | 0 | 0 | 0 | 0 | 0 | 0 | 0 | 0 | 0 | 0 | 0 | 0 | 0 | 0 | 0 | 0 | 0 | 0 | 0 | 0 | 0 | 0 | 4.8 | 4.8 | 0 | 0 | 0
[8 empty] | 5093 | August | Summer | Weekday | 0 | 0 | 0 | 0 | 0 | 0 | 0 | 0 | 0 | 0 | 0 | 0 | 0 | 0 | 0 | 0 | 0 | 0 | 0 | 0 | 0 | 0 | 0 | 0 | 0 | 4.8 | 4.8 | 0 | 0 | 0
[8 empty] | 5094 | August | Summer | Weekday | 0 | 0 | 0 | 0 | 0 | 0 | 0 | 0 | 0 | 0 | 0 | 0 | 0 | 0 | 0 | 0 | 0 | 0 | 0 | 0 | 0 | 0 | 0 | 0 | 0 | 4.8 | 4.8 | 0 | 0 | 0
[8 empty] | 5095 | August | Summer | Weekday | 0 | 0 | 0 | 0 | 0 | 0 | 0 | 0 | 0 | 0 | 0 | 0 | 0 | 0 | 0 | 0 | 0 | 0 | 0 | 0 | 0 | 0 | 0 | 0 | 0 | 1.2 | 1.2 | 0 | 0 | 0
[8 empty] | 5096 | August | Summer | Weekday | 0 | 0 | 0 | 0 | 0 | 0 | 0 | 0 | 0 | 0 | 0 | 0 | 0 | 0 | 0 | 0 | 0 | 0 | 0 | 0 | 0 | 0 | 0 | 0 | 0 | 0 | 0 | 0 | 0 | 0
[8 empty] | 5097 | August | Summer | Weekday | 0 | 0 | 0 | 0 | 0 | 0 | 0 | 0 | 0 | 0 | 0 | 0 | 0 | 0 | 0 | 0 | 0 | 0 | 0 | 0 | 0 | 0 | 0 | 0 | 0 | 0 | 0 | 0 | 0 | 0
[8 empty] | 5098 | August | Summer | Weekday | 0 | 0 | 0 | 0 | 0 | 0 | 0 | 0 | 0 | 0 | 0 | 0 | 0 | 0 | 0 | 0 | 0 | 0 | 0 | 0 | 0 | 0 | 0 | 0 | 0 | 0 | 0 | 0 | 0 | 0
[8 empty] | 5099 | August | Summer | Weekday | 0 | 0 | 0 | 0 | 0 | 0 | 0 | 0 | 0 | 0 | 0 | 0 | 0 | 0 | 0 | 0 | 0 | 0 | 0 | 0 | 0 | 0 | 0 | 0 | 0 | 0 | 0 | 0 | 0 | 0
[8 empty] | 5100 | August | Summer | Weekday | 0 | 0 | 0 | 0 | 0 | 0 | 0 | 0 | 0 | 0 | 0 | 0 | 0 | 0 | 0 | 0 | 0 | 0 | 0 | 0 | 0 | 0 | 0 | 0 | 0 | 0 | 0 | 0 | 0 | 0
[8 empty] | 5101 | August | Summer | Weekday | 0 | 0 | 0 | 0 | 0 | 0 | 0 | 0 | 0 | 0 | 0 | 0 | 0 | 0 | 0 | 0 | 0 | 0 | 0 | 0 | 0 | 0 | 0 | 0 | 0 | 0 | 0 | 0 | 0 | 0
[8 empty] | 5102 | August | Summer | Weekday | 0 | 0 | 0 | 0 | 0 | 0 | 0 | 0 | 0 | 0 | 0 | 0 | 0 | 0 | 0 | 0 | 0 | 0 | 0 | 0 | 0 | 0 | 0 | 0 | 0 | 0 | 0 | 0 | 0 | 0
[8 empty] | 5103 | August | Summer | Weekday | 0 | 0 | 0 | 0 | 0 | 0 | 0 | 0 | 0 | 0 | 0 | 0 | 0 | 0 | 0 | 0 | 0 | 0 | 0 | 0 | 0 | 0 | 0 | 0 | 0 | 0 | 0 | 0 | 0 | 0
[8 empty] | 5104 | August | Summer | Weekday | 0 | 0 | 0 | 0 | 0 | 0 | 0 | 0 | 0 | 0 | 0 | 0 | 0 | 0 | 0 | 0 | 0 | 0 | 0 | 0 | 0 | 0 | 0 | 0 | 0 | 0 | 0 | 0 | 0 | 0
[8 empty] | 5105 | August | Summer | Weekday | 0 | 0 | 0 | 0 | 0 | 0 | 0 | 0 | 0 | 0 | 0 | 0 | 0 | 0 | 0 | 0 | 0 | 0 | 0 | 0 | 0 | 0 | 0 | 0 | 0 | 0 | 0 | 0 | 0 | 0
[8 empty] | 5106 | August | Summer | Weekday | 0 | 0 | 0 | 0 | 0 | 0 | 0 | 0 | 0 | 0 | 0 | 0 | 0 | 0 | 0 | 0 | 0 | 0 | 0 | 0 | 0 | 0 | 0 | 0 | 0 | 0 | 0 | 0 | 0 | 0
[8 empty] | 5107 | August | Summer | Weekday | 0 | 0 | 0 | 0 | 0 | 0 | 0 | 0 | 0 | 0 | 0 | 0 | 0 | 0 | 0 | 0 | 0 | 0 | 0 | 0 | 0 | 0 | 0 | 0 | 0 | 0 | 0 | 0 | 0 | 0
[8 empty] | 5108 | August | Summer | Weekday | 0 | 0 | 0 | 0 | 0 | 0 | 0 | 0 | 0 | 0 | 0 | 0 | 0 | 0 | 0 | 0 | 0 | 0 | 0 | 0 | 0 | 0 | 0 | 0 | 0 | 0 | 0 | 0 | 0 | 0
[8 empty] | 5109 | August | Summer | Weekday | 0 | 0 | 0 | 0 | 0 | 0 | 0 | 0 | 0 | 0 | 0 | 0 | 0 | 0 | 0 | 0 | 0 | 0 | 0 | 0 | 0 | 0 | 0 | 0 | 0 | 0 | 0 | 0 | 0 | 0
[8 empty] | 5110 | August | Summer | Weekday | 0 | 0 | 0 | 0 | 0 | 0 | 0 | 0 | 0 | 0 | 0 | 0 | 0 | 0 | 0 | 0 | 0 | 0 | 0 | 0 | 0 | 0 | 0 | 0 | 0 | 0 | 0 | 0 | 0 | 0
[8 empty] | 5111 | August | Summer | Weekday | 0 | 0 | 0 | 0 | 0 | 0 | 0 | 0 | 0 | 0 | 0 | 0 | 0 | 0 | 0 | 0 | 0 | 0 | 0 | 0 | 0 | 0 | 0 | 0 | 0 | 0 | 0 | 0 | 0 | 0
[8 empty] | 5112 | August | Summer | Weekday | 0 | 0 | 0 | 0 | 0 | 0 | 0 | 0 | 0 | 0 | 0 | 0 | 0 | 0 | 0 | 0 | 0 | 0 | 0 | 0 | 0 | 0 | 0 | 0 | 0 | 0 | 0 | 0 | 0 | 0
[8 empty] | 5113 | August | Summer | Weekday | 0 | 0 | 0 | 0 | 0 | 0 | 0 | 0 | 0 | 0 | 0 | 0 | 0 | 0 | 0 | 0 | 0 | 0 | 0 | 0 | 0 | 0 | 0 | 0 | 0 | 4.8 | 4.8 | 0 | 0 | 0
[8 empty] | 5114 | August | Summer | Weekday | 0 | 0 | 0 | 0 | 0 | 0 | 0 | 0 | 0 | 0 | 0 | 0 | 0 | 0 | 0 | 0 | 0 | 0 | 0 | 0 | 0 | 0 | 0 | 0 | 0 | 4.8 | 4.8 | 0 | 0 | 0
[8 empty] | 5115 | August | Summer | Weekday | 0 | 0 | 0 | 0 | 0 | 0 | 0 | 0 | 0 | 0 | 0 | 0 | 0 | 0 | 0 | 0 | 0 | 0 | 0 | 0 | 0 | 0 | 0 | 0 | 0 | 4.8 | 4.8 | 0 | 0 | 0
[8 empty] | 5116 | August | Summer | Weekday | 0 | 0 | 0 | 0 | 0 | 0 | 0 | 0 | 0 | 0 | 0 | 0 | 0 | 0 | 0 | 0 | 0 | 0 | 0 | 0 | 0 | 0 | 0 | 0 | 0 | 4.8 | 4.8 | 0 | 0 | 0
[8 empty] | 5117 | August | Summer | Weekday | 0 | 0 | 0 | 0 | 0 | 0 | 0 | 0 | 0 | 0 | 0 | 0 | 0 | 0 | 0 | 0 | 0 | 0 | 0 | 0 | 0 | 0 | 0 | 0 | 0 | 4.8 | 4.8 | 0 | 0 | 0
[8 empty] | 5118 | August | Summer | Weekday | 0 | 0 | 0 | 0 | 0 | 0 | 0 | 0 | 0 | 0 | 0 | 0 | 0 | 0 | 0 | 0 | 0 | 0 | 0 | 0 | 0 | 0 | 0 | 0 | 0 | 4.8 | 4.8 | 0 | 0 | 0
[8 empty] | 5119 | August | Summer | Weekday | 0 | 0 | 0 | 0 | 0 | 0 | 0 | 0 | 0 | 0 | 0 | 0 | 0 | 0 | 0 | 0 | 0 | 0 | 0 | 0 | 0 | 0 | 0 | 0 | 0 | 1.2 | 1.2 | 0 | 0 | 0
[8 empty] | 5120 | August | Summer | Weekday | 0 | 0 | 0 | 0 | 0 | 0 | 0 | 0 | 0 | 0 | 0 | 0 | 0 | 0 | 0 | 0 | 0 | 0 | 0 | 0 | 0 | 0 | 0 | 0 | 0 | 0 | 0 | 0 | 0 | 0
[8 empty] | 5121 | August | Summer | Weekday | 0 | 0 | 0 | 0 | 0 | 0 | 0 | 0 | 0 | 0 | 0 | 0 | 0 | 0 | 0 | 0 | 0 | 0 | 0 | 0 | 0 | 0 | 0 | 0 | 0 | 0 | 0 | 0 | 0 | 0
[8 empty] | 5122 | August | Summer | Weekday | 0 | 0 | 0 | 0 | 0 | 0 | 0 | 0 | 0 | 0 | 0 | 0 | 0 | 0 | 0 | 0 | 0 | 0 | 0 | 0 | 0 | 0 | 0 | 0 | 0 | 0 | 0 | 0 | 0 | 0
[8 empty] | 5123 | August | Summer | Weekday | 0 | 0 | 0 | 0 | 0 | 0 | 0 | 0 | 0 | 0 | 0 | 0 | 0 | 0 | 0 | 0 | 0 | 0 | 0 | 0 | 0 | 0 | 0 | 0 | 0 | 0 | 0 | 0 | 0 | 0
[8 empty] | 5124 | August | Summer | Weekday | 0 | 0 | 0 | 0 | 0 | 0 | 0 | 0 | 0 | 0 | 0 | 0 | 0 | 0 | 0 | 0 | 0 | 0 | 0 | 0 | 0 | 0 | 0 | 0 | 0 | 0 | 0 | 0 | 0 | 0
[8 empty] | 5125 | August | Summer | Weekday | 0 | 0 | 0 | 0 | 0 | 0 | 0 | 0 | 0 | 0 | 0 | 0 | 0 | 0 | 0 | 0 | 0 | 0 | 0 | 0 | 0 | 0 | 0 | 0 | 0 | 0 | 0 | 0 | 0 | 0
[8 empty] | 5126 | August | Summer | Weekday | 0 | 0 | 0 | 0 | 0 | 0 | 0 | 0 | 0 | 0 | 0 | 0 | 0 | 0 | 0 | 0 | 0 | 0 | 0 | 0 | 0 | 0 | 0 | 0 | 0 | 0 | 0 | 0 | 0 | 0
[8 empty] | 5127 | August | Summer | Weekday | 0 | 0 | 0 | 0 | 0 | 0 | 0 | 0 | 0 | 0 | 0 | 0 | 0 | 0 | 0 | 0 | 0 | 0 | 0 | 0 | 0 | 0 | 0 | 0 | 0 | 0 | 0 | 0 | 0 | 0
[8 empty] | 5128 | August | Summer | Weekday | 0 | 0 | 0 | 0 | 0 | 0 | 0 | 0 | 0 | 0 | 0 | 0 | 0 | 0 | 0 | 0 | 0 | 0 | 0 | 0 | 0 | 0 | 0 | 0 | 0 | 0 | 0 | 0 | 0 | 0
[8 empty] | 5129 | August | Summer | Weekday | 0 | 0 | 0 | 0 | 0 | 0 | 0 | 0 | 0 | 0 | 0 | 0 | 0 | 0 | 0 | 0 | 0 | 0 | 0 | 0 | 0 | 0 | 0 | 0 | 0 | 0 | 0 | 0 | 0 | 0
[8 empty] | 5130 | August | Summer | Weekday | 0 | 0 | 0 | 0 | 0 | 0 | 0 | 0 | 0 | 0 | 0 | 0 | 0 | 0 | 0 | 0 | 0 | 0 | 0 | 0 | 0 | 0 | 0 | 0 | 0 | 0 | 0 | 0 | 0 | 0
[8 empty] | 5131 | August | Summer | Weekday | 0 | 0 | 0 | 0 | 0 | 0 | 0 | 0 | 0 | 0 | 0 | 0 | 0 | 0 | 0 | 0 | 0 | 0 | 0 | 0 | 0 | 0 | 0 | 0 | 0 | 0 | 0 | 0 | 0 | 0
[8 empty] | 5132 | August | Summer | Weekday | 0 | 0 | 0 | 0 | 0 | 0 | 0 | 0 | 0 | 0 | 0 | 0 | 0 | 0 | 0 | 0 | 0 | 0 | 0 | 0 | 0 | 0 | 0 | 0 | 0 | 0 | 0 | 0 | 0 | 0
[8 empty] | 5133 | August | Summer | Weekday | 0 | 0 | 0 | 0 | 0 | 0 | 0 | 0 | 0 | 0 | 0 | 0 | 0 | 0 | 0 | 0 | 0 | 0 | 0 | 0 | 0 | 0 | 0 | 0 | 0 | 0 | 0 | 0 | 0 | 0
[8 empty] | 5134 | August | Summer | Weekday | 0 | 0 | 0 | 0 | 0 | 0 | 0 | 0 | 0 | 0 | 0 | 0 | 0 | 0 | 0 | 0 | 0 | 0 | 0 | 0 | 0 | 0 | 0 | 0 | 0 | 0 | 0 | 0 | 0 | 0
[8 empty] | 5135 | August | Summer | Weekday | 0 | 0 | 0 | 0 | 0 | 0 | 0 | 0 | 0 | 0 | 0 | 0 | 0 | 0 | 0 | 0 | 0 | 0 | 0 | 0 | 0 | 0 | 0 | 0 | 0 | 0 | 0 | 0 | 0 | 0
[8 empty] | 5136 | August | Summer | Weekday | 0 | 0 | 0 | 0 | 0 | 0 | 0 | 0 | 0 | 0 | 0 | 0 | 0 | 0 | 0 | 0 | 0 | 0 | 0 | 0 | 0 | 0 | 0 | 0 | 0 | 0 | 0 | 0 | 0 | 0
[8 empty] | 5137 | August | Summer | Weekday | 0 | 0 | 0 | 0 | 0 | 0 | 0 | 0 | 0 | 0 | 0 | 0 | 0 | 0 | 0 | 0 | 0 | 0 | 0 | 0 | 0 | 0 | 0 | 0 | 0 | 4.8 | 4.8 | 0 | 0 | 0
[8 empty] | 5138 | August | Summer | Weekday | 0 | 0 | 0 | 0 | 0 | 0 | 0 | 0 | 0 | 0 | 0 | 0 | 0 | 0 | 0 | 0 | 0 | 0 | 0 | 0 | 0 | 0 | 0 | 0 | 0 | 4.8 | 4.8 | 0 | 0 | 0
[8 empty] | 5139 | August | Summer | Weekday | 0 | 0 | 0 | 0 | 0 | 0 | 0 | 0 | 0 | 0 | 0 | 0 | 0 | 0 | 0 | 0 | 0 | 0 | 0 | 0 | 0 | 0 | 0 | 0 | 0 | 4.8 | 4.8 | 0 | 0 | 0
[8 empty] | 5140 | August | Summer | Weekday | 0 | 0 | 0 | 0 | 0 | 0 | 0 | 0 | 0 | 0 | 0 | 0 | 0 | 0 | 0 | 0 | 0 | 0 | 0 | 0 | 0 | 0 | 0 | 0 | 0 | 4.8 | 4.8 | 0 | 0 | 0
[8 empty] | 5141 | August | Summer | Weekday | 0 | 0 | 0 | 0 | 0 | 0 | 0 | 0 | 0 | 0 | 0 | 0 | 0 | 0 | 0 | 0 | 0 | 0 | 0 | 0 | 0 | 0 | 0 | 0 | 0 | 4.8 | 4.8 | 0 | 0 | 0
[8 empty] | 5142 | August | Summer | Weekday | 0 | 0 | 0 | 0 | 0 | 0 | 0 | 0 | 0 | 0 | 0 | 0 | 0 | 0 | 0 | 0 | 0 | 0 | 0 | 0 | 0 | 0 | 0 | 0 | 0 | 4.8 | 4.8 | 0 | 0 | 0
[8 empty] | 5143 | August | Summer | Weekday | 0 | 0 | 0 | 0 | 0 | 0 | 0 | 0 | 0 | 0 | 0 | 0 | 0 | 0 | 0 | 0 | 0 | 0 | 0 | 0 | 0 | 0 | 0 | 0 | 0 | 1.2 | 1.2 | 0 | 0 | 0
[8 empty] | 5144 | August | Summer | Weekday | 0 | 0 | 0 | 0 | 0 | 0 | 0 | 0 | 0 | 0 | 0 | 0 | 0 | 0 | 0 | 0 | 0 | 0 | 0 | 0 | 0 | 0 | 0 | 0 | 0 | 0 | 0 | 0 | 0 | 0
[8 empty] | 5145 | August | Summer | Weekday | 0 | 0 | 0 | 0 | 0 | 0 | 0 | 0 | 0 | 0 | 0 | 0 | 0 | 0 | 0 | 0 | 0 | 0 | 0 | 0 | 0 | 0 | 0 | 0 | 0 | 0 | 0 | 0 | 0 | 0
[8 empty] | 5146 | August | Summer | Weekday | 0 | 0 | 0 | 0 | 0 | 0 | 0 | 0 | 0 | 0 | 0 | 0 | 0 | 0 | 0 | 0 | 0 | 0 | 0 | 0 | 0 | 0 | 0 | 0 | 0 | 0 | 0 | 0 | 0 | 0
[8 empty] | 5147 | August | Summer | Weekday | 0 | 0 | 0 | 0 | 0 | 0 | 0 | 0 | 0 | 0 | 0 | 0 | 0 | 0 | 0 | 0 | 0 | 0 | 0 | 0 | 0 | 0 | 0 | 0 | 0 | 0 | 0 | 0 | 0 | 0
[8 empty] | 5148 | August | Summer | Weekday | 0 | 0 | 0 | 0 | 0 | 0 | 0 | 0 | 0 | 0 | 0 | 0 | 0 | 0 | 0 | 0 | 0 | 0 | 0 | 0 | 0 | 0 | 0 | 0 | 0 | 0 | 0 | 0 | 0 | 0
[8 empty] | 5149 | August | Summer | Weekday | 0 | 0 | 0 | 0 | 0 | 0 | 0 | 0 | 0 | 0 | 0 | 0 | 0 | 0 | 0 | 0 | 0 | 0 | 0 | 0 | 0 | 0 | 0 | 0 | 0 | 0 | 0 | 0 | 0 | 0
[8 empty] | 5150 | August | Summer | Weekday | 0 | 0 | 0 | 0 | 0 | 0 | 0 | 0 | 0 | 0 | 0 | 0 | 0 | 0 | 0 | 0 | 0 | 0 | 0 | 0 | 0 | 0 | 0 | 0 | 0 | 0 | 0 | 0 | 0 | 0
[8 empty] | 5151 | August | Summer | Weekday | 0 | 0 | 0 | 0 | 0 | 0 | 0 | 0 | 0 | 0 | 0 | 0 | 0 | 0 | 0 | 0 | 0 | 0 | 0 | 0 | 0 | 0 | 0 | 0 | 0 | 0 | 0 | 0 | 0 | 0
[8 empty] | 5152 | August | Summer | Weekday | 0 | 0 | 0 | 0 | 0 | 0 | 0 | 0 | 0 | 0 | 0 | 0 | 0 | 0 | 0 | 0 | 0 | 0 | 0 | 0 | 0 | 0 | 0 | 0 | 0 | 0 | 0 | 0 | 0 | 0
[8 empty] | 5153 | August | Summer | Weekday | 0 | 0 | 0 | 0 | 0 | 0 | 0 | 0 | 0 | 0 | 0 | 0 | 0 | 0 | 0 | 0 | 0 | 0 | 0 | 0 | 0 | 0 | 0 | 0 | 0 | 0 | 0 | 0 | 0 | 0
[8 empty] | 5154 | August | Summer | Weekday | 0 | 0 | 0 | 0 | 0 | 0 | 0 | 0 | 0 | 0 | 0 | 0 | 0 | 0 | 0 | 0 | 0 | 0 | 0 | 0 | 0 | 0 | 0 | 0 | 0 | 0 | 0 | 0 | 0 | 0
[8 empty] | 5155 | August | Summer | Weekday | 0 | 0 | 0 | 0 | 0 | 0 | 0 | 0 | 0 | 0 | 0 | 0 | 0 | 0 | 0 | 0 | 0 | 0 | 0 | 0 | 0 | 0 | 0 | 0 | 0 | 0 | 0 | 0 | 0 | 0
[8 empty] | 5156 | August | Summer | Weekday | 0 | 0 | 0 | 0 | 0 | 0 | 0 | 0 | 0 | 0 | 0 | 0 | 0 | 0 | 0 | 0 | 0 | 0 | 0 | 0 | 0 | 0 | 0 | 0 | 0 | 0 | 0 | 0 | 0 | 0
[8 empty] | 5157 | August | Summer | Weekday | 0 | 0 | 0 | 0 | 0 | 0 | 0 | 0 | 0 | 0 | 0 | 0 | 0 | 0 | 0 | 0 | 0 | 0 | 0 | 0 | 0 | 0 | 0 | 0 | 0 | 0 | 0 | 0 | 0 | 0
[8 empty] | 5158 | August | Summer | Weekday | 0 | 0 | 0 | 0 | 0 | 0 | 0 | 0 | 0 | 0 | 0 | 0 | 0 | 0 | 0 | 0 | 0 | 0 | 0 | 0 | 0 | 0 | 0 | 0 | 0 | 0 | 0 | 0 | 0 | 0
[8 empty] | 5159 | August | Summer | Weekday | 0 | 0 | 0 | 0 | 0 | 0 | 0 | 0 | 0 | 0 | 0 | 0 | 0 | 0 | 0 | 0 | 0 | 0 | 0 | 0 | 0 | 0 | 0 | 0 | 0 | 0 | 0 | 0 | 0 | 0
[8 empty] | 5160 | August | Summer | Weekday | 0 | 0 | 0 | 0 | 0 | 0 | 0 | 0 | 0 | 0 | 0 | 0 | 0 | 0 | 0 | 0 | 0 | 0 | 0 | 0 | 0 | 0 | 0 | 0 | 0 | 0 | 0 | 0 | 0 | 0
[8 empty] | 5161 | August | Summer | Weekday | 0 | 0 | 0 | 0 | 0 | 0 | 0 | 0 | 0 | 0 | 0 | 0 | 0 | 0 | 0 | 0 | 0 | 0 | 0 | 0 | 0 | 0 | 0 | 0 | 0 | 4.8 | 4.8 | 0 | 0 | 0
[8 empty] | 5162 | August | Summer | Weekday | 0 | 0 | 0 | 0 | 0 | 0 | 0 | 0 | 0 | 0 | 0 | 0 | 0 | 0 | 0 | 0 | 0 | 0 | 0 | 0 | 0 | 0 | 0 | 0 | 0 | 4.8 | 4.8 | 0 | 0 | 0
[8 empty] | 5163 | August | Summer | Weekday | 0 | 0 | 0 | 0 | 0 | 0 | 0 | 0 | 0 | 0 | 0 | 0 | 0 | 0 | 0 | 0 | 0 | 0 | 0 | 0 | 0 | 0 | 0 | 0 | 0 | 4.8 | 4.8 | 0 | 0 | 0
[8 empty] | 5164 | August | Summer | Weekday | 0 | 0 | 0 | 0 | 0 | 0 | 0 | 0 | 0 | 0 | 0 | 0 | 0 | 0 | 0 | 0 | 0 | 0 | 0 | 0 | 0 | 0 | 0 | 0 | 0 | 4.8 | 4.8 | 0 | 0 | 0
[8 empty] | 5165 | August | Summer | Weekday | 0 | 0 | 0 | 0 | 0 | 0 | 0 | 0 | 0 | 0 | 0 | 0 | 0 | 0 | 0 | 0 | 0 | 0 | 0 | 0 | 0 | 0 | 0 | 0 | 0 | 4.8 | 4.8 | 0 | 0 | 0
[8 empty] | 5166 | August | Summer | Weekday | 0 | 0 | 0 | 0 | 0 | 0 | 0 | 0 | 0 | 0 | 0 | 0 | 0 | 0 | 0 | 0 | 0 | 0 | 0 | 0 | 0 | 0 | 0 | 0 | 0 | 4.8 | 4.8 | 0 | 0 | 0
[8 empty] | 5167 | August | Summer | Weekday | 0 | 0 | 0 | 0 | 0 | 0 | 0 | 0 | 0 | 0 | 0 | 0 | 0 | 0 | 0 | 0 | 0 | 0 | 0 | 0 | 0 | 0 | 0 | 0 | 0 | 1.2 | 1.2 | 0 | 0 | 0
[8 empty] | 5168 | August | Summer | Weekday | 0 | 0 | 0 | 0 | 0 | 0 | 0 | 0 | 0 | 0 | 0 | 0 | 0 | 0 | 0 | 0 | 0 | 0 | 0 | 0 | 0 | 0 | 0 | 0 | 0 | 0 | 0 | 0 | 0 | 0
[8 empty] | 5169 | August | Summer | Weekday | 0 | 0 | 0 | 0 | 0 | 0 | 0 | 0 | 0 | 0 | 0 | 0 | 0 | 0 | 0 | 0 | 0 | 0 | 0 | 0 | 0 | 0 | 0 | 0 | 0 | 0 | 0 | 0 | 0 | 0
[8 empty] | 5170 | August | Summer | Weekday | 0 | 0 | 0 | 0 | 0 | 0 | 0 | 0 | 0 | 0 | 0 | 0 | 0 | 0 | 0 | 0 | 0 | 0 | 0 | 0 | 0 | 0 | 0 | 0 | 0 | 0 | 0 | 0 | 0 | 0
[8 empty] | 5171 | August | Summer | Weekday | 0 | 0 | 0 | 0 | 0 | 0 | 0 | 0 | 0 | 0 | 0 | 0 | 0 | 0 | 0 | 0 | 0 | 0 | 0 | 0 | 0 | 0 | 0 | 0 | 0 | 0 | 0 | 0 | 0 | 0
[8 empty] | 5172 | August | Summer | Weekday | 0 | 0 | 0 | 0 | 0 | 0 | 0 | 0 | 0 | 0 | 0 | 0 | 0 | 0 | 0 | 0 | 0 | 0 | 0 | 0 | 0 | 0 | 0 | 0 | 0 | 0 | 0 | 0 | 0 | 0
[8 empty] | 5173 | August | Summer | Weekday | 0 | 0 | 0 | 0 | 0 | 0 | 0 | 0 | 0 | 0 | 0 | 0 | 0 | 0 | 0 | 0 | 0 | 0 | 0 | 0 | 0 | 0 | 0 | 0 | 0 | 0 | 0 | 0 | 0 | 0
[8 empty] | 5174 | August | Summer | Weekday | 0 | 0 | 0 | 0 | 0 | 0 | 0 | 0 | 0 | 0 | 0 | 0 | 0 | 0 | 0 | 0 | 0 | 0 | 0 | 0 | 0 | 0 | 0 | 0 | 0 | 0 | 0 | 0 | 0 | 0
[8 empty] | 5175 | August | Summer | Weekday | 0 | 0 | 0 | 0 | 0 | 0 | 0 | 0 | 0 | 0 | 0 | 0 | 0 | 0 | 0 | 0 | 0 | 0 | 0 | 0 | 0 | 0 | 0 | 0 | 0 | 0 | 0 | 0 | 0 | 0
[8 empty] | 5176 | August | Summer | Weekday | 0 | 0 | 0 | 0 | 0 | 0 | 0 | 0 | 0 | 0 | 0 | 0 | 0 | 0 | 0 | 0 | 0 | 0 | 0 | 0 | 0 | 0 | 0 | 0 | 0 | 0 | 0 | 0 | 0 | 0
[8 empty] | 5177 | August | Summer | Weekday | 0 | 0 | 0 | 0 | 0 | 0 | 0 | 0 | 0 | 0 | 0 | 0 | 0 | 0 | 0 | 0 | 0 | 0 | 0 | 0 | 0 | 0 | 0 | 0 | 0 | 0 | 0 | 0 | 0 | 0
[8 empty] | 5178 | August | Summer | Weekday | 0 | 0 | 0 | 0 | 0 | 0 | 0 | 0 | 0 | 0 | 0 | 0 | 0 | 0 | 0 | 0 | 0 | 0 | 0 | 0 | 0 | 0 | 0 | 0 | 0 | 0 | 0 | 0 | 0 | 0
[8 empty] | 5179 | August | Summer | Weekday | 0 | 0 | 0 | 0 | 0 | 0 | 0 | 0 | 0 | 0 | 0 | 0 | 0 | 0 | 0 | 0 | 0 | 0 | 0 | 0 | 0 | 0 | 0 | 0 | 0 | 0 | 0 | 0 | 0 | 0
[8 empty] | 5180 | August | Summer | Weekday | 0 | 0 | 0 | 0 | 0 | 0 | 0 | 0 | 0 | 0 | 0 | 0 | 0 | 0 | 0 | 0 | 0 | 0 | 0 | 0 | 0 | 0 | 0 | 0 | 0 | 0 | 0 | 0 | 0 | 0
[8 empty] | 5181 | August | Summer | Weekday | 0 | 0 | 0 | 0 | 0 | 0 | 0 | 0 | 0 | 0 | 0 | 0 | 0 | 0 | 0 | 0 | 0 | 0 | 0 | 0 | 0 | 0 | 0 | 0 | 0 | 0 | 0 | 0 | 0 | 0
[8 empty] | 5182 | August | Summer | Weekday | 0 | 0 | 0 | 0 | 0 | 0 | 0 | 0 | 0 | 0 | 0 | 0 | 0 | 0 | 0 | 0 | 0 | 0 | 0 | 0 | 0 | 0 | 0 | 0 | 0 | 0 | 0 | 0 | 0 | 0
[8 empty] | 5183 | August | Summer | Weekday | 0 | 0 | 0 | 0 | 0 | 0 | 0 | 0 | 0 | 0 | 0 | 0 | 0 | 0 | 0 | 0 | 0 | 0 | 0 | 0 | 0 | 0 | 0 | 0 | 0 | 0 | 0 | 0 | 0 | 0
[8 empty] | 5184 | August | Summer | Weekday | 0 | 0 | 0 | 0 | 0 | 0 | 0 | 0 | 0 | 0 | 0 | 0 | 0 | 0 | 0 | 0 | 0 | 0 | 0 | 0 | 0 | 0 | 0 | 0 | 0 | 0 | 0 | 0 | 0 | 0
[8 empty] | 5185 | August | Summer | Weekend | 0 | 0 | 0 | 0 | 0 | 0 | 0 | 0 | 0 | 0 | 0 | 0 | 0 | 0 | 0 | 0 | 0 | 0 | 0 | 0 | 0 | 0 | 0 | 0 | 0 | 4.8 | 4.8 | 0 | 0 | 0
[8 empty] | 5186 | August | Summer | Weekend | 0 | 0 | 0 | 0 | 0 | 0 | 0 | 0 | 0 | 0 | 0 | 0 | 0 | 0 | 0 | 0 | 0 | 0 | 0 | 0 | 0 | 0 | 0 | 0 | 0 | 4.8 | 4.8 | 0 | 0 | 0
[8 empty] | 5187 | August | Summer | Weekend | 0 | 0 | 0 | 0 | 0 | 0 | 0 | 0 | 0 | 0 | 0 | 0 | 0 | 0 | 0 | 0 | 0 | 0 | 0 | 0 | 0 | 0 | 0 | 0 | 0 | 4.8 | 4.8 | 0 | 0 | 0
[8 empty] | 5188 | August | Summer | Weekend | 0 | 0 | 0 | 0 | 0 | 0 | 0 | 0 | 0 | 0 | 0 | 0 | 0 | 0 | 0 | 0 | 0 | 0 | 0 | 0 | 0 | 0 | 0 | 0 | 0 | 4.8 | 4.8 | 0 | 0 | 0
[8 empty] | 5189 | August | Summer | Weekend | 0 | 0 | 0 | 0 | 0 | 0 | 0 | 0 | 0 | 0 | 0 | 0 | 0 | 0 | 0 | 0 | 0 | 0 | 0 | 0 | 0 | 0 | 0 | 0 | 0 | 4.8 | 4.8 | 0 | 0 | 0
[8 empty] | 5190 | August | Summer | Weekend | 0 | 0 | 0 | 0 | 0 | 0 | 0 | 0 | 0 | 0 | 0 | 0 | 0 | 0 | 0 | 0 | 0 | 0 | 0 | 0 | 0 | 0 | 0 | 0 | 0 | 4.8 | 4.8 | 0 | 0 | 0
[8 empty] | 5191 | August | Summer | Weekend | 0 | 0 | 0 | 0 | 0 | 0 | 0 | 0 | 0 | 0 | 0 | 0 | 0 | 0 | 0 | 0 | 0 | 0 | 0 | 0 | 0 | 0 | 0 | 0 | 0 | 1.2 | 1.2 | 0 | 0 | 0
[8 empty] | 5192 | August | Summer | Weekend | 0 | 0 | 0 | 0 | 0 | 0 | 0 | 0 | 0 | 0 | 0 | 0 | 0 | 0 | 0 | 0 | 0 | 0 | 0 | 0 | 0 | 0 | 0 | 0 | 0 | 0 | 0 | 0 | 0 | 0
[8 empty] | 5193 | August | Summer | Weekend | 0 | 0 | 0 | 0 | 0 | 0 | 0 | 0 | 0 | 0 | 0 | 0 | 0 | 0 | 0 | 0 | 0 | 0 | 0 | 0 | 0 | 0 | 0 | 0 | 0 | 0 | 0 | 0 | 0 | 0
[8 empty] | 5194 | August | Summer | Weekend | 0 | 0 | 0 | 0 | 0 | 0 | 0 | 0 | 0 | 0 | 0 | 0 | 0 | 0 | 0 | 0 | 0 | 0 | 0 | 0 | 0 | 0 | 0 | 0 | 0 | 0 | 0 | 0 | 0 | 0
[8 empty] | 5195 | August | Summer | Weekend | 0 | 0 | 0 | 0 | 0 | 0 | 0 | 0 | 0 | 0 | 0 | 0 | 0 | 0 | 0 | 0 | 0 | 0 | 0 | 0 | 0 | 0 | 0 | 0 | 0 | 0 | 0 | 0 | 0 | 0
[8 empty] | 5196 | August | Summer | Weekend | 0 | 0 | 0 | 0 | 0 | 0 | 0 | 0 | 0 | 0 | 0 | 0 | 0 | 0 | 0 | 0 | 0 | 0 | 0 | 0 | 0 | 0 | 0 | 0 | 0 | 0 | 0 | 0 | 0 | 0
[8 empty] | 5197 | August | Summer | Weekend | 0 | 0 | 0 | 0 | 0 | 0 | 0 | 0 | 0 | 0 | 0 | 0 | 0 | 0 | 0 | 0 | 0 | 0 | 0 | 0 | 0 | 0 | 0 | 0 | 0 | 0 | 0 | 0 | 0 | 0
[8 empty] | 5198 | August | Summer | Weekend | 0 | 0 | 0 | 0 | 0 | 0 | 0 | 0 | 0 | 0 | 0 | 0 | 0 | 0 | 0 | 0 | 0 | 0 | 0 | 0 | 0 | 0 | 0 | 0 | 0 | 0 | 0 | 0 | 0 | 0
[8 empty] | 5199 | August | Summer | Weekend | 0 | 0 | 0 | 0 | 0 | 0 | 0 | 0 | 0 | 0 | 0 | 0 | 0 | 0 | 0 | 0 | 0 | 0 | 0 | 0 | 0 | 0 | 0 | 0 | 0 | 0 | 0 | 0 | 0 | 0
[8 empty] | 5200 | August | Summer | Weekend | 0 | 0 | 0 | 0 | 0 | 0 | 0 | 0 | 0 | 0 | 0 | 0 | 0 | 0 | 0 | 0 | 0 | 0 | 0 | 0 | 0 | 0 | 0 | 0 | 0 | 0 | 0 | 0 | 0 | 0
[8 empty] | 5201 | August | Summer | Weekend | 0 | 0 | 0 | 0 | 0 | 0 | 0 | 0 | 0 | 0 | 0 | 0 | 0 | 0 | 0 | 0 | 0 | 0 | 0 | 0 | 0 | 0 | 0 | 0 | 0 | 0 | 0 | 0 | 0 | 0
[8 empty] | 5202 | August | Summer | Weekend | 0 | 0 | 0 | 0 | 0 | 0 | 0 | 0 | 0 | 0 | 0 | 0 | 0 | 0 | 0 | 0 | 0 | 0 | 0 | 0 | 0 | 0 | 0 | 0 | 0 | 0 | 0 | 0 | 0 | 0
[8 empty] | 5203 | August | Summer | Weekend | 0 | 0 | 0 | 0 | 0 | 0 | 0 | 0 | 0 | 0 | 0 | 0 | 0 | 0 | 0 | 0 | 0 | 0 | 0 | 0 | 0 | 0 | 0 | 0 | 0 | 0 | 0 | 0 | 0 | 0
[8 empty] | 5204 | August | Summer | Weekend | 0 | 0 | 0 | 0 | 0 | 0 | 0 | 0 | 0 | 0 | 0 | 0 | 0 | 0 | 0 | 0 | 0 | 0 | 0 | 0 | 0 | 0 | 0 | 0 | 0 | 0 | 0 | 0 | 0 | 0
[8 empty] | 5205 | August | Summer | Weekend | 0 | 0 | 0 | 0 | 0 | 0 | 0 | 0 | 0 | 0 | 0 | 0 | 0 | 0 | 0 | 0 | 0 | 0 | 0 | 0 | 0 | 0 | 0 | 0 | 0 | 0 | 0 | 0 | 0 | 0
[8 empty] | 5206 | August | Summer | Weekend | 0 | 0 | 0 | 0 | 0 | 0 | 0 | 0 | 0 | 0 | 0 | 0 | 0 | 0 | 0 | 0 | 0 | 0 | 0 | 0 | 0 | 0 | 0 | 0 | 0 | 0 | 0 | 0 | 0 | 0
[8 empty] | 5207 | August | Summer | Weekend | 0 | 0 | 0 | 0 | 0 | 0 | 0 | 0 | 0 | 0 | 0 | 0 | 0 | 0 | 0 | 0 | 0 | 0 | 0 | 0 | 0 | 0 | 0 | 0 | 0 | 0 | 0 | 0 | 0 | 0
[8 empty] | 5208 | August | Summer | Weekend | 0 | 0 | 0 | 0 | 0 | 0 | 0 | 0 | 0 | 0 | 0 | 0 | 0 | 0 | 0 | 0 | 0 | 0 | 0 | 0 | 0 | 0 | 0 | 0 | 0 | 0 | 0 | 0 | 0 | 0
[8 empty] | 5209 | August | Summer | Weekend | 0 | 0 | 0 | 0 | 0 | 0 | 0 | 0 | 0 | 0 | 0 | 0 | 0 | 0 | 0 | 0 | 0 | 0 | 0 | 0 | 0 | 0 | 0 | 0 | 0 | 4.8 | 4.8 | 0 | 0 | 0
[8 empty] | 5210 | August | Summer | Weekend | 0 | 0 | 0 | 0 | 0 | 0 | 0 | 0 | 0 | 0 | 0 | 0 | 0 | 0 | 0 | 0 | 0 | 0 | 0 | 0 | 0 | 0 | 0 | 0 | 0 | 4.8 | 4.8 | 0 | 0 | 0
[8 empty] | 5211 | August | Summer | Weekend | 0 | 0 | 0 | 0 | 0 | 0 | 0 | 0 | 0 | 0 | 0 | 0 | 0 | 0 | 0 | 0 | 0 | 0 | 0 | 0 | 0 | 0 | 0 | 0 | 0 | 4.8 | 4.8 | 0 | 0 | 0
[8 empty] | 5212 | August | Summer | Weekend | 0 | 0 | 0 | 0 | 0 | 0 | 0 | 0 | 0 | 0 | 0 | 0 | 0 | 0 | 0 | 0 | 0 | 0 | 0 | 0 | 0 | 0 | 0 | 0 | 0 | 4.8 | 4.8 | 0 | 0 | 0
[8 empty] | 5213 | August | Summer | Weekend | 0 | 0 | 0 | 0 | 0 | 0 | 0 | 0 | 0 | 0 | 0 | 0 | 0 | 0 | 0 | 0 | 0 | 0 | 0 | 0 | 0 | 0 | 0 | 0 | 0 | 4.8 | 4.8 | 0 | 0 | 0
[8 empty] | 5214 | August | Summer | Weekend | 0 | 0 | 0 | 0 | 0 | 0 | 0 | 0 | 0 | 0 | 0 | 0 | 0 | 0 | 0 | 0 | 0 | 0 | 0 | 0 | 0 | 0 | 0 | 0 | 0 | 4.8 | 4.8 | 0 | 0 | 0
[8 empty] | 5215 | August | Summer | Weekend | 0 | 0 | 0 | 0 | 0 | 0 | 0 | 0 | 0 | 0 | 0 | 0 | 0 | 0 | 0 | 0 | 0 | 0 | 0 | 0 | 0 | 0 | 0 | 0 | 0 | 1.2 | 1.2 | 0 | 0 | 0
[8 empty] | 5216 | August | Summer | Weekend | 0 | 0 | 0 | 0 | 0 | 0 | 0 | 0 | 0 | 0 | 0 | 0 | 0 | 0 | 0 | 0 | 0 | 0 | 0 | 0 | 0 | 0 | 0 | 0 | 0 | 0 | 0 | 0 | 0 | 0
[8 empty] | 5217 | August | Summer | Weekend | 0 | 0 | 0 | 0 | 0 | 0 | 0 | 0 | 0 | 0 | 0 | 0 | 0 | 0 | 0 | 0 | 0 | 0 | 0 | 0 | 0 | 0 | 0 | 0 | 0 | 0 | 0 | 0 | 0 | 0
[8 empty] | 5218 | August | Summer | Weekend | 0 | 0 | 0 | 0 | 0 | 0 | 0 | 0 | 0 | 0 | 0 | 0 | 0 | 0 | 0 | 0 | 0 | 0 | 0 | 0 | 0 | 0 | 0 | 0 | 0 | 0 | 0 | 0 | 0 | 0
[8 empty] | 5219 | August | Summer | Weekend | 0 | 0 | 0 | 0 | 0 | 0 | 0 | 0 | 0 | 0 | 0 | 0 | 0 | 0 | 0 | 0 | 0 | 0 | 0 | 0 | 0 | 0 | 0 | 0 | 0 | 0 | 0 | 0 | 0 | 0
[8 empty] | 5220 | August | Summer | Weekend | 0 | 0 | 0 | 0 | 0 | 0 | 0 | 0 | 0 | 0 | 0 | 0 | 0 | 0 | 0 | 0 | 0 | 0 | 0 | 0 | 0 | 0 | 0 | 0 | 0 | 0 | 0 | 0 | 0 | 0
[8 empty] | 5221 | August | Summer | Weekend | 0 | 0 | 0 | 0 | 0 | 0 | 0 | 0 | 0 | 0 | 0 | 0 | 0 | 0 | 0 | 0 | 0 | 0 | 0 | 0 | 0 | 0 | 0 | 0 | 0 | 0 | 0 | 0 | 0 | 0
[8 empty] | 5222 | August | Summer | Weekend | 0 | 0 | 0 | 0 | 0 | 0 | 0 | 0 | 0 | 0 | 0 | 0 | 0 | 0 | 0 | 0 | 0 | 0 | 0 | 0 | 0 | 0 | 0 | 0 | 0 | 0 | 0 | 0 | 0 | 0
[8 empty] | 5223 | August | Summer | Weekend | 0 | 0 | 0 | 0 | 0 | 0 | 0 | 0 | 0 | 0 | 0 | 0 | 0 | 0 | 0 | 0 | 0 | 0 | 0 | 0 | 0 | 0 | 0 | 0 | 0 | 0 | 0 | 0 | 0 | 0
[8 empty] | 5224 | August | Summer | Weekend | 0 | 0 | 0 | 0 | 0 | 0 | 0 | 0 | 0 | 0 | 0 | 0 | 0 | 0 | 0 | 0 | 0 | 0 | 0 | 0 | 0 | 0 | 0 | 0 | 0 | 0 | 0 | 0 | 0 | 0
[8 empty] | 5225 | August | Summer | Weekend | 0 | 0 | 0 | 0 | 0 | 0 | 0 | 0 | 0 | 0 | 0 | 0 | 0 | 0 | 0 | 0 | 0 | 0 | 0 | 0 | 0 | 0 | 0 | 0 | 0 | 0 | 0 | 0 | 0 | 0
[8 empty] | 5226 | August | Summer | Weekend | 0 | 0 | 0 | 0 | 0 | 0 | 0 | 0 | 0 | 0 | 0 | 0 | 0 | 0 | 0 | 0 | 0 | 0 | 0 | 0 | 0 | 0 | 0 | 0 | 0 | 0 | 0 | 0 | 0 | 0
[8 empty] | 5227 | August | Summer | Weekend | 0 | 0 | 0 | 0 | 0 | 0 | 0 | 0 | 0 | 0 | 0 | 0 | 0 | 0 | 0 | 0 | 0 | 0 | 0 | 0 | 0 | 0 | 0 | 0 | 0 | 0 | 0 | 0 | 0 | 0
[8 empty] | 5228 | August | Summer | Weekend | 0 | 0 | 0 | 0 | 0 | 0 | 0 | 0 | 0 | 0 | 0 | 0 | 0 | 0 | 0 | 0 | 0 | 0 | 0 | 0 | 0 | 0 | 0 | 0 | 0 | 0 | 0 | 0 | 0 | 0
[8 empty] | 5229 | August | Summer | Weekend | 0 | 0 | 0 | 0 | 0 | 0 | 0 | 0 | 0 | 0 | 0 | 0 | 0 | 0 | 0 | 0 | 0 | 0 | 0 | 0 | 0 | 0 | 0 | 0 | 0 | 0 | 0 | 0 | 0 | 0
[8 empty] | 5230 | August | Summer | Weekend | 0 | 0 | 0 | 0 | 0 | 0 | 0 | 0 | 0 | 0 | 0 | 0 | 0 | 0 | 0 | 0 | 0 | 0 | 0 | 0 | 0 | 0 | 0 | 0 | 0 | 0 | 0 | 0 | 0 | 0
[8 empty] | 5231 | August | Summer | Weekend | 0 | 0 | 0 | 0 | 0 | 0 | 0 | 0 | 0 | 0 | 0 | 0 | 0 | 0 | 0 | 0 | 0 | 0 | 0 | 0 | 0 | 0 | 0 | 0 | 0 | 0 | 0 | 0 | 0 | 0
[8 empty] | 5232 | August | Summer | Weekend | 0 | 0 | 0 | 0 | 0 | 0 | 0 | 0 | 0 | 0 | 0 | 0 | 0 | 0 | 0 | 0 | 0 | 0 | 0 | 0 | 0 | 0 | 0 | 0 | 0 | 0 | 0 | 0 | 0 | 0
[8 empty] | 5233 | August | Summer | Weekday | 0 | 0 | 0 | 0 | 0 | 0 | 0 | 0 | 0 | 0 | 0 | 0 | 0 | 0 | 0 | 0 | 0 | 0 | 0 | 0 | 0 | 0 | 0 | 0 | 0 | 4.8 | 4.8 | 0 | 0 | 0
[8 empty] | 5234 | August | Summer | Weekday | 0 | 0 | 0 | 0 | 0 | 0 | 0 | 0 | 0 | 0 | 0 | 0 | 0 | 0 | 0 | 0 | 0 | 0 | 0 | 0 | 0 | 0 | 0 | 0 | 0 | 4.8 | 4.8 | 0 | 0 | 0
[8 empty] | 5235 | August | Summer | Weekday | 0 | 0 | 0 | 0 | 0 | 0 | 0 | 0 | 0 | 0 | 0 | 0 | 0 | 0 | 0 | 0 | 0 | 0 | 0 | 0 | 0 | 0 | 0 | 0 | 0 | 4.8 | 4.8 | 0 | 0 | 0
[8 empty] | 5236 | August | Summer | Weekday | 0 | 0 | 0 | 0 | 0 | 0 | 0 | 0 | 0 | 0 | 0 | 0 | 0 | 0 | 0 | 0 | 0 | 0 | 0 | 0 | 0 | 0 | 0 | 0 | 0 | 4.8 | 4.8 | 0 | 0 | 0
[8 empty] | 5237 | August | Summer | Weekday | 0 | 0 | 0 | 0 | 0 | 0 | 0 | 0 | 0 | 0 | 0 | 0 | 0 | 0 | 0 | 0 | 0 | 0 | 0 | 0 | 0 | 0 | 0 | 0 | 0 | 4.8 | 4.8 | 0 | 0 | 0
[8 empty] | 5238 | August | Summer | Weekday | 0 | 0 | 0 | 0 | 0 | 0 | 0 | 0 | 0 | 0 | 0 | 0 | 0 | 0 | 0 | 0 | 0 | 0 | 0 | 0 | 0 | 0 | 0 | 0 | 0 | 4.8 | 4.8 | 0 | 0 | 0
[8 empty] | 5239 | August | Summer | Weekday | 0 | 0 | 0 | 0 | 0 | 0 | 0 | 0 | 0 | 0 | 0 | 0 | 0 | 0 | 0 | 0 | 0 | 0 | 0 | 0 | 0 | 0 | 0 | 0 | 0 | 1.2 | 1.2 | 0 | 0 | 0
[8 empty] | 5240 | August | Summer | Weekday | 0 | 0 | 0 | 0 | 0 | 0 | 0 | 0 | 0 | 0 | 0 | 0 | 0 | 0 | 0 | 0 | 0 | 0 | 0 | 0 | 0 | 0 | 0 | 0 | 0 | 0 | 0 | 0 | 0 | 0
[8 empty] | 5241 | August | Summer | Weekday | 0 | 0 | 0 | 0 | 0 | 0 | 0 | 0 | 0 | 0 | 0 | 0 | 0 | 0 | 0 | 0 | 0 | 0 | 0 | 0 | 0 | 0 | 0 | 0 | 0 | 0 | 0 | 0 | 0 | 0
[8 empty] | 5242 | August | Summer | Weekday | 0 | 0 | 0 | 0 | 0 | 0 | 0 | 0 | 0 | 0 | 0 | 0 | 0 | 0 | 0 | 0 | 0 | 0 | 0 | 0 | 0 | 0 | 0 | 0 | 0 | 0 | 0 | 0 | 0 | 0
[8 empty] | 5243 | August | Summer | Weekday | 0 | 0 | 0 | 0 | 0 | 0 | 0 | 0 | 0 | 0 | 0 | 0 | 0 | 0 | 0 | 0 | 0 | 0 | 0 | 0 | 0 | 0 | 0 | 0 | 0 | 0 | 0 | 0 | 0 | 0
[8 empty] | 5244 | August | Summer | Weekday | 0 | 0 | 0 | 0 | 0 | 0 | 0 | 0 | 0 | 0 | 0 | 0 | 0 | 0 | 0 | 0 | 0 | 0 | 0 | 0 | 0 | 0 | 0 | 0 | 0 | 0 | 0 | 0 | 0 | 0
[8 empty] | 5245 | August | Summer | Weekday | 0 | 0 | 0 | 0 | 0 | 0 | 0 | 0 | 0 | 0 | 0 | 0 | 0 | 0 | 0 | 0 | 0 | 0 | 0 | 0 | 0 | 0 | 0 | 0 | 0 | 0 | 0 | 0 | 0 | 0
[8 empty] | 5246 | August | Summer | Weekday | 0 | 0 | 0 | 0 | 0 | 0 | 0 | 0 | 0 | 0 | 0 | 0 | 0 | 0 | 0 | 0 | 0 | 0 | 0 | 0 | 0 | 0 | 0 | 0 | 0 | 0 | 0 | 0 | 0 | 0
[8 empty] | 5247 | August | Summer | Weekday | 0 | 0 | 0 | 0 | 0 | 0 | 0 | 0 | 0 | 0 | 0 | 0 | 0 | 0 | 0 | 0 | 0 | 0 | 0 | 0 | 0 | 0 | 0 | 0 | 0 | 0 | 0 | 0 | 0 | 0
[8 empty] | 5248 | August | Summer | Weekday | 0 | 0 | 0 | 0 | 0 | 0 | 0 | 0 | 0 | 0 | 0 | 0 | 0 | 0 | 0 | 0 | 0 | 0 | 0 | 0 | 0 | 0 | 0 | 0 | 0 | 0 | 0 | 0 | 0 | 0
[8 empty] | 5249 | August | Summer | Weekday | 0 | 0 | 0 | 0 | 0 | 0 | 0 | 0 | 0 | 0 | 0 | 0 | 0 | 0 | 0 | 0 | 0 | 0 | 0 | 0 | 0 | 0 | 0 | 0 | 0 | 0 | 0 | 0 | 0 | 0
[8 empty] | 5250 | August | Summer | Weekday | 0 | 0 | 0 | 0 | 0 | 0 | 0 | 0 | 0 | 0 | 0 | 0 | 0 | 0 | 0 | 0 | 0 | 0 | 0 | 0 | 0 | 0 | 0 | 0 | 0 | 0 | 0 | 0 | 0 | 0
[8 empty] | 5251 | August | Summer | Weekday | 0 | 0 | 0 | 0 | 0 | 0 | 0 | 0 | 0 | 0 | 0 | 0 | 0 | 0 | 0 | 0 | 0 | 0 | 0 | 0 | 0 | 0 | 0 | 0 | 0 | 0 | 0 | 0 | 0 | 0
[8 empty] | 5252 | August | Summer | Weekday | 0 | 0 | 0 | 0 | 0 | 0 | 0 | 0 | 0 | 0 | 0 | 0 | 0 | 0 | 0 | 0 | 0 | 0 | 0 | 0 | 0 | 0 | 0 | 0 | 0 | 0 | 0 | 0 | 0 | 0
[8 empty] | 5253 | August | Summer | Weekday | 0 | 0 | 0 | 0 | 0 | 0 | 0 | 0 | 0 | 0 | 0 | 0 | 0 | 0 | 0 | 0 | 0 | 0 | 0 | 0 | 0 | 0 | 0 | 0 | 0 | 0 | 0 | 0 | 0 | 0
[8 empty] | 5254 | August | Summer | Weekday | 0 | 0 | 0 | 0 | 0 | 0 | 0 | 0 | 0 | 0 | 0 | 0 | 0 | 0 | 0 | 0 | 0 | 0 | 0 | 0 | 0 | 0 | 0 | 0 | 0 | 0 | 0 | 0 | 0 | 0
[8 empty] | 5255 | August | Summer | Weekday | 0 | 0 | 0 | 0 | 0 | 0 | 0 | 0 | 0 | 0 | 0 | 0 | 0 | 0 | 0 | 0 | 0 | 0 | 0 | 0 | 0 | 0 | 0 | 0 | 0 | 0 | 0 | 0 | 0 | 0
[8 empty] | 5256 | August | Summer | Weekday | 0 | 0 | 0 | 0 | 0 | 0 | 0 | 0 | 0 | 0 | 0 | 0 | 0 | 0 | 0 | 0 | 0 | 0 | 0 | 0 | 0 | 0 | 0 | 0 | 0 | 0 | 0 | 0 | 0 | 0
[8 empty] | 5257 | August | Summer | Weekday | 0 | 0 | 0 | 0 | 0 | 0 | 0 | 0 | 0 | 0 | 0 | 0 | 0 | 0 | 0 | 0 | 0 | 0 | 0 | 0 | 0 | 0 | 0 | 0 | 0 | 4.8 | 4.8 | 0 | 0 | 0
[8 empty] | 5258 | August | Summer | Weekday | 0 | 0 | 0 | 0 | 0 | 0 | 0 | 0 | 0 | 0 | 0 | 0 | 0 | 0 | 0 | 0 | 0 | 0 | 0 | 0 | 0 | 0 | 0 | 0 | 0 | 4.8 | 4.8 | 0 | 0 | 0
[8 empty] | 5259 | August | Summer | Weekday | 0 | 0 | 0 | 0 | 0 | 0 | 0 | 0 | 0 | 0 | 0 | 0 | 0 | 0 | 0 | 0 | 0 | 0 | 0 | 0 | 0 | 0 | 0 | 0 | 0 | 4.8 | 4.8 | 0 | 0 | 0
[8 empty] | 5260 | August | Summer | Weekday | 0 | 0 | 0 | 0 | 0 | 0 | 0 | 0 | 0 | 0 | 0 | 0 | 0 | 0 | 0 | 0 | 0 | 0 | 0 | 0 | 0 | 0 | 0 | 0 | 0 | 4.8 | 4.8 | 0 | 0 | 0
[8 empty] | 5261 | August | Summer | Weekday | 0 | 0 | 0 | 0 | 0 | 0 | 0 | 0 | 0 | 0 | 0 | 0 | 0 | 0 | 0 | 0 | 0 | 0 | 0 | 0 | 0 | 0 | 0 | 0 | 0 | 4.8 | 4.8 | 0 | 0 | 0
[8 empty] | 5262 | August | Summer | Weekday | 0 | 0 | 0 | 0 | 0 | 0 | 0 | 0 | 0 | 0 | 0 | 0 | 0 | 0 | 0 | 0 | 0 | 0 | 0 | 0 | 0 | 0 | 0 | 0 | 0 | 4.8 | 4.8 | 0 | 0 | 0
[8 empty] | 5263 | August | Summer | Weekday | 0 | 0 | 0 | 0 | 0 | 0 | 0 | 0 | 0 | 0 | 0 | 0 | 0 | 0 | 0 | 0 | 0 | 0 | 0 | 0 | 0 | 0 | 0 | 0 | 0 | 1.2 | 1.2 | 0 | 0 | 0
[8 empty] | 5264 | August | Summer | Weekday | 0 | 0 | 0 | 0 | 0 | 0 | 0 | 0 | 0 | 0 | 0 | 0 | 0 | 0 | 0 | 0 | 0 | 0 | 0 | 0 | 0 | 0 | 0 | 0 | 0 | 0 | 0 | 0 | 0 | 0
[8 empty] | 5265 | August | Summer | Weekday | 0 | 0 | 0 | 0 | 0 | 0 | 0 | 0 | 0 | 0 | 0 | 0 | 0 | 0 | 0 | 0 | 0 | 0 | 0 | 0 | 0 | 0 | 0 | 0 | 0 | 0 | 0 | 0 | 0 | 0
[8 empty] | 5266 | August | Summer | Weekday | 0 | 0 | 0 | 0 | 0 | 0 | 0 | 0 | 0 | 0 | 0 | 0 | 0 | 0 | 0 | 0 | 0 | 0 | 0 | 0 | 0 | 0 | 0 | 0 | 0 | 0 | 0 | 0 | 0 | 0
[8 empty] | 5267 | August | Summer | Weekday | 0 | 0 | 0 | 0 | 0 | 0 | 0 | 0 | 0 | 0 | 0 | 0 | 0 | 0 | 0 | 0 | 0 | 0 | 0 | 0 | 0 | 0 | 0 | 0 | 0 | 0 | 0 | 0 | 0 | 0
[8 empty] | 5268 | August | Summer | Weekday | 0 | 0 | 0 | 0 | 0 | 0 | 0 | 0 | 0 | 0 | 0 | 0 | 0 | 0 | 0 | 0 | 0 | 0 | 0 | 0 | 0 | 0 | 0 | 0 | 0 | 0 | 0 | 0 | 0 | 0
[8 empty] | 5269 | August | Summer | Weekday | 0 | 0 | 0 | 0 | 0 | 0 | 0 | 0 | 0 | 0 | 0 | 0 | 0 | 0 | 0 | 0 | 0 | 0 | 0 | 0 | 0 | 0 | 0 | 0 | 0 | 0 | 0 | 0 | 0 | 0
[8 empty] | 5270 | August | Summer | Weekday | 0 | 0 | 0 | 0 | 0 | 0 | 0 | 0 | 0 | 0 | 0 | 0 | 0 | 0 | 0 | 0 | 0 | 0 | 0 | 0 | 0 | 0 | 0 | 0 | 0 | 0 | 0 | 0 | 0 | 0
[8 empty] | 5271 | August | Summer | Weekday | 0 | 0 | 0 | 0 | 0 | 0 | 0 | 0 | 0 | 0 | 0 | 0 | 0 | 0 | 0 | 0 | 0 | 0 | 0 | 0 | 0 | 0 | 0 | 0 | 0 | 0 | 0 | 0 | 0 | 0
[8 empty] | 5272 | August | Summer | Weekday | 0 | 0 | 0 | 0 | 0 | 0 | 0 | 0 | 0 | 0 | 0 | 0 | 0 | 0 | 0 | 0 | 0 | 0 | 0 | 0 | 0 | 0 | 0 | 0 | 0 | 0 | 0 | 0 | 0 | 0
[8 empty] | 5273 | August | Summer | Weekday | 0 | 0 | 0 | 0 | 0 | 0 | 0 | 0 | 0 | 0 | 0 | 0 | 0 | 0 | 0 | 0 | 0 | 0 | 0 | 0 | 0 | 0 | 0 | 0 | 0 | 0 | 0 | 0 | 0 | 0
[8 empty] | 5274 | August | Summer | Weekday | 0 | 0 | 0 | 0 | 0 | 0 | 0 | 0 | 0 | 0 | 0 | 0 | 0 | 0 | 0 | 0 | 0 | 0 | 0 | 0 | 0 | 0 | 0 | 0 | 0 | 0 | 0 | 0 | 0 | 0
[8 empty] | 5275 | August | Summer | Weekday | 0 | 0 | 0 | 0 | 0 | 0 | 0 | 0 | 0 | 0 | 0 | 0 | 0 | 0 | 0 | 0 | 0 | 0 | 0 | 0 | 0 | 0 | 0 | 0 | 0 | 0 | 0 | 0 | 0 | 0
[8 empty] | 5276 | August | Summer | Weekday | 0 | 0 | 0 | 0 | 0 | 0 | 0 | 0 | 0 | 0 | 0 | 0 | 0 | 0 | 0 | 0 | 0 | 0 | 0 | 0 | 0 | 0 | 0 | 0 | 0 | 0 | 0 | 0 | 0 | 0
[8 empty] | 5277 | August | Summer | Weekday | 0 | 0 | 0 | 0 | 0 | 0 | 0 | 0 | 0 | 0 | 0 | 0 | 0 | 0 | 0 | 0 | 0 | 0 | 0 | 0 | 0 | 0 | 0 | 0 | 0 | 0 | 0 | 0 | 0 | 0
[8 empty] | 5278 | August | Summer | Weekday | 0 | 0 | 0 | 0 | 0 | 0 | 0 | 0 | 0 | 0 | 0 | 0 | 0 | 0 | 0 | 0 | 0 | 0 | 0 | 0 | 0 | 0 | 0 | 0 | 0 | 0 | 0 | 0 | 0 | 0
[8 empty] | 5279 | August | Summer | Weekday | 0 | 0 | 0 | 0 | 0 | 0 | 0 | 0 | 0 | 0 | 0 | 0 | 0 | 0 | 0 | 0 | 0 | 0 | 0 | 0 | 0 | 0 | 0 | 0 | 0 | 0 | 0 | 0 | 0 | 0
[8 empty] | 5280 | August | Summer | Weekday | 0 | 0 | 0 | 0 | 0 | 0 | 0 | 0 | 0 | 0 | 0 | 0 | 0 | 0 | 0 | 0 | 0 | 0 | 0 | 0 | 0 | 0 | 0 | 0 | 0 | 0 | 0 | 0 | 0 | 0
[8 empty] | 5281 | August | Summer | Weekday | 0 | 0 | 0 | 0 | 0 | 0 | 0 | 0 | 0 | 0 | 0 | 0 | 0 | 0 | 0 | 0 | 0 | 0 | 0 | 0 | 0 | 0 | 0 | 0 | 0 | 4.8 | 4.8 | 0 | 0 | 0
[8 empty] | 5282 | August | Summer | Weekday | 0 | 0 | 0 | 0 | 0 | 0 | 0 | 0 | 0 | 0 | 0 | 0 | 0 | 0 | 0 | 0 | 0 | 0 | 0 | 0 | 0 | 0 | 0 | 0 | 0 | 4.8 | 4.8 | 0 | 0 | 0
[8 empty] | 5283 | August | Summer | Weekday | 0 | 0 | 0 | 0 | 0 | 0 | 0 | 0 | 0 | 0 | 0 | 0 | 0 | 0 | 0 | 0 | 0 | 0 | 0 | 0 | 0 | 0 | 0 | 0 | 0 | 4.8 | 4.8 | 0 | 0 | 0
[8 empty] | 5284 | August | Summer | Weekday | 0 | 0 | 0 | 0 | 0 | 0 | 0 | 0 | 0 | 0 | 0 | 0 | 0 | 0 | 0 | 0 | 0 | 0 | 0 | 0 | 0 | 0 | 0 | 0 | 0 | 4.8 | 4.8 | 0 | 0 | 0
[8 empty] | 5285 | August | Summer | Weekday | 0 | 0 | 0 | 0 | 0 | 0 | 0 | 0 | 0 | 0 | 0 | 0 | 0 | 0 | 0 | 0 | 0 | 0 | 0 | 0 | 0 | 0 | 0 | 0 | 0 | 4.8 | 4.8 | 0 | 0 | 0
[8 empty] | 5286 | August | Summer | Weekday | 0 | 0 | 0 | 0 | 0 | 0 | 0 | 0 | 0 | 0 | 0 | 0 | 0 | 0 | 0 | 0 | 0 | 0 | 0 | 0 | 0 | 0 | 0 | 0 | 0 | 4.8 | 4.8 | 0 | 0 | 0
[8 empty] | 5287 | August | Summer | Weekday | 0 | 0 | 0 | 0 | 0 | 0 | 0 | 0 | 0 | 0 | 0 | 0 | 0 | 0 | 0 | 0 | 0 | 0 | 0 | 0 | 0 | 0 | 0 | 0 | 0 | 1.2 | 1.2 | 0 | 0 | 0
[8 empty] | 5288 | August | Summer | Weekday | 0 | 0 | 0 | 0 | 0 | 0 | 0 | 0 | 0 | 0 | 0 | 0 | 0 | 0 | 0 | 0 | 0 | 0 | 0 | 0 | 0 | 0 | 0 | 0 | 0 | 0 | 0 | 0 | 0 | 0
[8 empty] | 5289 | August | Summer | Weekday | 0 | 0 | 0 | 0 | 0 | 0 | 0 | 0 | 0 | 0 | 0 | 0 | 0 | 0 | 0 | 0 | 0 | 0 | 0 | 0 | 0 | 0 | 0 | 0 | 0 | 0 | 0 | 0 | 0 | 0
[8 empty] | 5290 | August | Summer | Weekday | 0 | 0 | 0 | 0 | 0 | 0 | 0 | 0 | 0 | 0 | 0 | 0 | 0 | 0 | 0 | 0 | 0 | 0 | 0 | 0 | 0 | 0 | 0 | 0 | 0 | 0 | 0 | 0 | 0 | 0
[8 empty] | 5291 | August | Summer | Weekday | 0 | 0 | 0 | 0 | 0 | 0 | 0 | 0 | 0 | 0 | 0 | 0 | 0 | 0 | 0 | 0 | 0 | 0 | 0 | 0 | 0 | 0 | 0 | 0 | 0 | 0 | 0 | 0 | 0 | 0
[8 empty] | 5292 | August | Summer | Weekday | 0 | 0 | 0 | 0 | 0 | 0 | 0 | 0 | 0 | 0 | 0 | 0 | 0 | 0 | 0 | 0 | 0 | 0 | 0 | 0 | 0 | 0 | 0 | 0 | 0 | 0 | 0 | 0 | 0 | 0
[8 empty] | 5293 | August | Summer | Weekday | 0 | 0 | 0 | 0 | 0 | 0 | 0 | 0 | 0 | 0 | 0 | 0 | 0 | 0 | 0 | 0 | 0 | 0 | 0 | 0 | 0 | 0 | 0 | 0 | 0 | 0 | 0 | 0 | 0 | 0
[8 empty] | 5294 | August | Summer | Weekday | 0 | 0 | 0 | 0 | 0 | 0 | 0 | 0 | 0 | 0 | 0 | 0 | 0 | 0 | 0 | 0 | 0 | 0 | 0 | 0 | 0 | 0 | 0 | 0 | 0 | 0 | 0 | 0 | 0 | 0
[8 empty] | 5295 | August | Summer | Weekday | 0 | 0 | 0 | 0 | 0 | 0 | 0 | 0 | 0 | 0 | 0 | 0 | 0 | 0 | 0 | 0 | 0 | 0 | 0 | 0 | 0 | 0 | 0 | 0 | 0 | 0 | 0 | 0 | 0 | 0
[8 empty] | 5296 | August | Summer | Weekday | 0 | 0 | 0 | 0 | 0 | 0 | 0 | 0 | 0 | 0 | 0 | 0 | 0 | 0 | 0 | 0 | 0 | 0 | 0 | 0 | 0 | 0 | 0 | 0 | 0 | 0 | 0 | 0 | 0 | 0
[8 empty] | 5297 | August | Summer | Weekday | 0 | 0 | 0 | 0 | 0 | 0 | 0 | 0 | 0 | 0 | 0 | 0 | 0 | 0 | 0 | 0 | 0 | 0 | 0 | 0 | 0 | 0 | 0 | 0 | 0 | 0 | 0 | 0 | 0 | 0
[8 empty] | 5298 | August | Summer | Weekday | 0 | 0 | 0 | 0 | 0 | 0 | 0 | 0 | 0 | 0 | 0 | 0 | 0 | 0 | 0 | 0 | 0 | 0 | 0 | 0 | 0 | 0 | 0 | 0 | 0 | 0 | 0 | 0 | 0 | 0
[8 empty] | 5299 | August | Summer | Weekday | 0 | 0 | 0 | 0 | 0 | 0 | 0 | 0 | 0 | 0 | 0 | 0 | 0 | 0 | 0 | 0 | 0 | 0 | 0 | 0 | 0 | 0 | 0 | 0 | 0 | 0 | 0 | 0 | 0 | 0
[8 empty] | 5300 | August | Summer | Weekday | 0 | 0 | 0 | 0 | 0 | 0 | 0 | 0 | 0 | 0 | 0 | 0 | 0 | 0 | 0 | 0 | 0 | 0 | 0 | 0 | 0 | 0 | 0 | 0 | 0 | 0 | 0 | 0 | 0 | 0
[8 empty] | 5301 | August | Summer | Weekday | 0 | 0 | 0 | 0 | 0 | 0 | 0 | 0 | 0 | 0 | 0 | 0 | 0 | 0 | 0 | 0 | 0 | 0 | 0 | 0 | 0 | 0 | 0 | 0 | 0 | 0 | 0 | 0 | 0 | 0
[8 empty] | 5302 | August | Summer | Weekday | 0 | 0 | 0 | 0 | 0 | 0 | 0 | 0 | 0 | 0 | 0 | 0 | 0 | 0 | 0 | 0 | 0 | 0 | 0 | 0 | 0 | 0 | 0 | 0 | 0 | 0 | 0 | 0 | 0 | 0
[8 empty] | 5303 | August | Summer | Weekday | 0 | 0 | 0 | 0 | 0 | 0 | 0 | 0 | 0 | 0 | 0 | 0 | 0 | 0 | 0 | 0 | 0 | 0 | 0 | 0 | 0 | 0 | 0 | 0 | 0 | 0 | 0 | 0 | 0 | 0
[8 empty] | 5304 | August | Summer | Weekday | 0 | 0 | 0 | 0 | 0 | 0 | 0 | 0 | 0 | 0 | 0 | 0 | 0 | 0 | 0 | 0 | 0 | 0 | 0 | 0 | 0 | 0 | 0 | 0 | 0 | 0 | 0 | 0 | 0 | 0
[8 empty] | 5305 | August | Summer | Weekday | 0 | 0 | 0 | 0 | 0 | 0 | 0 | 0 | 0 | 0 | 0 | 0 | 0 | 0 | 0 | 0 | 0 | 0 | 0 | 0 | 0 | 0 | 0 | 0 | 0 | 4.8 | 4.8 | 0 | 0 | 0
[8 empty] | 5306 | August | Summer | Weekday | 0 | 0 | 0 | 0 | 0 | 0 | 0 | 0 | 0 | 0 | 0 | 0 | 0 | 0 | 0 | 0 | 0 | 0 | 0 | 0 | 0 | 0 | 0 | 0 | 0 | 4.8 | 4.8 | 0 | 0 | 0
[8 empty] | 5307 | August | Summer | Weekday | 0 | 0 | 0 | 0 | 0 | 0 | 0 | 0 | 0 | 0 | 0 | 0 | 0 | 0 | 0 | 0 | 0 | 0 | 0 | 0 | 0 | 0 | 0 | 0 | 0 | 4.8 | 4.8 | 0 | 0 | 0
[8 empty] | 5308 | August | Summer | Weekday | 0 | 0 | 0 | 0 | 0 | 0 | 0 | 0 | 0 | 0 | 0 | 0 | 0 | 0 | 0 | 0 | 0 | 0 | 0 | 0 | 0 | 0 | 0 | 0 | 0 | 4.8 | 4.8 | 0 | 0 | 0
[8 empty] | 5309 | August | Summer | Weekday | 0 | 0 | 0 | 0 | 0 | 0 | 0 | 0 | 0 | 0 | 0 | 0 | 0 | 0 | 0 | 0 | 0 | 0 | 0 | 0 | 0 | 0 | 0 | 0 | 0 | 4.8 | 4.8 | 0 | 0 | 0
[8 empty] | 5310 | August | Summer | Weekday | 0 | 0 | 0 | 0 | 0 | 0 | 0 | 0 | 0 | 0 | 0 | 0 | 0 | 0 | 0 | 0 | 0 | 0 | 0 | 0 | 0 | 0 | 0 | 0 | 0 | 4.8 | 4.8 | 0 | 0 | 0
[8 empty] | 5311 | August | Summer | Weekday | 0 | 0 | 0 | 0 | 0 | 0 | 0 | 0 | 0 | 0 | 0 | 0 | 0 | 0 | 0 | 0 | 0 | 0 | 0 | 0 | 0 | 0 | 0 | 0 | 0 | 1.2 | 1.2 | 0 | 0 | 0
[8 empty] | 5312 | August | Summer | Weekday | 0 | 0 | 0 | 0 | 0 | 0 | 0 | 0 | 0 | 0 | 0 | 0 | 0 | 0 | 0 | 0 | 0 | 0 | 0 | 0 | 0 | 0 | 0 | 0 | 0 | 0 | 0 | 0 | 0 | 0
[8 empty] | 5313 | August | Summer | Weekday | 0 | 0 | 0 | 0 | 0 | 0 | 0 | 0 | 0 | 0 | 0 | 0 | 0 | 0 | 0 | 0 | 0 | 0 | 0 | 0 | 0 | 0 | 0 | 0 | 0 | 0 | 0 | 0 | 0 | 0
[8 empty] | 5314 | August | Summer | Weekday | 0 | 0 | 0 | 0 | 0 | 0 | 0 | 0 | 0 | 0 | 0 | 0 | 0 | 0 | 0 | 0 | 0 | 0 | 0 | 0 | 0 | 0 | 0 | 0 | 0 | 0 | 0 | 0 | 0 | 0
[8 empty] | 5315 | August | Summer | Weekday | 0 | 0 | 0 | 0 | 0 | 0 | 0 | 0 | 0 | 0 | 0 | 0 | 0 | 0 | 0 | 0 | 0 | 0 | 0 | 0 | 0 | 0 | 0 | 0 | 0 | 0 | 0 | 0 | 0 | 0
[8 empty] | 5316 | August | Summer | Weekday | 0 | 0 | 0 | 0 | 0 | 0 | 0 | 0 | 0 | 0 | 0 | 0 | 0 | 0 | 0 | 0 | 0 | 0 | 0 | 0 | 0 | 0 | 0 | 0 | 0 | 0 | 0 | 0 | 0 | 0
[8 empty] | 5317 | August | Summer | Weekday | 0 | 0 | 0 | 0 | 0 | 0 | 0 | 0 | 0 | 0 | 0 | 0 | 0 | 0 | 0 | 0 | 0 | 0 | 0 | 0 | 0 | 0 | 0 | 0 | 0 | 0 | 0 | 0 | 0 | 0
[8 empty] | 5318 | August | Summer | Weekday | 0 | 0 | 0 | 0 | 0 | 0 | 0 | 0 | 0 | 0 | 0 | 0 | 0 | 0 | 0 | 0 | 0 | 0 | 0 | 0 | 0 | 0 | 0 | 0 | 0 | 0 | 0 | 0 | 0 | 0
[8 empty] | 5319 | August | Summer | Weekday | 0 | 0 | 0 | 0 | 0 | 0 | 0 | 0 | 0 | 0 | 0 | 0 | 0 | 0 | 0 | 0 | 0 | 0 | 0 | 0 | 0 | 0 | 0 | 0 | 0 | 0 | 0 | 0 | 0 | 0
[8 empty] | 5320 | August | Summer | Weekday | 0 | 0 | 0 | 0 | 0 | 0 | 0 | 0 | 0 | 0 | 0 | 0 | 0 | 0 | 0 | 0 | 0 | 0 | 0 | 0 | 0 | 0 | 0 | 0 | 0 | 0 | 0 | 0 | 0 | 0
[8 empty] | 5321 | August | Summer | Weekday | 0 | 0 | 0 | 0 | 0 | 0 | 0 | 0 | 0 | 0 | 0 | 0 | 0 | 0 | 0 | 0 | 0 | 0 | 0 | 0 | 0 | 0 | 0 | 0 | 0 | 0 | 0 | 0 | 0 | 0
[8 empty] | 5322 | August | Summer | Weekday | 0 | 0 | 0 | 0 | 0 | 0 | 0 | 0 | 0 | 0 | 0 | 0 | 0 | 0 | 0 | 0 | 0 | 0 | 0 | 0 | 0 | 0 | 0 | 0 | 0 | 0 | 0 | 0 | 0 | 0
[8 empty] | 5323 | August | Summer | Weekday | 0 | 0 | 0 | 0 | 0 | 0 | 0 | 0 | 0 | 0 | 0 | 0 | 0 | 0 | 0 | 0 | 0 | 0 | 0 | 0 | 0 | 0 | 0 | 0 | 0 | 0 | 0 | 0 | 0 | 0
[8 empty] | 5324 | August | Summer | Weekday | 0 | 0 | 0 | 0 | 0 | 0 | 0 | 0 | 0 | 0 | 0 | 0 | 0 | 0 | 0 | 0 | 0 | 0 | 0 | 0 | 0 | 0 | 0 | 0 | 0 | 0 | 0 | 0 | 0 | 0
[8 empty] | 5325 | August | Summer | Weekday | 0 | 0 | 0 | 0 | 0 | 0 | 0 | 0 | 0 | 0 | 0 | 0 | 0 | 0 | 0 | 0 | 0 | 0 | 0 | 0 | 0 | 0 | 0 | 0 | 0 | 0 | 0 | 0 | 0 | 0
[8 empty] | 5326 | August | Summer | Weekday | 0 | 0 | 0 | 0 | 0 | 0 | 0 | 0 | 0 | 0 | 0 | 0 | 0 | 0 | 0 | 0 | 0 | 0 | 0 | 0 | 0 | 0 | 0 | 0 | 0 | 0 | 0 | 0 | 0 | 0
[8 empty] | 5327 | August | Summer | Weekday | 0 | 0 | 0 | 0 | 0 | 0 | 0 | 0 | 0 | 0 | 0 | 0 | 0 | 0 | 0 | 0 | 0 | 0 | 0 | 0 | 0 | 0 | 0 | 0 | 0 | 0 | 0 | 0 | 0 | 0
[8 empty] | 5328 | August | Summer | Weekday | 0 | 0 | 0 | 0 | 0 | 0 | 0 | 0 | 0 | 0 | 0 | 0 | 0 | 0 | 0 | 0 | 0 | 0 | 0 | 0 | 0 | 0 | 0 | 0 | 0 | 0 | 0 | 0 | 0 | 0
[8 empty] | 5329 | August | Summer | Weekday | 0 | 0 | 0 | 0 | 0 | 0 | 0 | 0 | 0 | 0 | 0 | 0 | 0 | 0 | 0 | 0 | 0 | 0 | 0 | 0 | 0 | 0 | 0 | 0 | 0 | 4.8 | 4.8 | 0 | 0 | 0
[8 empty] | 5330 | August | Summer | Weekday | 0 | 0 | 0 | 0 | 0 | 0 | 0 | 0 | 0 | 0 | 0 | 0 | 0 | 0 | 0 | 0 | 0 | 0 | 0 | 0 | 0 | 0 | 0 | 0 | 0 | 4.8 | 4.8 | 0 | 0 | 0
[8 empty] | 5331 | August | Summer | Weekday | 0 | 0 | 0 | 0 | 0 | 0 | 0 | 0 | 0 | 0 | 0 | 0 | 0 | 0 | 0 | 0 | 0 | 0 | 0 | 0 | 0 | 0 | 0 | 0 | 0 | 4.8 | 4.8 | 0 | 0 | 0
[8 empty] | 5332 | August | Summer | Weekday | 0 | 0 | 0 | 0 | 0 | 0 | 0 | 0 | 0 | 0 | 0 | 0 | 0 | 0 | 0 | 0 | 0 | 0 | 0 | 0 | 0 | 0 | 0 | 0 | 0 | 4.8 | 4.8 | 0 | 0 | 0
[8 empty] | 5333 | August | Summer | Weekday | 0 | 0 | 0 | 0 | 0 | 0 | 0 | 0 | 0 | 0 | 0 | 0 | 0 | 0 | 0 | 0 | 0 | 0 | 0 | 0 | 0 | 0 | 0 | 0 | 0 | 4.8 | 4.8 | 0 | 0 | 0
[8 empty] | 5334 | August | Summer | Weekday | 0 | 0 | 0 | 0 | 0 | 0 | 0 | 0 | 0 | 0 | 0 | 0 | 0 | 0 | 0 | 0 | 0 | 0 | 0 | 0 | 0 | 0 | 0 | 0 | 0 | 4.8 | 4.8 | 0 | 0 | 0
[8 empty] | 5335 | August | Summer | Weekday | 0 | 0 | 0 | 0 | 0 | 0 | 0 | 0 | 0 | 0 | 0 | 0 | 0 | 0 | 0 | 0 | 0 | 0 | 0 | 0 | 0 | 0 | 0 | 0 | 0 | 1.2 | 1.2 | 0 | 0 | 0
[8 empty] | 5336 | August | Summer | Weekday | 0 | 0 | 0 | 0 | 0 | 0 | 0 | 0 | 0 | 0 | 0 | 0 | 0 | 0 | 0 | 0 | 0 | 0 | 0 | 0 | 0 | 0 | 0 | 0 | 0 | 0 | 0 | 0 | 0 | 0
[8 empty] | 5337 | August | Summer | Weekday | 0 | 0 | 0 | 0 | 0 | 0 | 0 | 0 | 0 | 0 | 0 | 0 | 0 | 0 | 0 | 0 | 0 | 0 | 0 | 0 | 0 | 0 | 0 | 0 | 0 | 0 | 0 | 0 | 0 | 0
[8 empty] | 5338 | August | Summer | Weekday | 0 | 0 | 0 | 0 | 0 | 0 | 0 | 0 | 0 | 0 | 0 | 0 | 0 | 0 | 0 | 0 | 0 | 0 | 0 | 0 | 0 | 0 | 0 | 0 | 0 | 0 | 0 | 0 | 0 | 0
[8 empty] | 5339 | August | Summer | Weekday | 0 | 0 | 0 | 0 | 0 | 0 | 0 | 0 | 0 | 0 | 0 | 0 | 0 | 0 | 0 | 0 | 0 | 0 | 0 | 0 | 0 | 0 | 0 | 0 | 0 | 0 | 0 | 0 | 0 | 0
[8 empty] | 5340 | August | Summer | Weekday | 0 | 0 | 0 | 0 | 0 | 0 | 0 | 0 | 0 | 0 | 0 | 0 | 0 | 0 | 0 | 0 | 0 | 0 | 0 | 0 | 0 | 0 | 0 | 0 | 0 | 0 | 0 | 0 | 0 | 0
[8 empty] | 5341 | August | Summer | Weekday | 0 | 0 | 0 | 0 | 0 | 0 | 0 | 0 | 0 | 0 | 0 | 0 | 0 | 0 | 0 | 0 | 0 | 0 | 0 | 0 | 0 | 0 | 0 | 0 | 0 | 0 | 0 | 0 | 0 | 0
[8 empty] | 5342 | August | Summer | Weekday | 0 | 0 | 0 | 0 | 0 | 0 | 0 | 0 | 0 | 0 | 0 | 0 | 0 | 0 | 0 | 0 | 0 | 0 | 0 | 0 | 0 | 0 | 0 | 0 | 0 | 0 | 0 | 0 | 0 | 0
[8 empty] | 5343 | August | Summer | Weekday | 0 | 0 | 0 | 0 | 0 | 0 | 0 | 0 | 0 | 0 | 0 | 0 | 0 | 0 | 0 | 0 | 0 | 0 | 0 | 0 | 0 | 0 | 0 | 0 | 0 | 0 | 0 | 0 | 0 | 0
[8 empty] | 5344 | August | Summer | Weekday | 0 | 0 | 0 | 0 | 0 | 0 | 0 | 0 | 0 | 0 | 0 | 0 | 0 | 0 | 0 | 0 | 0 | 0 | 0 | 0 | 0 | 0 | 0 | 0 | 0 | 0 | 0 | 0 | 0 | 0
[8 empty] | 5345 | August | Summer | Weekday | 0 | 0 | 0 | 0 | 0 | 0 | 0 | 0 | 0 | 0 | 0 | 0 | 0 | 0 | 0 | 0 | 0 | 0 | 0 | 0 | 0 | 0 | 0 | 0 | 0 | 0 | 0 | 0 | 0 | 0
[8 empty] | 5346 | August | Summer | Weekday | 0 | 0 | 0 | 0 | 0 | 0 | 0 | 0 | 0 | 0 | 0 | 0 | 0 | 0 | 0 | 0 | 0 | 0 | 0 | 0 | 0 | 0 | 0 | 0 | 0 | 0 | 0 | 0 | 0 | 0
[8 empty] | 5347 | August | Summer | Weekday | 0 | 0 | 0 | 0 | 0 | 0 | 0 | 0 | 0 | 0 | 0 | 0 | 0 | 0 | 0 | 0 | 0 | 0 | 0 | 0 | 0 | 0 | 0 | 0 | 0 | 0 | 0 | 0 | 0 | 0
[8 empty] | 5348 | August | Summer | Weekday | 0 | 0 | 0 | 0 | 0 | 0 | 0 | 0 | 0 | 0 | 0 | 0 | 0 | 0 | 0 | 0 | 0 | 0 | 0 | 0 | 0 | 0 | 0 | 0 | 0 | 0 | 0 | 0 | 0 | 0
[8 empty] | 5349 | August | Summer | Weekday | 0 | 0 | 0 | 0 | 0 | 0 | 0 | 0 | 0 | 0 | 0 | 0 | 0 | 0 | 0 | 0 | 0 | 0 | 0 | 0 | 0 | 0 | 0 | 0 | 0 | 0 | 0 | 0 | 0 | 0
[8 empty] | 5350 | August | Summer | Weekday | 0 | 0 | 0 | 0 | 0 | 0 | 0 | 0 | 0 | 0 | 0 | 0 | 0 | 0 | 0 | 0 | 0 | 0 | 0 | 0 | 0 | 0 | 0 | 0 | 0 | 0 | 0 | 0 | 0 | 0
[8 empty] | 5351 | August | Summer | Weekday | 0 | 0 | 0 | 0 | 0 | 0 | 0 | 0 | 0 | 0 | 0 | 0 | 0 | 0 | 0 | 0 | 0 | 0 | 0 | 0 | 0 | 0 | 0 | 0 | 0 | 0 | 0 | 0 | 0 | 0
[8 empty] | 5352 | August | Summer | Weekday | 0 | 0 | 0 | 0 | 0 | 0 | 0 | 0 | 0 | 0 | 0 | 0 | 0 | 0 | 0 | 0 | 0 | 0 | 0 | 0 | 0 | 0 | 0 | 0 | 0 | 0 | 0 | 0 | 0 | 0
[8 empty] | 5353 | August | Summer | Weekend | 0 | 0 | 0 | 0 | 0 | 0 | 0 | 0 | 0 | 0 | 0 | 0 | 0 | 0 | 0 | 0 | 0 | 0 | 0 | 0 | 0 | 0 | 0 | 0 | 0 | 4.8 | 4.8 | 0 | 0 | 0
[8 empty] | 5354 | August | Summer | Weekend | 0 | 0 | 0 | 0 | 0 | 0 | 0 | 0 | 0 | 0 | 0 | 0 | 0 | 0 | 0 | 0 | 0 | 0 | 0 | 0 | 0 | 0 | 0 | 0 | 0 | 4.8 | 4.8 | 0 | 0 | 0
[8 empty] | 5355 | August | Summer | Weekend | 0 | 0 | 0 | 0 | 0 | 0 | 0 | 0 | 0 | 0 | 0 | 0 | 0 | 0 | 0 | 0 | 0 | 0 | 0 | 0 | 0 | 0 | 0 | 0 | 0 | 4.8 | 4.8 | 0 | 0 | 0
[8 empty] | 5356 | August | Summer | Weekend | 0 | 0 | 0 | 0 | 0 | 0 | 0 | 0 | 0 | 0 | 0 | 0 | 0 | 0 | 0 | 0 | 0 | 0 | 0 | 0 | 0 | 0 | 0 | 0 | 0 | 4.8 | 4.8 | 0 | 0 | 0
[8 empty] | 5357 | August | Summer | Weekend | 0 | 0 | 0 | 0 | 0 | 0 | 0 | 0 | 0 | 0 | 0 | 0 | 0 | 0 | 0 | 0 | 0 | 0 | 0 | 0 | 0 | 0 | 0 | 0 | 0 | 4.8 | 4.8 | 0 | 0 | 0
[8 empty] | 5358 | August | Summer | Weekend | 0 | 0 | 0 | 0 | 0 | 0 | 0 | 0 | 0 | 0 | 0 | 0 | 0 | 0 | 0 | 0 | 0 | 0 | 0 | 0 | 0 | 0 | 0 | 0 | 0 | 4.8 | 4.8 | 0 | 0 | 0
[8 empty] | 5359 | August | Summer | Weekend | 0 | 0 | 0 | 0 | 0 | 0 | 0 | 0 | 0 | 0 | 0 | 0 | 0 | 0 | 0 | 0 | 0 | 0 | 0 | 0 | 0 | 0 | 0 | 0 | 0 | 1.2 | 1.2 | 0 | 0 | 0
[8 empty] | 5360 | August | Summer | Weekend | 0 | 0 | 0 | 0 | 0 | 0 | 0 | 0 | 0 | 0 | 0 | 0 | 0 | 0 | 0 | 0 | 0 | 0 | 0 | 0 | 0 | 0 | 0 | 0 | 0 | 0 | 0 | 0 | 0 | 0
[8 empty] | 5361 | August | Summer | Weekend | 0 | 0 | 0 | 0 | 0 | 0 | 0 | 0 | 0 | 0 | 0 | 0 | 0 | 0 | 0 | 0 | 0 | 0 | 0 | 0 | 0 | 0 | 0 | 0 | 0 | 0 | 0 | 0 | 0 | 0
[8 empty] | 5362 | August | Summer | Weekend | 0 | 0 | 0 | 0 | 0 | 0 | 0 | 0 | 0 | 0 | 0 | 0 | 0 | 0 | 0 | 0 | 0 | 0 | 0 | 0 | 0 | 0 | 0 | 0 | 0 | 0 | 0 | 0 | 0 | 0
[8 empty] | 5363 | August | Summer | Weekend | 0 | 0 | 0 | 0 | 0 | 0 | 0 | 0 | 0 | 0 | 0 | 0 | 0 | 0 | 0 | 0 | 0 | 0 | 0 | 0 | 0 | 0 | 0 | 0 | 0 | 0 | 0 | 0 | 0 | 0
[8 empty] | 5364 | August | Summer | Weekend | 0 | 0 | 0 | 0 | 0 | 0 | 0 | 0 | 0 | 0 | 0 | 0 | 0 | 0 | 0 | 0 | 0 | 0 | 0 | 0 | 0 | 0 | 0 | 0 | 0 | 0 | 0 | 0 | 0 | 0
[8 empty] | 5365 | August | Summer | Weekend | 0 | 0 | 0 | 0 | 0 | 0 | 0 | 0 | 0 | 0 | 0 | 0 | 0 | 0 | 0 | 0 | 0 | 0 | 0 | 0 | 0 | 0 | 0 | 0 | 0 | 0 | 0 | 0 | 0 | 0
[8 empty] | 5366 | August | Summer | Weekend | 0 | 0 | 0 | 0 | 0 | 0 | 0 | 0 | 0 | 0 | 0 | 0 | 0 | 0 | 0 | 0 | 0 | 0 | 0 | 0 | 0 | 0 | 0 | 0 | 0 | 0 | 0 | 0 | 0 | 0
[8 empty] | 5367 | August | Summer | Weekend | 0 | 0 | 0 | 0 | 0 | 0 | 0 | 0 | 0 | 0 | 0 | 0 | 0 | 0 | 0 | 0 | 0 | 0 | 0 | 0 | 0 | 0 | 0 | 0 | 0 | 0 | 0 | 0 | 0 | 0
[8 empty] | 5368 | August | Summer | Weekend | 0 | 0 | 0 | 0 | 0 | 0 | 0 | 0 | 0 | 0 | 0 | 0 | 0 | 0 | 0 | 0 | 0 | 0 | 0 | 0 | 0 | 0 | 0 | 0 | 0 | 0 | 0 | 0 | 0 | 0
[8 empty] | 5369 | August | Summer | Weekend | 0 | 0 | 0 | 0 | 0 | 0 | 0 | 0 | 0 | 0 | 0 | 0 | 0 | 0 | 0 | 0 | 0 | 0 | 0 | 0 | 0 | 0 | 0 | 0 | 0 | 0 | 0 | 0 | 0 | 0
[8 empty] | 5370 | August | Summer | Weekend | 0 | 0 | 0 | 0 | 0 | 0 | 0 | 0 | 0 | 0 | 0 | 0 | 0 | 0 | 0 | 0 | 0 | 0 | 0 | 0 | 0 | 0 | 0 | 0 | 0 | 0 | 0 | 0 | 0 | 0
[8 empty] | 5371 | August | Summer | Weekend | 0 | 0 | 0 | 0 | 0 | 0 | 0 | 0 | 0 | 0 | 0 | 0 | 0 | 0 | 0 | 0 | 0 | 0 | 0 | 0 | 0 | 0 | 0 | 0 | 0 | 0 | 0 | 0 | 0 | 0
[8 empty] | 5372 | August | Summer | Weekend | 0 | 0 | 0 | 0 | 0 | 0 | 0 | 0 | 0 | 0 | 0 | 0 | 0 | 0 | 0 | 0 | 0 | 0 | 0 | 0 | 0 | 0 | 0 | 0 | 0 | 0 | 0 | 0 | 0 | 0
[8 empty] | 5373 | August | Summer | Weekend | 0 | 0 | 0 | 0 | 0 | 0 | 0 | 0 | 0 | 0 | 0 | 0 | 0 | 0 | 0 | 0 | 0 | 0 | 0 | 0 | 0 | 0 | 0 | 0 | 0 | 0 | 0 | 0 | 0 | 0
[8 empty] | 5374 | August | Summer | Weekend | 0 | 0 | 0 | 0 | 0 | 0 | 0 | 0 | 0 | 0 | 0 | 0 | 0 | 0 | 0 | 0 | 0 | 0 | 0 | 0 | 0 | 0 | 0 | 0 | 0 | 0 | 0 | 0 | 0 | 0
[8 empty] | 5375 | August | Summer | Weekend | 0 | 0 | 0 | 0 | 0 | 0 | 0 | 0 | 0 | 0 | 0 | 0 | 0 | 0 | 0 | 0 | 0 | 0 | 0 | 0 | 0 | 0 | 0 | 0 | 0 | 0 | 0 | 0 | 0 | 0
[8 empty] | 5376 | August | Summer | Weekend | 0 | 0 | 0 | 0 | 0 | 0 | 0 | 0 | 0 | 0 | 0 | 0 | 0 | 0 | 0 | 0 | 0 | 0 | 0 | 0 | 0 | 0 | 0 | 0 | 0 | 0 | 0 | 0 | 0 | 0
[8 empty] | 5377 | August | Summer | Weekend | 0 | 0 | 0 | 0 | 0 | 0 | 0 | 0 | 0 | 0 | 0 | 0 | 0 | 0 | 0 | 0 | 0 | 0 | 0 | 0 | 0 | 0 | 0 | 0 | 0 | 4.8 | 4.8 | 0 | 0 | 0
[8 empty] | 5378 | August | Summer | Weekend | 0 | 0 | 0 | 0 | 0 | 0 | 0 | 0 | 0 | 0 | 0 | 0 | 0 | 0 | 0 | 0 | 0 | 0 | 0 | 0 | 0 | 0 | 0 | 0 | 0 | 4.8 | 4.8 | 0 | 0 | 0
[8 empty] | 5379 | August | Summer | Weekend | 0 | 0 | 0 | 0 | 0 | 0 | 0 | 0 | 0 | 0 | 0 | 0 | 0 | 0 | 0 | 0 | 0 | 0 | 0 | 0 | 0 | 0 | 0 | 0 | 0 | 4.8 | 4.8 | 0 | 0 | 0
[8 empty] | 5380 | August | Summer | Weekend | 0 | 0 | 0 | 0 | 0 | 0 | 0 | 0 | 0 | 0 | 0 | 0 | 0 | 0 | 0 | 0 | 0 | 0 | 0 | 0 | 0 | 0 | 0 | 0 | 0 | 4.8 | 4.8 | 0 | 0 | 0
[8 empty] | 5381 | August | Summer | Weekend | 0 | 0 | 0 | 0 | 0 | 0 | 0 | 0 | 0 | 0 | 0 | 0 | 0 | 0 | 0 | 0 | 0 | 0 | 0 | 0 | 0 | 0 | 0 | 0 | 0 | 4.8 | 4.8 | 0 | 0 | 0
[8 empty] | 5382 | August | Summer | Weekend | 0 | 0 | 0 | 0 | 0 | 0 | 0 | 0 | 0 | 0 | 0 | 0 | 0 | 0 | 0 | 0 | 0 | 0 | 0 | 0 | 0 | 0 | 0 | 0 | 0 | 4.8 | 4.8 | 0 | 0 | 0
[8 empty] | 5383 | August | Summer | Weekend | 0 | 0 | 0 | 0 | 0 | 0 | 0 | 0 | 0 | 0 | 0 | 0 | 0 | 0 | 0 | 0 | 0 | 0 | 0 | 0 | 0 | 0 | 0 | 0 | 0 | 1.2 | 1.2 | 0 | 0 | 0
[8 empty] | 5384 | August | Summer | Weekend | 0 | 0 | 0 | 0 | 0 | 0 | 0 | 0 | 0 | 0 | 0 | 0 | 0 | 0 | 0 | 0 | 0 | 0 | 0 | 0 | 0 | 0 | 0 | 0 | 0 | 0 | 0 | 0 | 0 | 0
[8 empty] | 5385 | August | Summer | Weekend | 0 | 0 | 0 | 0 | 0 | 0 | 0 | 0 | 0 | 0 | 0 | 0 | 0 | 0 | 0 | 0 | 0 | 0 | 0 | 0 | 0 | 0 | 0 | 0 | 0 | 0 | 0 | 0 | 0 | 0
[8 empty] | 5386 | August | Summer | Weekend | 0 | 0 | 0 | 0 | 0 | 0 | 0 | 0 | 0 | 0 | 0 | 0 | 0 | 0 | 0 | 0 | 0 | 0 | 0 | 0 | 0 | 0 | 0 | 0 | 0 | 0 | 0 | 0 | 0 | 0
[8 empty] | 5387 | August | Summer | Weekend | 0 | 0 | 0 | 0 | 0 | 0 | 0 | 0 | 0 | 0 | 0 | 0 | 0 | 0 | 0 | 0 | 0 | 0 | 0 | 0 | 0 | 0 | 0 | 0 | 0 | 0 | 0 | 0 | 0 | 0
[8 empty] | 5388 | August | Summer | Weekend | 0 | 0 | 0 | 0 | 0 | 0 | 0 | 0 | 0 | 0 | 0 | 0 | 0 | 0 | 0 | 0 | 0 | 0 | 0 | 0 | 0 | 0 | 0 | 0 | 0 | 0 | 0 | 0 | 0 | 0
[8 empty] | 5389 | August | Summer | Weekend | 0 | 0 | 0 | 0 | 0 | 0 | 0 | 0 | 0 | 0 | 0 | 0 | 0 | 0 | 0 | 0 | 0 | 0 | 0 | 0 | 0 | 0 | 0 | 0 | 0 | 0 | 0 | 0 | 0 | 0
[8 empty] | 5390 | August | Summer | Weekend | 0 | 0 | 0 | 0 | 0 | 0 | 0 | 0 | 0 | 0 | 0 | 0 | 0 | 0 | 0 | 0 | 0 | 0 | 0 | 0 | 0 | 0 | 0 | 0 | 0 | 0 | 0 | 0 | 0 | 0
[8 empty] | 5391 | August | Summer | Weekend | 0 | 0 | 0 | 0 | 0 | 0 | 0 | 0 | 0 | 0 | 0 | 0 | 0 | 0 | 0 | 0 | 0 | 0 | 0 | 0 | 0 | 0 | 0 | 0 | 0 | 0 | 0 | 0 | 0 | 0
[8 empty] | 5392 | August | Summer | Weekend | 0 | 0 | 0 | 0 | 0 | 0 | 0 | 0 | 0 | 0 | 0 | 0 | 0 | 0 | 0 | 0 | 0 | 0 | 0 | 0 | 0 | 0 | 0 | 0 | 0 | 0 | 0 | 0 | 0 | 0
[8 empty] | 5393 | August | Summer | Weekend | 0 | 0 | 0 | 0 | 0 | 0 | 0 | 0 | 0 | 0 | 0 | 0 | 0 | 0 | 0 | 0 | 0 | 0 | 0 | 0 | 0 | 0 | 0 | 0 | 0 | 0 | 0 | 0 | 0 | 0
[8 empty] | 5394 | August | Summer | Weekend | 0 | 0 | 0 | 0 | 0 | 0 | 0 | 0 | 0 | 0 | 0 | 0 | 0 | 0 | 0 | 0 | 0 | 0 | 0 | 0 | 0 | 0 | 0 | 0 | 0 | 0 | 0 | 0 | 0 | 0
[8 empty] | 5395 | August | Summer | Weekend | 0 | 0 | 0 | 0 | 0 | 0 | 0 | 0 | 0 | 0 | 0 | 0 | 0 | 0 | 0 | 0 | 0 | 0 | 0 | 0 | 0 | 0 | 0 | 0 | 0 | 0 | 0 | 0 | 0 | 0
[8 empty] | 5396 | August | Summer | Weekend | 0 | 0 | 0 | 0 | 0 | 0 | 0 | 0 | 0 | 0 | 0 | 0 | 0 | 0 | 0 | 0 | 0 | 0 | 0 | 0 | 0 | 0 | 0 | 0 | 0 | 0 | 0 | 0 | 0 | 0
[8 empty] | 5397 | August | Summer | Weekend | 0 | 0 | 0 | 0 | 0 | 0 | 0 | 0 | 0 | 0 | 0 | 0 | 0 | 0 | 0 | 0 | 0 | 0 | 0 | 0 | 0 | 0 | 0 | 0 | 0 | 0 | 0 | 0 | 0 | 0
[8 empty] | 5398 | August | Summer | Weekend | 0 | 0 | 0 | 0 | 0 | 0 | 0 | 0 | 0 | 0 | 0 | 0 | 0 | 0 | 0 | 0 | 0 | 0 | 0 | 0 | 0 | 0 | 0 | 0 | 0 | 0 | 0 | 0 | 0 | 0
[8 empty] | 5399 | August | Summer | Weekend | 0 | 0 | 0 | 0 | 0 | 0 | 0 | 0 | 0 | 0 | 0 | 0 | 0 | 0 | 0 | 0 | 0 | 0 | 0 | 0 | 0 | 0 | 0 | 0 | 0 | 0 | 0 | 0 | 0 | 0
[8 empty] | 5400 | August | Summer | Weekend | 0 | 0 | 0 | 0 | 0 | 0 | 0 | 0 | 0 | 0 | 0 | 0 | 0 | 0 | 0 | 0 | 0 | 0 | 0 | 0 | 0 | 0 | 0 | 0 | 0 | 0 | 0 | 0 | 0 | 0
[8 empty] | 5401 | August | Summer | Weekday | 0 | 0 | 0 | 0 | 0 | 0 | 0 | 0 | 0 | 0 | 0 | 0 | 0 | 0 | 0 | 0 | 0 | 0 | 0 | 0 | 0 | 0 | 0 | 0 | 0 | 4.8 | 4.8 | 0 | 0 | 0
[8 empty] | 5402 | August | Summer | Weekday | 0 | 0 | 0 | 0 | 0 | 0 | 0 | 0 | 0 | 0 | 0 | 0 | 0 | 0 | 0 | 0 | 0 | 0 | 0 | 0 | 0 | 0 | 0 | 0 | 0 | 4.8 | 4.8 | 0 | 0 | 0
[8 empty] | 5403 | August | Summer | Weekday | 0 | 0 | 0 | 0 | 0 | 0 | 0 | 0 | 0 | 0 | 0 | 0 | 0 | 0 | 0 | 0 | 0 | 0 | 0 | 0 | 0 | 0 | 0 | 0 | 0 | 4.8 | 4.8 | 0 | 0 | 0
[8 empty] | 5404 | August | Summer | Weekday | 0 | 0 | 0 | 0 | 0 | 0 | 0 | 0 | 0 | 0 | 0 | 0 | 0 | 0 | 0 | 0 | 0 | 0 | 0 | 0 | 0 | 0 | 0 | 0 | 0 | 4.8 | 4.8 | 0 | 0 | 0
[8 empty] | 5405 | August | Summer | Weekday | 0 | 0 | 0 | 0 | 0 | 0 | 0 | 0 | 0 | 0 | 0 | 0 | 0 | 0 | 0 | 0 | 0 | 0 | 0 | 0 | 0 | 0 | 0 | 0 | 0 | 4.8 | 4.8 | 0 | 0 | 0
[8 empty] | 5406 | August | Summer | Weekday | 0 | 0 | 0 | 0 | 0 | 0 | 0 | 0 | 0 | 0 | 0 | 0 | 0 | 0 | 0 | 0 | 0 | 0 | 0 | 0 | 0 | 0 | 0 | 0 | 0 | 4.8 | 4.8 | 0 | 0 | 0
[8 empty] | 5407 | August | Summer | Weekday | 0 | 0 | 0 | 0 | 0 | 0 | 0 | 0 | 0 | 0 | 0 | 0 | 0 | 0 | 0 | 0 | 0 | 0 | 0 | 0 | 0 | 0 | 0 | 0 | 0 | 1.2 | 1.2 | 0 | 0 | 0
[8 empty] | 5408 | August | Summer | Weekday | 0 | 0 | 0 | 0 | 0 | 0 | 0 | 0 | 0 | 0 | 0 | 0 | 0 | 0 | 0 | 0 | 0 | 0 | 0 | 0 | 0 | 0 | 0 | 0 | 0 | 0 | 0 | 0 | 0 | 0
[8 empty] | 5409 | August | Summer | Weekday | 0 | 0 | 0 | 0 | 0 | 0 | 0 | 0 | 0 | 0 | 0 | 0 | 0 | 0 | 0 | 0 | 0 | 0 | 0 | 0 | 0 | 0 | 0 | 0 | 0 | 0 | 0 | 0 | 0 | 0
[8 empty] | 5410 | August | Summer | Weekday | 0 | 0 | 0 | 0 | 0 | 0 | 0 | 0 | 0 | 0 | 0 | 0 | 0 | 0 | 0 | 0 | 0 | 0 | 0 | 0 | 0 | 0 | 0 | 0 | 0 | 0 | 0 | 0 | 0 | 0
[8 empty] | 5411 | August | Summer | Weekday | 0 | 0 | 0 | 0 | 0 | 0 | 0 | 0 | 0 | 0 | 0 | 0 | 0 | 0 | 0 | 0 | 0 | 0 | 0 | 0 | 0 | 0 | 0 | 0 | 0 | 0 | 0 | 0 | 0 | 0
[8 empty] | 5412 | August | Summer | Weekday | 0 | 0 | 0 | 0 | 0 | 0 | 0 | 0 | 0 | 0 | 0 | 0 | 0 | 0 | 0 | 0 | 0 | 0 | 0 | 0 | 0 | 0 | 0 | 0 | 0 | 0 | 0 | 0 | 0 | 0
[8 empty] | 5413 | August | Summer | Weekday | 0 | 0 | 0 | 0 | 0 | 0 | 0 | 0 | 0 | 0 | 0 | 0 | 0 | 0 | 0 | 0 | 0 | 0 | 0 | 0 | 0 | 0 | 0 | 0 | 0 | 0 | 0 | 0 | 0 | 0
[8 empty] | 5414 | August | Summer | Weekday | 0 | 0 | 0 | 0 | 0 | 0 | 0 | 0 | 0 | 0 | 0 | 0 | 0 | 0 | 0 | 0 | 0 | 0 | 0 | 0 | 0 | 0 | 0 | 0 | 0 | 0 | 0 | 0 | 0 | 0
[8 empty] | 5415 | August | Summer | Weekday | 0 | 0 | 0 | 0 | 0 | 0 | 0 | 0 | 0 | 0 | 0 | 0 | 0 | 0 | 0 | 0 | 0 | 0 | 0 | 0 | 0 | 0 | 0 | 0 | 0 | 0 | 0 | 0 | 0 | 0
[8 empty] | 5416 | August | Summer | Weekday | 0 | 0 | 0 | 0 | 0 | 0 | 0 | 0 | 0 | 0 | 0 | 0 | 0 | 0 | 0 | 0 | 0 | 0 | 0 | 0 | 0 | 0 | 0 | 0 | 0 | 0 | 0 | 0 | 0 | 0
[8 empty] | 5417 | August | Summer | Weekday | 0 | 0 | 0 | 0 | 0 | 0 | 0 | 0 | 0 | 0 | 0 | 0 | 0 | 0 | 0 | 0 | 0 | 0 | 0 | 0 | 0 | 0 | 0 | 0 | 0 | 0 | 0 | 0 | 0 | 0
[8 empty] | 5418 | August | Summer | Weekday | 0 | 0 | 0 | 0 | 0 | 0 | 0 | 0 | 0 | 0 | 0 | 0 | 0 | 0 | 0 | 0 | 0 | 0 | 0 | 0 | 0 | 0 | 0 | 0 | 0 | 0 | 0 | 0 | 0 | 0
[8 empty] | 5419 | August | Summer | Weekday | 0 | 0 | 0 | 0 | 0 | 0 | 0 | 0 | 0 | 0 | 0 | 0 | 0 | 0 | 0 | 0 | 0 | 0 | 0 | 0 | 0 | 0 | 0 | 0 | 0 | 0 | 0 | 0 | 0 | 0
[8 empty] | 5420 | August | Summer | Weekday | 0 | 0 | 0 | 0 | 0 | 0 | 0 | 0 | 0 | 0 | 0 | 0 | 0 | 0 | 0 | 0 | 0 | 0 | 0 | 0 | 0 | 0 | 0 | 0 | 0 | 0 | 0 | 0 | 0 | 0
[8 empty] | 5421 | August | Summer | Weekday | 0 | 0 | 0 | 0 | 0 | 0 | 0 | 0 | 0 | 0 | 0 | 0 | 0 | 0 | 0 | 0 | 0 | 0 | 0 | 0 | 0 | 0 | 0 | 0 | 0 | 0 | 0 | 0 | 0 | 0
[8 empty] | 5422 | August | Summer | Weekday | 0 | 0 | 0 | 0 | 0 | 0 | 0 | 0 | 0 | 0 | 0 | 0 | 0 | 0 | 0 | 0 | 0 | 0 | 0 | 0 | 0 | 0 | 0 | 0 | 0 | 0 | 0 | 0 | 0 | 0
[8 empty] | 5423 | August | Summer | Weekday | 0 | 0 | 0 | 0 | 0 | 0 | 0 | 0 | 0 | 0 | 0 | 0 | 0 | 0 | 0 | 0 | 0 | 0 | 0 | 0 | 0 | 0 | 0 | 0 | 0 | 0 | 0 | 0 | 0 | 0
[8 empty] | 5424 | August | Summer | Weekday | 0 | 0 | 0 | 0 | 0 | 0 | 0 | 0 | 0 | 0 | 0 | 0 | 0 | 0 | 0 | 0 | 0 | 0 | 0 | 0 | 0 | 0 | 0 | 0 | 0 | 0 | 0 | 0 | 0 | 0
[8 empty] | 5425 | August | Summer | Weekday | 0 | 0 | 0 | 0 | 0 | 0 | 0 | 0 | 0 | 0 | 0 | 0 | 0 | 0 | 0 | 0 | 0 | 0 | 0 | 0 | 0 | 0 | 0 | 0 | 0 | 4.8 | 4.8 | 0 | 0 | 0
[8 empty] | 5426 | August | Summer | Weekday | 0 | 0 | 0 | 0 | 0 | 0 | 0 | 0 | 0 | 0 | 0 | 0 | 0 | 0 | 0 | 0 | 0 | 0 | 0 | 0 | 0 | 0 | 0 | 0 | 0 | 4.8 | 4.8 | 0 | 0 | 0
[8 empty] | 5427 | August | Summer | Weekday | 0 | 0 | 0 | 0 | 0 | 0 | 0 | 0 | 0 | 0 | 0 | 0 | 0 | 0 | 0 | 0 | 0 | 0 | 0 | 0 | 0 | 0 | 0 | 0 | 0 | 4.8 | 4.8 | 0 | 0 | 0
[8 empty] | 5428 | August | Summer | Weekday | 0 | 0 | 0 | 0 | 0 | 0 | 0 | 0 | 0 | 0 | 0 | 0 | 0 | 0 | 0 | 0 | 0 | 0 | 0 | 0 | 0 | 0 | 0 | 0 | 0 | 4.8 | 4.8 | 0 | 0 | 0
[8 empty] | 5429 | August | Summer | Weekday | 0 | 0 | 0 | 0 | 0 | 0 | 0 | 0 | 0 | 0 | 0 | 0 | 0 | 0 | 0 | 0 | 0 | 0 | 0 | 0 | 0 | 0 | 0 | 0 | 0 | 4.8 | 4.8 | 0 | 0 | 0
[8 empty] | 5430 | August | Summer | Weekday | 0 | 0 | 0 | 0 | 0 | 0 | 0 | 0 | 0 | 0 | 0 | 0 | 0 | 0 | 0 | 0 | 0 | 0 | 0 | 0 | 0 | 0 | 0 | 0 | 0 | 4.8 | 4.8 | 0 | 0 | 0
[8 empty] | 5431 | August | Summer | Weekday | 0 | 0 | 0 | 0 | 0 | 0 | 0 | 0 | 0 | 0 | 0 | 0 | 0 | 0 | 0 | 0 | 0 | 0 | 0 | 0 | 0 | 0 | 0 | 0 | 0 | 1.2 | 1.2 | 0 | 0 | 0
[8 empty] | 5432 | August | Summer | Weekday | 0 | 0 | 0 | 0 | 0 | 0 | 0 | 0 | 0 | 0 | 0 | 0 | 0 | 0 | 0 | 0 | 0 | 0 | 0 | 0 | 0 | 0 | 0 | 0 | 0 | 0 | 0 | 0 | 0 | 0
[8 empty] | 5433 | August | Summer | Weekday | 0 | 0 | 0 | 0 | 0 | 0 | 0 | 0 | 0 | 0 | 0 | 0 | 0 | 0 | 0 | 0 | 0 | 0 | 0 | 0 | 0 | 0 | 0 | 0 | 0 | 0 | 0 | 0 | 0 | 0
[8 empty] | 5434 | August | Summer | Weekday | 0 | 0 | 0 | 0 | 0 | 0 | 0 | 0 | 0 | 0 | 0 | 0 | 0 | 0 | 0 | 0 | 0 | 0 | 0 | 0 | 0 | 0 | 0 | 0 | 0 | 0 | 0 | 0 | 0 | 0
[8 empty] | 5435 | August | Summer | Weekday | 0 | 0 | 0 | 0 | 0 | 0 | 0 | 0 | 0 | 0 | 0 | 0 | 0 | 0 | 0 | 0 | 0 | 0 | 0 | 0 | 0 | 0 | 0 | 0 | 0 | 0 | 0 | 0 | 0 | 0
[8 empty] | 5436 | August | Summer | Weekday | 0 | 0 | 0 | 0 | 0 | 0 | 0 | 0 | 0 | 0 | 0 | 0 | 0 | 0 | 0 | 0 | 0 | 0 | 0 | 0 | 0 | 0 | 0 | 0 | 0 | 0 | 0 | 0 | 0 | 0
[8 empty] | 5437 | August | Summer | Weekday | 0 | 0 | 0 | 0 | 0 | 0 | 0 | 0 | 0 | 0 | 0 | 0 | 0 | 0 | 0 | 0 | 0 | 0 | 0 | 0 | 0 | 0 | 0 | 0 | 0 | 0 | 0 | 0 | 0 | 0
[8 empty] | 5438 | August | Summer | Weekday | 0 | 0 | 0 | 0 | 0 | 0 | 0 | 0 | 0 | 0 | 0 | 0 | 0 | 0 | 0 | 0 | 0 | 0 | 0 | 0 | 0 | 0 | 0 | 0 | 0 | 0 | 0 | 0 | 0 | 0
[8 empty] | 5439 | August | Summer | Weekday | 0 | 0 | 0 | 0 | 0 | 0 | 0 | 0 | 0 | 0 | 0 | 0 | 0 | 0 | 0 | 0 | 0 | 0 | 0 | 0 | 0 | 0 | 0 | 0 | 0 | 0 | 0 | 0 | 0 | 0
[8 empty] | 5440 | August | Summer | Weekday | 0 | 0 | 0 | 0 | 0 | 0 | 0 | 0 | 0 | 0 | 0 | 0 | 0 | 0 | 0 | 0 | 0 | 0 | 0 | 0 | 0 | 0 | 0 | 0 | 0 | 0 | 0 | 0 | 0 | 0
[8 empty] | 5441 | August | Summer | Weekday | 0 | 0 | 0 | 0 | 0 | 0 | 0 | 0 | 0 | 0 | 0 | 0 | 0 | 0 | 0 | 0 | 0 | 0 | 0 | 0 | 0 | 0 | 0 | 0 | 0 | 0 | 0 | 0 | 0 | 0
[8 empty] | 5442 | August | Summer | Weekday | 0 | 0 | 0 | 0 | 0 | 0 | 0 | 0 | 0 | 0 | 0 | 0 | 0 | 0 | 0 | 0 | 0 | 0 | 0 | 0 | 0 | 0 | 0 | 0 | 0 | 0 | 0 | 0 | 0 | 0
[8 empty] | 5443 | August | Summer | Weekday | 0 | 0 | 0 | 0 | 0 | 0 | 0 | 0 | 0 | 0 | 0 | 0 | 0 | 0 | 0 | 0 | 0 | 0 | 0 | 0 | 0 | 0 | 0 | 0 | 0 | 0 | 0 | 0 | 0 | 0
[8 empty] | 5444 | August | Summer | Weekday | 0 | 0 | 0 | 0 | 0 | 0 | 0 | 0 | 0 | 0 | 0 | 0 | 0 | 0 | 0 | 0 | 0 | 0 | 0 | 0 | 0 | 0 | 0 | 0 | 0 | 0 | 0 | 0 | 0 | 0
[8 empty] | 5445 | August | Summer | Weekday | 0 | 0 | 0 | 0 | 0 | 0 | 0 | 0 | 0 | 0 | 0 | 0 | 0 | 0 | 0 | 0 | 0 | 0 | 0 | 0 | 0 | 0 | 0 | 0 | 0 | 0 | 0 | 0 | 0 | 0
[8 empty] | 5446 | August | Summer | Weekday | 0 | 0 | 0 | 0 | 0 | 0 | 0 | 0 | 0 | 0 | 0 | 0 | 0 | 0 | 0 | 0 | 0 | 0 | 0 | 0 | 0 | 0 | 0 | 0 | 0 | 0 | 0 | 0 | 0 | 0
[8 empty] | 5447 | August | Summer | Weekday | 0 | 0 | 0 | 0 | 0 | 0 | 0 | 0 | 0 | 0 | 0 | 0 | 0 | 0 | 0 | 0 | 0 | 0 | 0 | 0 | 0 | 0 | 0 | 0 | 0 | 0 | 0 | 0 | 0 | 0
[8 empty] | 5448 | August | Summer | Weekday | 0 | 0 | 0 | 0 | 0 | 0 | 0 | 0 | 0 | 0 | 0 | 0 | 0 | 0 | 0 | 0 | 0 | 0 | 0 | 0 | 0 | 0 | 0 | 0 | 0 | 0 | 0 | 0 | 0 | 0
[8 empty] | 5449 | August | Summer | Weekday | 0 | 0 | 0 | 0 | 0 | 0 | 0 | 0 | 0 | 0 | 0 | 0 | 0 | 0 | 0 | 0 | 0 | 0 | 0 | 0 | 0 | 0 | 0 | 0 | 0 | 4.8 | 4.8 | 0 | 0 | 0
[8 empty] | 5450 | August | Summer | Weekday | 0 | 0 | 0 | 0 | 0 | 0 | 0 | 0 | 0 | 0 | 0 | 0 | 0 | 0 | 0 | 0 | 0 | 0 | 0 | 0 | 0 | 0 | 0 | 0 | 0 | 4.8 | 4.8 | 0 | 0 | 0
[8 empty] | 5451 | August | Summer | Weekday | 0 | 0 | 0 | 0 | 0 | 0 | 0 | 0 | 0 | 0 | 0 | 0 | 0 | 0 | 0 | 0 | 0 | 0 | 0 | 0 | 0 | 0 | 0 | 0 | 0 | 4.8 | 4.8 | 0 | 0 | 0
[8 empty] | 5452 | August | Summer | Weekday | 0 | 0 | 0 | 0 | 0 | 0 | 0 | 0 | 0 | 0 | 0 | 0 | 0 | 0 | 0 | 0 | 0 | 0 | 0 | 0 | 0 | 0 | 0 | 0 | 0 | 4.8 | 4.8 | 0 | 0 | 0
[8 empty] | 5453 | August | Summer | Weekday | 0 | 0 | 0 | 0 | 0 | 0 | 0 | 0 | 0 | 0 | 0 | 0 | 0 | 0 | 0 | 0 | 0 | 0 | 0 | 0 | 0 | 0 | 0 | 0 | 0 | 4.8 | 4.8 | 0 | 0 | 0
[8 empty] | 5454 | August | Summer | Weekday | 0 | 0 | 0 | 0 | 0 | 0 | 0 | 0 | 0 | 0 | 0 | 0 | 0 | 0 | 0 | 0 | 0 | 0 | 0 | 0 | 0 | 0 | 0 | 0 | 0 | 4.8 | 4.8 | 0 | 0 | 0
[8 empty] | 5455 | August | Summer | Weekday | 0 | 0 | 0 | 0 | 0 | 0 | 0 | 0 | 0 | 0 | 0 | 0 | 0 | 0 | 0 | 0 | 0 | 0 | 0 | 0 | 0 | 0 | 0 | 0 | 0 | 1.2 | 1.2 | 0 | 0 | 0
[8 empty] | 5456 | August | Summer | Weekday | 0 | 0 | 0 | 0 | 0 | 0 | 0 | 0 | 0 | 0 | 0 | 0 | 0 | 0 | 0 | 0 | 0 | 0 | 0 | 0 | 0 | 0 | 0 | 0 | 0 | 0 | 0 | 0 | 0 | 0
[8 empty] | 5457 | August | Summer | Weekday | 0 | 0 | 0 | 0 | 0 | 0 | 0 | 0 | 0 | 0 | 0 | 0 | 0 | 0 | 0 | 0 | 0 | 0 | 0 | 0 | 0 | 0 | 0 | 0 | 0 | 0 | 0 | 0 | 0 | 0
[8 empty] | 5458 | August | Summer | Weekday | 0 | 0 | 0 | 0 | 0 | 0 | 0 | 0 | 0 | 0 | 0 | 0 | 0 | 0 | 0 | 0 | 0 | 0 | 0 | 0 | 0 | 0 | 0 | 0 | 0 | 0 | 0 | 0 | 0 | 0
[8 empty] | 5459 | August | Summer | Weekday | 0 | 0 | 0 | 0 | 0 | 0 | 0 | 0 | 0 | 0 | 0 | 0 | 0 | 0 | 0 | 0 | 0 | 0 | 0 | 0 | 0 | 0 | 0 | 0 | 0 | 0 | 0 | 0 | 0 | 0
[8 empty] | 5460 | August | Summer | Weekday | 0 | 0 | 0 | 0 | 0 | 0 | 0 | 0 | 0 | 0 | 0 | 0 | 0 | 0 | 0 | 0 | 0 | 0 | 0 | 0 | 0 | 0 | 0 | 0 | 0 | 0 | 0 | 0 | 0 | 0
[8 empty] | 5461 | August | Summer | Weekday | 0 | 0 | 0 | 0 | 0 | 0 | 0 | 0 | 0 | 0 | 0 | 0 | 0 | 0 | 0 | 0 | 0 | 0 | 0 | 0 | 0 | 0 | 0 | 0 | 0 | 0 | 0 | 0 | 0 | 0
[8 empty] | 5462 | August | Summer | Weekday | 0 | 0 | 0 | 0 | 0 | 0 | 0 | 0 | 0 | 0 | 0 | 0 | 0 | 0 | 0 | 0 | 0 | 0 | 0 | 0 | 0 | 0 | 0 | 0 | 0 | 0 | 0 | 0 | 0 | 0
[8 empty] | 5463 | August | Summer | Weekday | 0 | 0 | 0 | 0 | 0 | 0 | 0 | 0 | 0 | 0 | 0 | 0 | 0 | 0 | 0 | 0 | 0 | 0 | 0 | 0 | 0 | 0 | 0 | 0 | 0 | 0 | 0 | 0 | 0 | 0
[8 empty] | 5464 | August | Summer | Weekday | 0 | 0 | 0 | 0 | 0 | 0 | 0 | 0 | 0 | 0 | 0 | 0 | 0 | 0 | 0 | 0 | 0 | 0 | 0 | 0 | 0 | 0 | 0 | 0 | 0 | 0 | 0 | 0 | 0 | 0
[8 empty] | 5465 | August | Summer | Weekday | 0 | 0 | 0 | 0 | 0 | 0 | 0 | 0 | 0 | 0 | 0 | 0 | 0 | 0 | 0 | 0 | 0 | 0 | 0 | 0 | 0 | 0 | 0 | 0 | 0 | 0 | 0 | 0 | 0 | 0
[8 empty] | 5466 | August | Summer | Weekday | 0 | 0 | 0 | 0 | 0 | 0 | 0 | 0 | 0 | 0 | 0 | 0 | 0 | 0 | 0 | 0 | 0 | 0 | 0 | 0 | 0 | 0 | 0 | 0 | 0 | 0 | 0 | 0 | 0 | 0
[8 empty] | 5467 | August | Summer | Weekday | 0 | 0 | 0 | 0 | 0 | 0 | 0 | 0 | 0 | 0 | 0 | 0 | 0 | 0 | 0 | 0 | 0 | 0 | 0 | 0 | 0 | 0 | 0 | 0 | 0 | 0 | 0 | 0 | 0 | 0
[8 empty] | 5468 | August | Summer | Weekday | 0 | 0 | 0 | 0 | 0 | 0 | 0 | 0 | 0 | 0 | 0 | 0 | 0 | 0 | 0 | 0 | 0 | 0 | 0 | 0 | 0 | 0 | 0 | 0 | 0 | 0 | 0 | 0 | 0 | 0
[8 empty] | 5469 | August | Summer | Weekday | 0 | 0 | 0 | 0 | 0 | 0 | 0 | 0 | 0 | 0 | 0 | 0 | 0 | 0 | 0 | 0 | 0 | 0 | 0 | 0 | 0 | 0 | 0 | 0 | 0 | 0 | 0 | 0 | 0 | 0
[8 empty] | 5470 | August | Summer | Weekday | 0 | 0 | 0 | 0 | 0 | 0 | 0 | 0 | 0 | 0 | 0 | 0 | 0 | 0 | 0 | 0 | 0 | 0 | 0 | 0 | 0 | 0 | 0 | 0 | 0 | 0 | 0 | 0 | 0 | 0
[8 empty] | 5471 | August | Summer | Weekday | 0 | 0 | 0 | 0 | 0 | 0 | 0 | 0 | 0 | 0 | 0 | 0 | 0 | 0 | 0 | 0 | 0 | 0 | 0 | 0 | 0 | 0 | 0 | 0 | 0 | 0 | 0 | 0 | 0 | 0
[8 empty] | 5472 | August | Summer | Weekday | 0 | 0 | 0 | 0 | 0 | 0 | 0 | 0 | 0 | 0 | 0 | 0 | 0 | 0 | 0 | 0 | 0 | 0 | 0 | 0 | 0 | 0 | 0 | 0 | 0 | 0 | 0 | 0 | 0 | 0
[8 empty] | 5473 | August | Summer | Weekday | 0 | 0 | 0 | 0 | 0 | 0 | 0 | 0 | 0 | 0 | 0 | 0 | 0 | 0 | 0 | 0 | 0 | 0 | 0 | 0 | 0 | 0 | 0 | 0 | 0 | 4.8 | 4.8 | 0 | 0 | 0
[8 empty] | 5474 | August | Summer | Weekday | 0 | 0 | 0 | 0 | 0 | 0 | 0 | 0 | 0 | 0 | 0 | 0 | 0 | 0 | 0 | 0 | 0 | 0 | 0 | 0 | 0 | 0 | 0 | 0 | 0 | 4.8 | 4.8 | 0 | 0 | 0
[8 empty] | 5475 | August | Summer | Weekday | 0 | 0 | 0 | 0 | 0 | 0 | 0 | 0 | 0 | 0 | 0 | 0 | 0 | 0 | 0 | 0 | 0 | 0 | 0 | 0 | 0 | 0 | 0 | 0 | 0 | 4.8 | 4.8 | 0 | 0 | 0
[8 empty] | 5476 | August | Summer | Weekday | 0 | 0 | 0 | 0 | 0 | 0 | 0 | 0 | 0 | 0 | 0 | 0 | 0 | 0 | 0 | 0 | 0 | 0 | 0 | 0 | 0 | 0 | 0 | 0 | 0 | 4.8 | 4.8 | 0 | 0 | 0
[8 empty] | 5477 | August | Summer | Weekday | 0 | 0 | 0 | 0 | 0 | 0 | 0 | 0 | 0 | 0 | 0 | 0 | 0 | 0 | 0 | 0 | 0 | 0 | 0 | 0 | 0 | 0 | 0 | 0 | 0 | 4.8 | 4.8 | 0 | 0 | 0
[8 empty] | 5478 | August | Summer | Weekday | 0 | 0 | 0 | 0 | 0 | 0 | 0 | 0 | 0 | 0 | 0 | 0 | 0 | 0 | 0 | 0 | 0 | 0 | 0 | 0 | 0 | 0 | 0 | 0 | 0 | 4.8 | 4.8 | 0 | 0 | 0
[8 empty] | 5479 | August | Summer | Weekday | 0 | 0 | 0 | 0 | 0 | 0 | 0 | 0 | 0 | 0 | 0 | 0 | 0 | 0 | 0 | 0 | 0 | 0 | 0 | 0 | 0 | 0 | 0 | 0 | 0 | 1.2 | 1.2 | 0 | 0 | 0
[8 empty] | 5480 | August | Summer | Weekday | 0 | 0 | 0 | 0 | 0 | 0 | 0 | 0 | 0 | 0 | 0 | 0 | 0 | 0 | 0 | 0 | 0 | 0 | 0 | 0 | 0 | 0 | 0 | 0 | 0 | 0 | 0 | 0 | 0 | 0
[8 empty] | 5481 | August | Summer | Weekday | 0 | 0 | 0 | 0 | 0 | 0 | 0 | 0 | 0 | 0 | 0 | 0 | 0 | 0 | 0 | 0 | 0 | 0 | 0 | 0 | 0 | 0 | 0 | 0 | 0 | 0 | 0 | 0 | 0 | 0
[8 empty] | 5482 | August | Summer | Weekday | 0 | 0 | 0 | 0 | 0 | 0 | 0 | 0 | 0 | 0 | 0 | 0 | 0 | 0 | 0 | 0 | 0 | 0 | 0 | 0 | 0 | 0 | 0 | 0 | 0 | 0 | 0 | 0 | 0 | 0
[8 empty] | 5483 | August | Summer | Weekday | 0 | 0 | 0 | 0 | 0 | 0 | 0 | 0 | 0 | 0 | 0 | 0 | 0 | 0 | 0 | 0 | 0 | 0 | 0 | 0 | 0 | 0 | 0 | 0 | 0 | 0 | 0 | 0 | 0 | 0
[8 empty] | 5484 | August | Summer | Weekday | 0 | 0 | 0 | 0 | 0 | 0 | 0 | 0 | 0 | 0 | 0 | 0 | 0 | 0 | 0 | 0 | 0 | 0 | 0 | 0 | 0 | 0 | 0 | 0 | 0 | 0 | 0 | 0 | 0 | 0
[8 empty] | 5485 | August | Summer | Weekday | 0 | 0 | 0 | 0 | 0 | 0 | 0 | 0 | 0 | 0 | 0 | 0 | 0 | 0 | 0 | 0 | 0 | 0 | 0 | 0 | 0 | 0 | 0 | 0 | 0 | 0 | 0 | 0 | 0 | 0
[8 empty] | 5486 | August | Summer | Weekday | 0 | 0 | 0 | 0 | 0 | 0 | 0 | 0 | 0 | 0 | 0 | 0 | 0 | 0 | 0 | 0 | 0 | 0 | 0 | 0 | 0 | 0 | 0 | 0 | 0 | 0 | 0 | 0 | 0 | 0
[8 empty] | 5487 | August | Summer | Weekday | 0 | 0 | 0 | 0 | 0 | 0 | 0 | 0 | 0 | 0 | 0 | 0 | 0 | 0 | 0 | 0 | 0 | 0 | 0 | 0 | 0 | 0 | 0 | 0 | 0 | 0 | 0 | 0 | 0 | 0
[8 empty] | 5488 | August | Summer | Weekday | 0 | 0 | 0 | 0 | 0 | 0 | 0 | 0 | 0 | 0 | 0 | 0 | 0 | 0 | 0 | 0 | 0 | 0 | 0 | 0 | 0 | 0 | 0 | 0 | 0 | 0 | 0 | 0 | 0 | 0
[8 empty] | 5489 | August | Summer | Weekday | 0 | 0 | 0 | 0 | 0 | 0 | 0 | 0 | 0 | 0 | 0 | 0 | 0 | 0 | 0 | 0 | 0 | 0 | 0 | 0 | 0 | 0 | 0 | 0 | 0 | 0 | 0 | 0 | 0 | 0
[8 empty] | 5490 | August | Summer | Weekday | 0 | 0 | 0 | 0 | 0 | 0 | 0 | 0 | 0 | 0 | 0 | 0 | 0 | 0 | 0 | 0 | 0 | 0 | 0 | 0 | 0 | 0 | 0 | 0 | 0 | 0 | 0 | 0 | 0 | 0
[8 empty] | 5491 | August | Summer | Weekday | 0 | 0 | 0 | 0 | 0 | 0 | 0 | 0 | 0 | 0 | 0 | 0 | 0 | 0 | 0 | 0 | 0 | 0 | 0 | 0 | 0 | 0 | 0 | 0 | 0 | 0 | 0 | 0 | 0 | 0
[8 empty] | 5492 | August | Summer | Weekday | 0 | 0 | 0 | 0 | 0 | 0 | 0 | 0 | 0 | 0 | 0 | 0 | 0 | 0 | 0 | 0 | 0 | 0 | 0 | 0 | 0 | 0 | 0 | 0 | 0 | 0 | 0 | 0 | 0 | 0
[8 empty] | 5493 | August | Summer | Weekday | 0 | 0 | 0 | 0 | 0 | 0 | 0 | 0 | 0 | 0 | 0 | 0 | 0 | 0 | 0 | 0 | 0 | 0 | 0 | 0 | 0 | 0 | 0 | 0 | 0 | 0 | 0 | 0 | 0 | 0
[8 empty] | 5494 | August | Summer | Weekday | 0 | 0 | 0 | 0 | 0 | 0 | 0 | 0 | 0 | 0 | 0 | 0 | 0 | 0 | 0 | 0 | 0 | 0 | 0 | 0 | 0 | 0 | 0 | 0 | 0 | 0 | 0 | 0 | 0 | 0
[8 empty] | 5495 | August | Summer | Weekday | 0 | 0 | 0 | 0 | 0 | 0 | 0 | 0 | 0 | 0 | 0 | 0 | 0 | 0 | 0 | 0 | 0 | 0 | 0 | 0 | 0 | 0 | 0 | 0 | 0 | 0 | 0 | 0 | 0 | 0
[8 empty] | 5496 | August | Summer | Weekday | 0 | 0 | 0 | 0 | 0 | 0 | 0 | 0 | 0 | 0 | 0 | 0 | 0 | 0 | 0 | 0 | 0 | 0 | 0 | 0 | 0 | 0 | 0 | 0 | 0 | 0 | 0 | 0 | 0 | 0
[8 empty] | 5497 | August | Summer | Weekday | 0 | 0 | 0 | 0 | 0 | 0 | 0 | 0 | 0 | 0 | 0 | 0 | 0 | 0 | 0 | 0 | 0 | 0 | 0 | 0 | 0 | 0 | 0 | 0 | 0 | 4.8 | 4.8 | 0 | 0 | 0
[8 empty] | 5498 | August | Summer | Weekday | 0 | 0 | 0 | 0 | 0 | 0 | 0 | 0 | 0 | 0 | 0 | 0 | 0 | 0 | 0 | 0 | 0 | 0 | 0 | 0 | 0 | 0 | 0 | 0 | 0 | 4.8 | 4.8 | 0 | 0 | 0
[8 empty] | 5499 | August | Summer | Weekday | 0 | 0 | 0 | 0 | 0 | 0 | 0 | 0 | 0 | 0 | 0 | 0 | 0 | 0 | 0 | 0 | 0 | 0 | 0 | 0 | 0 | 0 | 0 | 0 | 0 | 4.8 | 4.8 | 0 | 0 | 0
[8 empty] | 5500 | August | Summer | Weekday | 0 | 0 | 0 | 0 | 0 | 0 | 0 | 0 | 0 | 0 | 0 | 0 | 0 | 0 | 0 | 0 | 0 | 0 | 0 | 0 | 0 | 0 | 0 | 0 | 0 | 4.8 | 4.8 | 0 | 0 | 0
[8 empty] | 5501 | August | Summer | Weekday | 0 | 0 | 0 | 0 | 0 | 0 | 0 | 0 | 0 | 0 | 0 | 0 | 0 | 0 | 0 | 0 | 0 | 0 | 0 | 0 | 0 | 0 | 0 | 0 | 0 | 4.8 | 4.8 | 0 | 0 | 0
[8 empty] | 5502 | August | Summer | Weekday | 0 | 0 | 0 | 0 | 0 | 0 | 0 | 0 | 0 | 0 | 0 | 0 | 0 | 0 | 0 | 0 | 0 | 0 | 0 | 0 | 0 | 0 | 0 | 0 | 0 | 4.8 | 4.8 | 0 | 0 | 0
[8 empty] | 5503 | August | Summer | Weekday | 0 | 0 | 0 | 0 | 0 | 0 | 0 | 0 | 0 | 0 | 0 | 0 | 0 | 0 | 0 | 0 | 0 | 0 | 0 | 0 | 0 | 0 | 0 | 0 | 0 | 1.2 | 1.2 | 0 | 0 | 0
[8 empty] | 5504 | August | Summer | Weekday | 0 | 0 | 0 | 0 | 0 | 0 | 0 | 0 | 0 | 0 | 0 | 0 | 0 | 0 | 0 | 0 | 0 | 0 | 0 | 0 | 0 | 0 | 0 | 0 | 0 | 0 | 0 | 0 | 0 | 0
[8 empty] | 5505 | August | Summer | Weekday | 0 | 0 | 0 | 0 | 0 | 0 | 0 | 0 | 0 | 0 | 0 | 0 | 0 | 0 | 0 | 0 | 0 | 0 | 0 | 0 | 0 | 0 | 0 | 0 | 0 | 0 | 0 | 0 | 0 | 0
[8 empty] | 5506 | August | Summer | Weekday | 0 | 0 | 0 | 0 | 0 | 0 | 0 | 0 | 0 | 0 | 0 | 0 | 0 | 0 | 0 | 0 | 0 | 0 | 0 | 0 | 0 | 0 | 0 | 0 | 0 | 0 | 0 | 0 | 0 | 0
[8 empty] | 5507 | August | Summer | Weekday | 0 | 0 | 0 | 0 | 0 | 0 | 0 | 0 | 0 | 0 | 0 | 0 | 0 | 0 | 0 | 0 | 0 | 0 | 0 | 0 | 0 | 0 | 0 | 0 | 0 | 0 | 0 | 0 | 0 | 0
[8 empty] | 5508 | August | Summer | Weekday | 0 | 0 | 0 | 0 | 0 | 0 | 0 | 0 | 0 | 0 | 0 | 0 | 0 | 0 | 0 | 0 | 0 | 0 | 0 | 0 | 0 | 0 | 0 | 0 | 0 | 0 | 0 | 0 | 0 | 0
[8 empty] | 5509 | August | Summer | Weekday | 0 | 0 | 0 | 0 | 0 | 0 | 0 | 0 | 0 | 0 | 0 | 0 | 0 | 0 | 0 | 0 | 0 | 0 | 0 | 0 | 0 | 0 | 0 | 0 | 0 | 0 | 0 | 0 | 0 | 0
[8 empty] | 5510 | August | Summer | Weekday | 0 | 0 | 0 | 0 | 0 | 0 | 0 | 0 | 0 | 0 | 0 | 0 | 0 | 0 | 0 | 0 | 0 | 0 | 0 | 0 | 0 | 0 | 0 | 0 | 0 | 0 | 0 | 0 | 0 | 0
[8 empty] | 5511 | August | Summer | Weekday | 0 | 0 | 0 | 0 | 0 | 0 | 0 | 0 | 0 | 0 | 0 | 0 | 0 | 0 | 0 | 0 | 0 | 0 | 0 | 0 | 0 | 0 | 0 | 0 | 0 | 0 | 0 | 0 | 0 | 0
[8 empty] | 5512 | August | Summer | Weekday | 0 | 0 | 0 | 0 | 0 | 0 | 0 | 0 | 0 | 0 | 0 | 0 | 0 | 0 | 0 | 0 | 0 | 0 | 0 | 0 | 0 | 0 | 0 | 0 | 0 | 0 | 0 | 0 | 0 | 0
[8 empty] | 5513 | August | Summer | Weekday | 0 | 0 | 0 | 0 | 0 | 0 | 0 | 0 | 0 | 0 | 0 | 0 | 0 | 0 | 0 | 0 | 0 | 0 | 0 | 0 | 0 | 0 | 0 | 0 | 0 | 0 | 0 | 0 | 0 | 0
[8 empty] | 5514 | August | Summer | Weekday | 0 | 0 | 0 | 0 | 0 | 0 | 0 | 0 | 0 | 0 | 0 | 0 | 0 | 0 | 0 | 0 | 0 | 0 | 0 | 0 | 0 | 0 | 0 | 0 | 0 | 0 | 0 | 0 | 0 | 0
[8 empty] | 5515 | August | Summer | Weekday | 0 | 0 | 0 | 0 | 0 | 0 | 0 | 0 | 0 | 0 | 0 | 0 | 0 | 0 | 0 | 0 | 0 | 0 | 0 | 0 | 0 | 0 | 0 | 0 | 0 | 0 | 0 | 0 | 0 | 0
[8 empty] | 5516 | August | Summer | Weekday | 0 | 0 | 0 | 0 | 0 | 0 | 0 | 0 | 0 | 0 | 0 | 0 | 0 | 0 | 0 | 0 | 0 | 0 | 0 | 0 | 0 | 0 | 0 | 0 | 0 | 0 | 0 | 0 | 0 | 0
[8 empty] | 5517 | August | Summer | Weekday | 0 | 0 | 0 | 0 | 0 | 0 | 0 | 0 | 0 | 0 | 0 | 0 | 0 | 0 | 0 | 0 | 0 | 0 | 0 | 0 | 0 | 0 | 0 | 0 | 0 | 0 | 0 | 0 | 0 | 0
[8 empty] | 5518 | August | Summer | Weekday | 0 | 0 | 0 | 0 | 0 | 0 | 0 | 0 | 0 | 0 | 0 | 0 | 0 | 0 | 0 | 0 | 0 | 0 | 0 | 0 | 0 | 0 | 0 | 0 | 0 | 0 | 0 | 0 | 0 | 0
[8 empty] | 5519 | August | Summer | Weekday | 0 | 0 | 0 | 0 | 0 | 0 | 0 | 0 | 0 | 0 | 0 | 0 | 0 | 0 | 0 | 0 | 0 | 0 | 0 | 0 | 0 | 0 | 0 | 0 | 0 | 0 | 0 | 0 | 0 | 0
[8 empty] | 5520 | August | Summer | Weekday | 0 | 0 | 0 | 0 | 0 | 0 | 0 | 0 | 0 | 0 | 0 | 0 | 0 | 0 | 0 | 0 | 0 | 0 | 0 | 0 | 0 | 0 | 0 | 0 | 0 | 0 | 0 | 0 | 0 | 0
[8 empty] | 5521 | August | Summer | Weekend | 0 | 0 | 0 | 0 | 0 | 0 | 0 | 0 | 0 | 0 | 0 | 0 | 0 | 0 | 0 | 0 | 0 | 0 | 0 | 0 | 0 | 0 | 0 | 0 | 0 | 4.8 | 4.8 | 0 | 0 | 0
[8 empty] | 5522 | August | Summer | Weekend | 0 | 0 | 0 | 0 | 0 | 0 | 0 | 0 | 0 | 0 | 0 | 0 | 0 | 0 | 0 | 0 | 0 | 0 | 0 | 0 | 0 | 0 | 0 | 0 | 0 | 4.8 | 4.8 | 0 | 0 | 0
[8 empty] | 5523 | August | Summer | Weekend | 0 | 0 | 0 | 0 | 0 | 0 | 0 | 0 | 0 | 0 | 0 | 0 | 0 | 0 | 0 | 0 | 0 | 0 | 0 | 0 | 0 | 0 | 0 | 0 | 0 | 4.8 | 4.8 | 0 | 0 | 0
[8 empty] | 5524 | August | Summer | Weekend | 0 | 0 | 0 | 0 | 0 | 0 | 0 | 0 | 0 | 0 | 0 | 0 | 0 | 0 | 0 | 0 | 0 | 0 | 0 | 0 | 0 | 0 | 0 | 0 | 0 | 4.8 | 4.8 | 0 | 0 | 0
[8 empty] | 5525 | August | Summer | Weekend | 0 | 0 | 0 | 0 | 0 | 0 | 0 | 0 | 0 | 0 | 0 | 0 | 0 | 0 | 0 | 0 | 0 | 0 | 0 | 0 | 0 | 0 | 0 | 0 | 0 | 4.8 | 4.8 | 0 | 0 | 0
[8 empty] | 5526 | August | Summer | Weekend | 0 | 0 | 0 | 0 | 0 | 0 | 0 | 0 | 0 | 0 | 0 | 0 | 0 | 0 | 0 | 0 | 0 | 0 | 0 | 0 | 0 | 0 | 0 | 0 | 0 | 4.8 | 4.8 | 0 | 0 | 0
[8 empty] | 5527 | August | Summer | Weekend | 0 | 0 | 0 | 0 | 0 | 0 | 0 | 0 | 0 | 0 | 0 | 0 | 0 | 0 | 0 | 0 | 0 | 0 | 0 | 0 | 0 | 0 | 0 | 0 | 0 | 1.2 | 1.2 | 0 | 0 | 0
[8 empty] | 5528 | August | Summer | Weekend | 0 | 0 | 0 | 0 | 0 | 0 | 0 | 0 | 0 | 0 | 0 | 0 | 0 | 0 | 0 | 0 | 0 | 0 | 0 | 0 | 0 | 0 | 0 | 0 | 0 | 0 | 0 | 0 | 0 | 0
[8 empty] | 5529 | August | Summer | Weekend | 0 | 0 | 0 | 0 | 0 | 0 | 0 | 0 | 0 | 0 | 0 | 0 | 0 | 0 | 0 | 0 | 0 | 0 | 0 | 0 | 0 | 0 | 0 | 0 | 0 | 0 | 0 | 0 | 0 | 0
[8 empty] | 5530 | August | Summer | Weekend | 0 | 0 | 0 | 0 | 0 | 0 | 0 | 0 | 0 | 0 | 0 | 0 | 0 | 0 | 0 | 0 | 0 | 0 | 0 | 0 | 0 | 0 | 0 | 0 | 0 | 0 | 0 | 0 | 0 | 0
[8 empty] | 5531 | August | Summer | Weekend | 0 | 0 | 0 | 0 | 0 | 0 | 0 | 0 | 0 | 0 | 0 | 0 | 0 | 0 | 0 | 0 | 0 | 0 | 0 | 0 | 0 | 0 | 0 | 0 | 0 | 0 | 0 | 0 | 0 | 0
[8 empty] | 5532 | August | Summer | Weekend | 0 | 0 | 0 | 0 | 0 | 0 | 0 | 0 | 0 | 0 | 0 | 0 | 0 | 0 | 0 | 0 | 0 | 0 | 0 | 0 | 0 | 0 | 0 | 0 | 0 | 0 | 0 | 0 | 0 | 0
[8 empty] | 5533 | August | Summer | Weekend | 0 | 0 | 0 | 0 | 0 | 0 | 0 | 0 | 0 | 0 | 0 | 0 | 0 | 0 | 0 | 0 | 0 | 0 | 0 | 0 | 0 | 0 | 0 | 0 | 0 | 0 | 0 | 0 | 0 | 0
[8 empty] | 5534 | August | Summer | Weekend | 0 | 0 | 0 | 0 | 0 | 0 | 0 | 0 | 0 | 0 | 0 | 0 | 0 | 0 | 0 | 0 | 0 | 0 | 0 | 0 | 0 | 0 | 0 | 0 | 0 | 0 | 0 | 0 | 0 | 0
[8 empty] | 5535 | August | Summer | Weekend | 0 | 0 | 0 | 0 | 0 | 0 | 0 | 0 | 0 | 0 | 0 | 0 | 0 | 0 | 0 | 0 | 0 | 0 | 0 | 0 | 0 | 0 | 0 | 0 | 0 | 0 | 0 | 0 | 0 | 0
[8 empty] | 5536 | August | Summer | Weekend | 0 | 0 | 0 | 0 | 0 | 0 | 0 | 0 | 0 | 0 | 0 | 0 | 0 | 0 | 0 | 0 | 0 | 0 | 0 | 0 | 0 | 0 | 0 | 0 | 0 | 0 | 0 | 0 | 0 | 0
[8 empty] | 5537 | August | Summer | Weekend | 0 | 0 | 0 | 0 | 0 | 0 | 0 | 0 | 0 | 0 | 0 | 0 | 0 | 0 | 0 | 0 | 0 | 0 | 0 | 0 | 0 | 0 | 0 | 0 | 0 | 0 | 0 | 0 | 0 | 0
[8 empty] | 5538 | August | Summer | Weekend | 0 | 0 | 0 | 0 | 0 | 0 | 0 | 0 | 0 | 0 | 0 | 0 | 0 | 0 | 0 | 0 | 0 | 0 | 0 | 0 | 0 | 0 | 0 | 0 | 0 | 0 | 0 | 0 | 0 | 0
[8 empty] | 5539 | August | Summer | Weekend | 0 | 0 | 0 | 0 | 0 | 0 | 0 | 0 | 0 | 0 | 0 | 0 | 0 | 0 | 0 | 0 | 0 | 0 | 0 | 0 | 0 | 0 | 0 | 0 | 0 | 0 | 0 | 0 | 0 | 0
[8 empty] | 5540 | August | Summer | Weekend | 0 | 0 | 0 | 0 | 0 | 0 | 0 | 0 | 0 | 0 | 0 | 0 | 0 | 0 | 0 | 0 | 0 | 0 | 0 | 0 | 0 | 0 | 0 | 0 | 0 | 0 | 0 | 0 | 0 | 0
[8 empty] | 5541 | August | Summer | Weekend | 0 | 0 | 0 | 0 | 0 | 0 | 0 | 0 | 0 | 0 | 0 | 0 | 0 | 0 | 0 | 0 | 0 | 0 | 0 | 0 | 0 | 0 | 0 | 0 | 0 | 0 | 0 | 0 | 0 | 0
[8 empty] | 5542 | August | Summer | Weekend | 0 | 0 | 0 | 0 | 0 | 0 | 0 | 0 | 0 | 0 | 0 | 0 | 0 | 0 | 0 | 0 | 0 | 0 | 0 | 0 | 0 | 0 | 0 | 0 | 0 | 0 | 0 | 0 | 0 | 0
[8 empty] | 5543 | August | Summer | Weekend | 0 | 0 | 0 | 0 | 0 | 0 | 0 | 0 | 0 | 0 | 0 | 0 | 0 | 0 | 0 | 0 | 0 | 0 | 0 | 0 | 0 | 0 | 0 | 0 | 0 | 0 | 0 | 0 | 0 | 0
[8 empty] | 5544 | August | Summer | Weekend | 0 | 0 | 0 | 0 | 0 | 0 | 0 | 0 | 0 | 0 | 0 | 0 | 0 | 0 | 0 | 0 | 0 | 0 | 0 | 0 | 0 | 0 | 0 | 0 | 0 | 0 | 0 | 0 | 0 | 0
[8 empty] | 5545 | August | Summer | Weekend | 0 | 0 | 0 | 0 | 0 | 0 | 0 | 0 | 0 | 0 | 0 | 0 | 0 | 0 | 0 | 0 | 0 | 0 | 0 | 0 | 0 | 0 | 0 | 0 | 0 | 4.8 | 4.8 | 0 | 0 | 0
[8 empty] | 5546 | August | Summer | Weekend | 0 | 0 | 0 | 0 | 0 | 0 | 0 | 0 | 0 | 0 | 0 | 0 | 0 | 0 | 0 | 0 | 0 | 0 | 0 | 0 | 0 | 0 | 0 | 0 | 0 | 4.8 | 4.8 | 0 | 0 | 0
[8 empty] | 5547 | August | Summer | Weekend | 0 | 0 | 0 | 0 | 0 | 0 | 0 | 0 | 0 | 0 | 0 | 0 | 0 | 0 | 0 | 0 | 0 | 0 | 0 | 0 | 0 | 0 | 0 | 0 | 0 | 4.8 | 4.8 | 0 | 0 | 0
[8 empty] | 5548 | August | Summer | Weekend | 0 | 0 | 0 | 0 | 0 | 0 | 0 | 0 | 0 | 0 | 0 | 0 | 0 | 0 | 0 | 0 | 0 | 0 | 0 | 0 | 0 | 0 | 0 | 0 | 0 | 4.8 | 4.8 | 0 | 0 | 0
[8 empty] | 5549 | August | Summer | Weekend | 0 | 0 | 0 | 0 | 0 | 0 | 0 | 0 | 0 | 0 | 0 | 0 | 0 | 0 | 0 | 0 | 0 | 0 | 0 | 0 | 0 | 0 | 0 | 0 | 0 | 4.8 | 4.8 | 0 | 0 | 0
[8 empty] | 5550 | August | Summer | Weekend | 0 | 0 | 0 | 0 | 0 | 0 | 0 | 0 | 0 | 0 | 0 | 0 | 0 | 0 | 0 | 0 | 0 | 0 | 0 | 0 | 0 | 0 | 0 | 0 | 0 | 4.8 | 4.8 | 0 | 0 | 0
[8 empty] | 5551 | August | Summer | Weekend | 0 | 0 | 0 | 0 | 0 | 0 | 0 | 0 | 0 | 0 | 0 | 0 | 0 | 0 | 0 | 0 | 0 | 0 | 0 | 0 | 0 | 0 | 0 | 0 | 0 | 1.2 | 1.2 | 0 | 0 | 0
[8 empty] | 5552 | August | Summer | Weekend | 0 | 0 | 0 | 0 | 0 | 0 | 0 | 0 | 0 | 0 | 0 | 0 | 0 | 0 | 0 | 0 | 0 | 0 | 0 | 0 | 0 | 0 | 0 | 0 | 0 | 0 | 0 | 0 | 0 | 0
[8 empty] | 5553 | August | Summer | Weekend | 0 | 0 | 0 | 0 | 0 | 0 | 0 | 0 | 0 | 0 | 0 | 0 | 0 | 0 | 0 | 0 | 0 | 0 | 0 | 0 | 0 | 0 | 0 | 0 | 0 | 0 | 0 | 0 | 0 | 0
[8 empty] | 5554 | August | Summer | Weekend | 0 | 0 | 0 | 0 | 0 | 0 | 0 | 0 | 0 | 0 | 0 | 0 | 0 | 0 | 0 | 0 | 0 | 0 | 0 | 0 | 0 | 0 | 0 | 0 | 0 | 0 | 0 | 0 | 0 | 0
[8 empty] | 5555 | August | Summer | Weekend | 0 | 0 | 0 | 0 | 0 | 0 | 0 | 0 | 0 | 0 | 0 | 0 | 0 | 0 | 0 | 0 | 0 | 0 | 0 | 0 | 0 | 0 | 0 | 0 | 0 | 0 | 0 | 0 | 0 | 0
[8 empty] | 5556 | August | Summer | Weekend | 0 | 0 | 0 | 0 | 0 | 0 | 0 | 0 | 0 | 0 | 0 | 0 | 0 | 0 | 0 | 0 | 0 | 0 | 0 | 0 | 0 | 0 | 0 | 0 | 0 | 0 | 0 | 0 | 0 | 0
[8 empty] | 5557 | August | Summer | Weekend | 0 | 0 | 0 | 0 | 0 | 0 | 0 | 0 | 0 | 0 | 0 | 0 | 0 | 0 | 0 | 0 | 0 | 0 | 0 | 0 | 0 | 0 | 0 | 0 | 0 | 0 | 0 | 0 | 0 | 0
[8 empty] | 5558 | August | Summer | Weekend | 0 | 0 | 0 | 0 | 0 | 0 | 0 | 0 | 0 | 0 | 0 | 0 | 0 | 0 | 0 | 0 | 0 | 0 | 0 | 0 | 0 | 0 | 0 | 0 | 0 | 0 | 0 | 0 | 0 | 0
[8 empty] | 5559 | August | Summer | Weekend | 0 | 0 | 0 | 0 | 0 | 0 | 0 | 0 | 0 | 0 | 0 | 0 | 0 | 0 | 0 | 0 | 0 | 0 | 0 | 0 | 0 | 0 | 0 | 0 | 0 | 0 | 0 | 0 | 0 | 0
[8 empty] | 5560 | August | Summer | Weekend | 0 | 0 | 0 | 0 | 0 | 0 | 0 | 0 | 0 | 0 | 0 | 0 | 0 | 0 | 0 | 0 | 0 | 0 | 0 | 0 | 0 | 0 | 0 | 0 | 0 | 0 | 0 | 0 | 0 | 0
[8 empty] | 5561 | August | Summer | Weekend | 0 | 0 | 0 | 0 | 0 | 0 | 0 | 0 | 0 | 0 | 0 | 0 | 0 | 0 | 0 | 0 | 0 | 0 | 0 | 0 | 0 | 0 | 0 | 0 | 0 | 0 | 0 | 0 | 0 | 0
[8 empty] | 5562 | August | Summer | Weekend | 0 | 0 | 0 | 0 | 0 | 0 | 0 | 0 | 0 | 0 | 0 | 0 | 0 | 0 | 0 | 0 | 0 | 0 | 0 | 0 | 0 | 0 | 0 | 0 | 0 | 0 | 0 | 0 | 0 | 0
[8 empty] | 5563 | August | Summer | Weekend | 0 | 0 | 0 | 0 | 0 | 0 | 0 | 0 | 0 | 0 | 0 | 0 | 0 | 0 | 0 | 0 | 0 | 0 | 0 | 0 | 0 | 0 | 0 | 0 | 0 | 0 | 0 | 0 | 0 | 0
[8 empty] | 5564 | August | Summer | Weekend | 0 | 0 | 0 | 0 | 0 | 0 | 0 | 0 | 0 | 0 | 0 | 0 | 0 | 0 | 0 | 0 | 0 | 0 | 0 | 0 | 0 | 0 | 0 | 0 | 0 | 0 | 0 | 0 | 0 | 0
[8 empty] | 5565 | August | Summer | Weekend | 0 | 0 | 0 | 0 | 0 | 0 | 0 | 0 | 0 | 0 | 0 | 0 | 0 | 0 | 0 | 0 | 0 | 0 | 0 | 0 | 0 | 0 | 0 | 0 | 0 | 0 | 0 | 0 | 0 | 0
[8 empty] | 5566 | August | Summer | Weekend | 0 | 0 | 0 | 0 | 0 | 0 | 0 | 0 | 0 | 0 | 0 | 0 | 0 | 0 | 0 | 0 | 0 | 0 | 0 | 0 | 0 | 0 | 0 | 0 | 0 | 0 | 0 | 0 | 0 | 0
[8 empty] | 5567 | August | Summer | Weekend | 0 | 0 | 0 | 0 | 0 | 0 | 0 | 0 | 0 | 0 | 0 | 0 | 0 | 0 | 0 | 0 | 0 | 0 | 0 | 0 | 0 | 0 | 0 | 0 | 0 | 0 | 0 | 0 | 0 | 0
[8 empty] | 5568 | August | Summer | Weekend | 0 | 0 | 0 | 0 | 0 | 0 | 0 | 0 | 0 | 0 | 0 | 0 | 0 | 0 | 0 | 0 | 0 | 0 | 0 | 0 | 0 | 0 | 0 | 0 | 0 | 0 | 0 | 0 | 0 | 0
[8 empty] | 5569 | August | Summer | Weekday | 0 | 0 | 0 | 0 | 0 | 0 | 0 | 0 | 0 | 0 | 0 | 0 | 0 | 0 | 0 | 0 | 0 | 0 | 0 | 0 | 0 | 0 | 0 | 0 | 0 | 4.8 | 4.8 | 0 | 0 | 0
[8 empty] | 5570 | August | Summer | Weekday | 0 | 0 | 0 | 0 | 0 | 0 | 0 | 0 | 0 | 0 | 0 | 0 | 0 | 0 | 0 | 0 | 0 | 0 | 0 | 0 | 0 | 0 | 0 | 0 | 0 | 4.8 | 4.8 | 0 | 0 | 0
[8 empty] | 5571 | August | Summer | Weekday | 0 | 0 | 0 | 0 | 0 | 0 | 0 | 0 | 0 | 0 | 0 | 0 | 0 | 0 | 0 | 0 | 0 | 0 | 0 | 0 | 0 | 0 | 0 | 0 | 0 | 4.8 | 4.8 | 0 | 0 | 0
[8 empty] | 5572 | August | Summer | Weekday | 0 | 0 | 0 | 0 | 0 | 0 | 0 | 0 | 0 | 0 | 0 | 0 | 0 | 0 | 0 | 0 | 0 | 0 | 0 | 0 | 0 | 0 | 0 | 0 | 0 | 4.8 | 4.8 | 0 | 0 | 0
[8 empty] | 5573 | August | Summer | Weekday | 0 | 0 | 0 | 0 | 0 | 0 | 0 | 0 | 0 | 0 | 0 | 0 | 0 | 0 | 0 | 0 | 0 | 0 | 0 | 0 | 0 | 0 | 0 | 0 | 0 | 4.8 | 4.8 | 0 | 0 | 0
[8 empty] | 5574 | August | Summer | Weekday | 0 | 0 | 0 | 0 | 0 | 0 | 0 | 0 | 0 | 0 | 0 | 0 | 0 | 0 | 0 | 0 | 0 | 0 | 0 | 0 | 0 | 0 | 0 | 0 | 0 | 4.8 | 4.8 | 0 | 0 | 0
[8 empty] | 5575 | August | Summer | Weekday | 0 | 0 | 0 | 0 | 0 | 0 | 0 | 0 | 0 | 0 | 0 | 0 | 0 | 0 | 0 | 0 | 0 | 0 | 0 | 0 | 0 | 0 | 0 | 0 | 0 | 1.2 | 1.2 | 0 | 0 | 0
[8 empty] | 5576 | August | Summer | Weekday | 0 | 0 | 0 | 0 | 0 | 0 | 0 | 0 | 0 | 0 | 0 | 0 | 0 | 0 | 0 | 0 | 0 | 0 | 0 | 0 | 0 | 0 | 0 | 0 | 0 | 0 | 0 | 0 | 0 | 0
[8 empty] | 5577 | August | Summer | Weekday | 0 | 0 | 0 | 0 | 0 | 0 | 0 | 0 | 0 | 0 | 0 | 0 | 0 | 0 | 0 | 0 | 0 | 0 | 0 | 0 | 0 | 0 | 0 | 0 | 0 | 0 | 0 | 0 | 0 | 0
[8 empty] | 5578 | August | Summer | Weekday | 0 | 0 | 0 | 0 | 0 | 0 | 0 | 0 | 0 | 0 | 0 | 0 | 0 | 0 | 0 | 0 | 0 | 0 | 0 | 0 | 0 | 0 | 0 | 0 | 0 | 0 | 0 | 0 | 0 | 0
[8 empty] | 5579 | August | Summer | Weekday | 0 | 0 | 0 | 0 | 0 | 0 | 0 | 0 | 0 | 0 | 0 | 0 | 0 | 0 | 0 | 0 | 0 | 0 | 0 | 0 | 0 | 0 | 0 | 0 | 0 | 0 | 0 | 0 | 0 | 0
[8 empty] | 5580 | August | Summer | Weekday | 0 | 0 | 0 | 0 | 0 | 0 | 0 | 0 | 0 | 0 | 0 | 0 | 0 | 0 | 0 | 0 | 0 | 0 | 0 | 0 | 0 | 0 | 0 | 0 | 0 | 0 | 0 | 0 | 0 | 0
[8 empty] | 5581 | August | Summer | Weekday | 0 | 0 | 0 | 0 | 0 | 0 | 0 | 0 | 0 | 0 | 0 | 0 | 0 | 0 | 0 | 0 | 0 | 0 | 0 | 0 | 0 | 0 | 0 | 0 | 0 | 0 | 0 | 0 | 0 | 0
[8 empty] | 5582 | August | Summer | Weekday | 0 | 0 | 0 | 0 | 0 | 0 | 0 | 0 | 0 | 0 | 0 | 0 | 0 | 0 | 0 | 0 | 0 | 0 | 0 | 0 | 0 | 0 | 0 | 0 | 0 | 0 | 0 | 0 | 0 | 0
[8 empty] | 5583 | August | Summer | Weekday | 0 | 0 | 0 | 0 | 0 | 0 | 0 | 0 | 0 | 0 | 0 | 0 | 0 | 0 | 0 | 0 | 0 | 0 | 0 | 0 | 0 | 0 | 0 | 0 | 0 | 0 | 0 | 0 | 0 | 0
[8 empty] | 5584 | August | Summer | Weekday | 0 | 0 | 0 | 0 | 0 | 0 | 0 | 0 | 0 | 0 | 0 | 0 | 0 | 0 | 0 | 0 | 0 | 0 | 0 | 0 | 0 | 0 | 0 | 0 | 0 | 0 | 0 | 0 | 0 | 0
[8 empty] | 5585 | August | Summer | Weekday | 0 | 0 | 0 | 0 | 0 | 0 | 0 | 0 | 0 | 0 | 0 | 0 | 0 | 0 | 0 | 0 | 0 | 0 | 0 | 0 | 0 | 0 | 0 | 0 | 0 | 0 | 0 | 0 | 0 | 0
[8 empty] | 5586 | August | Summer | Weekday | 0 | 0 | 0 | 0 | 0 | 0 | 0 | 0 | 0 | 0 | 0 | 0 | 0 | 0 | 0 | 0 | 0 | 0 | 0 | 0 | 0 | 0 | 0 | 0 | 0 | 0 | 0 | 0 | 0 | 0
[8 empty] | 5587 | August | Summer | Weekday | 0 | 0 | 0 | 0 | 0 | 0 | 0 | 0 | 0 | 0 | 0 | 0 | 0 | 0 | 0 | 0 | 0 | 0 | 0 | 0 | 0 | 0 | 0 | 0 | 0 | 0 | 0 | 0 | 0 | 0
[8 empty] | 5588 | August | Summer | Weekday | 0 | 0 | 0 | 0 | 0 | 0 | 0 | 0 | 0 | 0 | 0 | 0 | 0 | 0 | 0 | 0 | 0 | 0 | 0 | 0 | 0 | 0 | 0 | 0 | 0 | 0 | 0 | 0 | 0 | 0
[8 empty] | 5589 | August | Summer | Weekday | 0 | 0 | 0 | 0 | 0 | 0 | 0 | 0 | 0 | 0 | 0 | 0 | 0 | 0 | 0 | 0 | 0 | 0 | 0 | 0 | 0 | 0 | 0 | 0 | 0 | 0 | 0 | 0 | 0 | 0
[8 empty] | 5590 | August | Summer | Weekday | 0 | 0 | 0 | 0 | 0 | 0 | 0 | 0 | 0 | 0 | 0 | 0 | 0 | 0 | 0 | 0 | 0 | 0 | 0 | 0 | 0 | 0 | 0 | 0 | 0 | 0 | 0 | 0 | 0 | 0
[8 empty] | 5591 | August | Summer | Weekday | 0 | 0 | 0 | 0 | 0 | 0 | 0 | 0 | 0 | 0 | 0 | 0 | 0 | 0 | 0 | 0 | 0 | 0 | 0 | 0 | 0 | 0 | 0 | 0 | 0 | 0 | 0 | 0 | 0 | 0
[8 empty] | 5592 | August | Summer | Weekday | 0 | 0 | 0 | 0 | 0 | 0 | 0 | 0 | 0 | 0 | 0 | 0 | 0 | 0 | 0 | 0 | 0 | 0 | 0 | 0 | 0 | 0 | 0 | 0 | 0 | 0 | 0 | 0 | 0 | 0
[8 empty] | 5593 | August | Summer | Weekday | 0 | 0 | 0 | 0 | 0 | 0 | 0 | 0 | 0 | 0 | 0 | 0 | 0 | 0 | 0 | 0 | 0 | 0 | 0 | 0 | 0 | 0 | 0 | 0 | 0 | 4.8 | 4.8 | 0 | 0 | 0
[8 empty] | 5594 | August | Summer | Weekday | 0 | 0 | 0 | 0 | 0 | 0 | 0 | 0 | 0 | 0 | 0 | 0 | 0 | 0 | 0 | 0 | 0 | 0 | 0 | 0 | 0 | 0 | 0 | 0 | 0 | 4.8 | 4.8 | 0 | 0 | 0
[8 empty] | 5595 | August | Summer | Weekday | 0 | 0 | 0 | 0 | 0 | 0 | 0 | 0 | 0 | 0 | 0 | 0 | 0 | 0 | 0 | 0 | 0 | 0 | 0 | 0 | 0 | 0 | 0 | 0 | 0 | 4.8 | 4.8 | 0 | 0 | 0
[8 empty] | 5596 | August | Summer | Weekday | 0 | 0 | 0 | 0 | 0 | 0 | 0 | 0 | 0 | 0 | 0 | 0 | 0 | 0 | 0 | 0 | 0 | 0 | 0 | 0 | 0 | 0 | 0 | 0 | 0 | 4.8 | 4.8 | 0 | 0 | 0
[8 empty] | 5597 | August | Summer | Weekday | 0 | 0 | 0 | 0 | 0 | 0 | 0 | 0 | 0 | 0 | 0 | 0 | 0 | 0 | 0 | 0 | 0 | 0 | 0 | 0 | 0 | 0 | 0 | 0 | 0 | 4.8 | 4.8 | 0 | 0 | 0
[8 empty] | 5598 | August | Summer | Weekday | 0 | 0 | 0 | 0 | 0 | 0 | 0 | 0 | 0 | 0 | 0 | 0 | 0 | 0 | 0 | 0 | 0 | 0 | 0 | 0 | 0 | 0 | 0 | 0 | 0 | 4.8 | 4.8 | 0 | 0 | 0
[8 empty] | 5599 | August | Summer | Weekday | 0 | 0 | 0 | 0 | 0 | 0 | 0 | 0 | 0 | 0 | 0 | 0 | 0 | 0 | 0 | 0 | 0 | 0 | 0 | 0 | 0 | 0 | 0 | 0 | 0 | 1.2 | 1.2 | 0 | 0 | 0
[8 empty] | 5600 | August | Summer | Weekday | 0 | 0 | 0 | 0 | 0 | 0 | 0 | 0 | 0 | 0 | 0 | 0 | 0 | 0 | 0 | 0 | 0 | 0 | 0 | 0 | 0 | 0 | 0 | 0 | 0 | 0 | 0 | 0 | 0 | 0
[8 empty] | 5601 | August | Summer | Weekday | 0 | 0 | 0 | 0 | 0 | 0 | 0 | 0 | 0 | 0 | 0 | 0 | 0 | 0 | 0 | 0 | 0 | 0 | 0 | 0 | 0 | 0 | 0 | 0 | 0 | 0 | 0 | 0 | 0 | 0
[8 empty] | 5602 | August | Summer | Weekday | 0 | 0 | 0 | 0 | 0 | 0 | 0 | 0 | 0 | 0 | 0 | 0 | 0 | 0 | 0 | 0 | 0 | 0 | 0 | 0 | 0 | 0 | 0 | 0 | 0 | 0 | 0 | 0 | 0 | 0
[8 empty] | 5603 | August | Summer | Weekday | 0 | 0 | 0 | 0 | 0 | 0 | 0 | 0 | 0 | 0 | 0 | 0 | 0 | 0 | 0 | 0 | 0 | 0 | 0 | 0 | 0 | 0 | 0 | 0 | 0 | 0 | 0 | 0 | 0 | 0
[8 empty] | 5604 | August | Summer | Weekday | 0 | 0 | 0 | 0 | 0 | 0 | 0 | 0 | 0 | 0 | 0 | 0 | 0 | 0 | 0 | 0 | 0 | 0 | 0 | 0 | 0 | 0 | 0 | 0 | 0 | 0 | 0 | 0 | 0 | 0
[8 empty] | 5605 | August | Summer | Weekday | 0 | 0 | 0 | 0 | 0 | 0 | 0 | 0 | 0 | 0 | 0 | 0 | 0 | 0 | 0 | 0 | 0 | 0 | 0 | 0 | 0 | 0 | 0 | 0 | 0 | 0 | 0 | 0 | 0 | 0
[8 empty] | 5606 | August | Summer | Weekday | 0 | 0 | 0 | 0 | 0 | 0 | 0 | 0 | 0 | 0 | 0 | 0 | 0 | 0 | 0 | 0 | 0 | 0 | 0 | 0 | 0 | 0 | 0 | 0 | 0 | 0 | 0 | 0 | 0 | 0
[8 empty] | 5607 | August | Summer | Weekday | 0 | 0 | 0 | 0 | 0 | 0 | 0 | 0 | 0 | 0 | 0 | 0 | 0 | 0 | 0 | 0 | 0 | 0 | 0 | 0 | 0 | 0 | 0 | 0 | 0 | 0 | 0 | 0 | 0 | 0
[8 empty] | 5608 | August | Summer | Weekday | 0 | 0 | 0 | 0 | 0 | 0 | 0 | 0 | 0 | 0 | 0 | 0 | 0 | 0 | 0 | 0 | 0 | 0 | 0 | 0 | 0 | 0 | 0 | 0 | 0 | 0 | 0 | 0 | 0 | 0
[8 empty] | 5609 | August | Summer | Weekday | 0 | 0 | 0 | 0 | 0 | 0 | 0 | 0 | 0 | 0 | 0 | 0 | 0 | 0 | 0 | 0 | 0 | 0 | 0 | 0 | 0 | 0 | 0 | 0 | 0 | 0 | 0 | 0 | 0 | 0
[8 empty] | 5610 | August | Summer | Weekday | 0 | 0 | 0 | 0 | 0 | 0 | 0 | 0 | 0 | 0 | 0 | 0 | 0 | 0 | 0 | 0 | 0 | 0 | 0 | 0 | 0 | 0 | 0 | 0 | 0 | 0 | 0 | 0 | 0 | 0
[8 empty] | 5611 | August | Summer | Weekday | 0 | 0 | 0 | 0 | 0 | 0 | 0 | 0 | 0 | 0 | 0 | 0 | 0 | 0 | 0 | 0 | 0 | 0 | 0 | 0 | 0 | 0 | 0 | 0 | 0 | 0 | 0 | 0 | 0 | 0
[8 empty] | 5612 | August | Summer | Weekday | 0 | 0 | 0 | 0 | 0 | 0 | 0 | 0 | 0 | 0 | 0 | 0 | 0 | 0 | 0 | 0 | 0 | 0 | 0 | 0 | 0 | 0 | 0 | 0 | 0 | 0 | 0 | 0 | 0 | 0
[8 empty] | 5613 | August | Summer | Weekday | 0 | 0 | 0 | 0 | 0 | 0 | 0 | 0 | 0 | 0 | 0 | 0 | 0 | 0 | 0 | 0 | 0 | 0 | 0 | 0 | 0 | 0 | 0 | 0 | 0 | 0 | 0 | 0 | 0 | 0
[8 empty] | 5614 | August | Summer | Weekday | 0 | 0 | 0 | 0 | 0 | 0 | 0 | 0 | 0 | 0 | 0 | 0 | 0 | 0 | 0 | 0 | 0 | 0 | 0 | 0 | 0 | 0 | 0 | 0 | 0 | 0 | 0 | 0 | 0 | 0
[8 empty] | 5615 | August | Summer | Weekday | 0 | 0 | 0 | 0 | 0 | 0 | 0 | 0 | 0 | 0 | 0 | 0 | 0 | 0 | 0 | 0 | 0 | 0 | 0 | 0 | 0 | 0 | 0 | 0 | 0 | 0 | 0 | 0 | 0 | 0
[8 empty] | 5616 | August | Summer | Weekday | 0 | 0 | 0 | 0 | 0 | 0 | 0 | 0 | 0 | 0 | 0 | 0 | 0 | 0 | 0 | 0 | 0 | 0 | 0 | 0 | 0 | 0 | 0 | 0 | 0 | 0 | 0 | 0 | 0 | 0
[8 empty] | 5617 | August | Summer | Weekday | 0 | 0 | 0 | 0 | 0 | 0 | 0 | 0 | 0 | 0 | 0 | 0 | 0 | 0 | 0 | 0 | 0 | 0 | 0 | 0 | 0 | 0 | 0 | 0 | 0 | 4.8 | 4.8 | 0 | 0 | 0
[8 empty] | 5618 | August | Summer | Weekday | 0 | 0 | 0 | 0 | 0 | 0 | 0 | 0 | 0 | 0 | 0 | 0 | 0 | 0 | 0 | 0 | 0 | 0 | 0 | 0 | 0 | 0 | 0 | 0 | 0 | 4.8 | 4.8 | 0 | 0 | 0
[8 empty] | 5619 | August | Summer | Weekday | 0 | 0 | 0 | 0 | 0 | 0 | 0 | 0 | 0 | 0 | 0 | 0 | 0 | 0 | 0 | 0 | 0 | 0 | 0 | 0 | 0 | 0 | 0 | 0 | 0 | 4.8 | 4.8 | 0 | 0 | 0
[8 empty] | 5620 | August | Summer | Weekday | 0 | 0 | 0 | 0 | 0 | 0 | 0 | 0 | 0 | 0 | 0 | 0 | 0 | 0 | 0 | 0 | 0 | 0 | 0 | 0 | 0 | 0 | 0 | 0 | 0 | 4.8 | 4.8 | 0 | 0 | 0
[8 empty] | 5621 | August | Summer | Weekday | 0 | 0 | 0 | 0 | 0 | 0 | 0 | 0 | 0 | 0 | 0 | 0 | 0 | 0 | 0 | 0 | 0 | 0 | 0 | 0 | 0 | 0 | 0 | 0 | 0 | 4.8 | 4.8 | 0 | 0 | 0
[8 empty] | 5622 | August | Summer | Weekday | 0 | 0 | 0 | 0 | 0 | 0 | 0 | 0 | 0 | 0 | 0 | 0 | 0 | 0 | 0 | 0 | 0 | 0 | 0 | 0 | 0 | 0 | 0 | 0 | 0 | 4.8 | 4.8 | 0 | 0 | 0
[8 empty] | 5623 | August | Summer | Weekday | 0 | 0 | 0 | 0 | 0 | 0 | 0 | 0 | 0 | 0 | 0 | 0 | 0 | 0 | 0 | 0 | 0 | 0 | 0 | 0 | 0 | 0 | 0 | 0 | 0 | 1.2 | 1.2 | 0 | 0 | 0
[8 empty] | 5624 | August | Summer | Weekday | 0 | 0 | 0 | 0 | 0 | 0 | 0 | 0 | 0 | 0 | 0 | 0 | 0 | 0 | 0 | 0 | 0 | 0 | 0 | 0 | 0 | 0 | 0 | 0 | 0 | 0 | 0 | 0 | 0 | 0
[8 empty] | 5625 | August | Summer | Weekday | 0 | 0 | 0 | 0 | 0 | 0 | 0 | 0 | 0 | 0 | 0 | 0 | 0 | 0 | 0 | 0 | 0 | 0 | 0 | 0 | 0 | 0 | 0 | 0 | 0 | 0 | 0 | 0 | 0 | 0
[8 empty] | 5626 | August | Summer | Weekday | 0 | 0 | 0 | 0 | 0 | 0 | 0 | 0 | 0 | 0 | 0 | 0 | 0 | 0 | 0 | 0 | 0 | 0 | 0 | 0 | 0 | 0 | 0 | 0 | 0 | 0 | 0 | 0 | 0 | 0
[8 empty] | 5627 | August | Summer | Weekday | 0 | 0 | 0 | 0 | 0 | 0 | 0 | 0 | 0 | 0 | 0 | 0 | 0 | 0 | 0 | 0 | 0 | 0 | 0 | 0 | 0 | 0 | 0 | 0 | 0 | 0 | 0 | 0 | 0 | 0
[8 empty] | 5628 | August | Summer | Weekday | 0 | 0 | 0 | 0 | 0 | 0 | 0 | 0 | 0 | 0 | 0 | 0 | 0 | 0 | 0 | 0 | 0 | 0 | 0 | 0 | 0 | 0 | 0 | 0 | 0 | 0 | 0 | 0 | 0 | 0
[8 empty] | 5629 | August | Summer | Weekday | 0 | 0 | 0 | 0 | 0 | 0 | 0 | 0 | 0 | 0 | 0 | 0 | 0 | 0 | 0 | 0 | 0 | 0 | 0 | 0 | 0 | 0 | 0 | 0 | 0 | 0 | 0 | 0 | 0 | 0
[8 empty] | 5630 | August | Summer | Weekday | 0 | 0 | 0 | 0 | 0 | 0 | 0 | 0 | 0 | 0 | 0 | 0 | 0 | 0 | 0 | 0 | 0 | 0 | 0 | 0 | 0 | 0 | 0 | 0 | 0 | 0 | 0 | 0 | 0 | 0
[8 empty] | 5631 | August | Summer | Weekday | 0 | 0 | 0 | 0 | 0 | 0 | 0 | 0 | 0 | 0 | 0 | 0 | 0 | 0 | 0 | 0 | 0 | 0 | 0 | 0 | 0 | 0 | 0 | 0 | 0 | 0 | 0 | 0 | 0 | 0
[8 empty] | 5632 | August | Summer | Weekday | 0 | 0 | 0 | 0 | 0 | 0 | 0 | 0 | 0 | 0 | 0 | 0 | 0 | 0 | 0 | 0 | 0 | 0 | 0 | 0 | 0 | 0 | 0 | 0 | 0 | 0 | 0 | 0 | 0 | 0
[8 empty] | 5633 | August | Summer | Weekday | 0 | 0 | 0 | 0 | 0 | 0 | 0 | 0 | 0 | 0 | 0 | 0 | 0 | 0 | 0 | 0 | 0 | 0 | 0 | 0 | 0 | 0 | 0 | 0 | 0 | 0 | 0 | 0 | 0 | 0
[8 empty] | 5634 | August | Summer | Weekday | 0 | 0 | 0 | 0 | 0 | 0 | 0 | 0 | 0 | 0 | 0 | 0 | 0 | 0 | 0 | 0 | 0 | 0 | 0 | 0 | 0 | 0 | 0 | 0 | 0 | 0 | 0 | 0 | 0 | 0
[8 empty] | 5635 | August | Summer | Weekday | 0 | 0 | 0 | 0 | 0 | 0 | 0 | 0 | 0 | 0 | 0 | 0 | 0 | 0 | 0 | 0 | 0 | 0 | 0 | 0 | 0 | 0 | 0 | 0 | 0 | 0 | 0 | 0 | 0 | 0
[8 empty] | 5636 | August | Summer | Weekday | 0 | 0 | 0 | 0 | 0 | 0 | 0 | 0 | 0 | 0 | 0 | 0 | 0 | 0 | 0 | 0 | 0 | 0 | 0 | 0 | 0 | 0 | 0 | 0 | 0 | 0 | 0 | 0 | 0 | 0
[8 empty] | 5637 | August | Summer | Weekday | 0 | 0 | 0 | 0 | 0 | 0 | 0 | 0 | 0 | 0 | 0 | 0 | 0 | 0 | 0 | 0 | 0 | 0 | 0 | 0 | 0 | 0 | 0 | 0 | 0 | 0 | 0 | 0 | 0 | 0
[8 empty] | 5638 | August | Summer | Weekday | 0 | 0 | 0 | 0 | 0 | 0 | 0 | 0 | 0 | 0 | 0 | 0 | 0 | 0 | 0 | 0 | 0 | 0 | 0 | 0 | 0 | 0 | 0 | 0 | 0 | 0 | 0 | 0 | 0 | 0
[8 empty] | 5639 | August | Summer | Weekday | 0 | 0 | 0 | 0 | 0 | 0 | 0 | 0 | 0 | 0 | 0 | 0 | 0 | 0 | 0 | 0 | 0 | 0 | 0 | 0 | 0 | 0 | 0 | 0 | 0 | 0 | 0 | 0 | 0 | 0
[8 empty] | 5640 | August | Summer | Weekday | 0 | 0 | 0 | 0 | 0 | 0 | 0 | 0 | 0 | 0 | 0 | 0 | 0 | 0 | 0 | 0 | 0 | 0 | 0 | 0 | 0 | 0 | 0 | 0 | 0 | 0 | 0 | 0 | 0 | 0
[8 empty] | 5641 | August | Summer | Weekday | 0 | 0 | 0 | 0 | 0 | 0 | 0 | 0 | 0 | 0 | 0 | 0 | 0 | 0 | 0 | 0 | 0 | 0 | 0 | 0 | 0 | 0 | 0 | 0 | 0 | 4.8 | 4.8 | 0 | 0 | 0
[8 empty] | 5642 | August | Summer | Weekday | 0 | 0 | 0 | 0 | 0 | 0 | 0 | 0 | 0 | 0 | 0 | 0 | 0 | 0 | 0 | 0 | 0 | 0 | 0 | 0 | 0 | 0 | 0 | 0 | 0 | 4.8 | 4.8 | 0 | 0 | 0
[8 empty] | 5643 | August | Summer | Weekday | 0 | 0 | 0 | 0 | 0 | 0 | 0 | 0 | 0 | 0 | 0 | 0 | 0 | 0 | 0 | 0 | 0 | 0 | 0 | 0 | 0 | 0 | 0 | 0 | 0 | 4.8 | 4.8 | 0 | 0 | 0
[8 empty] | 5644 | August | Summer | Weekday | 0 | 0 | 0 | 0 | 0 | 0 | 0 | 0 | 0 | 0 | 0 | 0 | 0 | 0 | 0 | 0 | 0 | 0 | 0 | 0 | 0 | 0 | 0 | 0 | 0 | 4.8 | 4.8 | 0 | 0 | 0
[8 empty] | 5645 | August | Summer | Weekday | 0 | 0 | 0 | 0 | 0 | 0 | 0 | 0 | 0 | 0 | 0 | 0 | 0 | 0 | 0 | 0 | 0 | 0 | 0 | 0 | 0 | 0 | 0 | 0 | 0 | 4.8 | 4.8 | 0 | 0 | 0
[8 empty] | 5646 | August | Summer | Weekday | 0 | 0 | 0 | 0 | 0 | 0 | 0 | 0 | 0 | 0 | 0 | 0 | 0 | 0 | 0 | 0 | 0 | 0 | 0 | 0 | 0 | 0 | 0 | 0 | 0 | 4.8 | 4.8 | 0 | 0 | 0
[8 empty] | 5647 | August | Summer | Weekday | 0 | 0 | 0 | 0 | 0 | 0 | 0 | 0 | 0 | 0 | 0 | 0 | 0 | 0 | 0 | 0 | 0 | 0 | 0 | 0 | 0 | 0 | 0 | 0 | 0 | 1.2 | 1.2 | 0 | 0 | 0
[8 empty] | 5648 | August | Summer | Weekday | 0 | 0 | 0 | 0 | 0 | 0 | 0 | 0 | 0 | 0 | 0 | 0 | 0 | 0 | 0 | 0 | 0 | 0 | 0 | 0 | 0 | 0 | 0 | 0 | 0 | 0 | 0 | 0 | 0 | 0
[8 empty] | 5649 | August | Summer | Weekday | 0 | 0 | 0 | 0 | 0 | 0 | 0 | 0 | 0 | 0 | 0 | 0 | 0 | 0 | 0 | 0 | 0 | 0 | 0 | 0 | 0 | 0 | 0 | 0 | 0 | 0 | 0 | 0 | 0 | 0
[8 empty] | 5650 | August | Summer | Weekday | 0 | 0 | 0 | 0 | 0 | 0 | 0 | 0 | 0 | 0 | 0 | 0 | 0 | 0 | 0 | 0 | 0 | 0 | 0 | 0 | 0 | 0 | 0 | 0 | 0 | 0 | 0 | 0 | 0 | 0
[8 empty] | 5651 | August | Summer | Weekday | 0 | 0 | 0 | 0 | 0 | 0 | 0 | 0 | 0 | 0 | 0 | 0 | 0 | 0 | 0 | 0 | 0 | 0 | 0 | 0 | 0 | 0 | 0 | 0 | 0 | 0 | 0 | 0 | 0 | 0
[8 empty] | 5652 | August | Summer | Weekday | 0 | 0 | 0 | 0 | 0 | 0 | 0 | 0 | 0 | 0 | 0 | 0 | 0 | 0 | 0 | 0 | 0 | 0 | 0 | 0 | 0 | 0 | 0 | 0 | 0 | 0 | 0 | 0 | 0 | 0
[8 empty] | 5653 | August | Summer | Weekday | 0 | 0 | 0 | 0 | 0 | 0 | 0 | 0 | 0 | 0 | 0 | 0 | 0 | 0 | 0 | 0 | 0 | 0 | 0 | 0 | 0 | 0 | 0 | 0 | 0 | 0 | 0 | 0 | 0 | 0
[8 empty] | 5654 | August | Summer | Weekday | 0 | 0 | 0 | 0 | 0 | 0 | 0 | 0 | 0 | 0 | 0 | 0 | 0 | 0 | 0 | 0 | 0 | 0 | 0 | 0 | 0 | 0 | 0 | 0 | 0 | 0 | 0 | 0 | 0 | 0
[8 empty] | 5655 | August | Summer | Weekday | 0 | 0 | 0 | 0 | 0 | 0 | 0 | 0 | 0 | 0 | 0 | 0 | 0 | 0 | 0 | 0 | 0 | 0 | 0 | 0 | 0 | 0 | 0 | 0 | 0 | 0 | 0 | 0 | 0 | 0
[8 empty] | 5656 | August | Summer | Weekday | 0 | 0 | 0 | 0 | 0 | 0 | 0 | 0 | 0 | 0 | 0 | 0 | 0 | 0 | 0 | 0 | 0 | 0 | 0 | 0 | 0 | 0 | 0 | 0 | 0 | 0 | 0 | 0 | 0 | 0
[8 empty] | 5657 | August | Summer | Weekday | 0 | 0 | 0 | 0 | 0 | 0 | 0 | 0 | 0 | 0 | 0 | 0 | 0 | 0 | 0 | 0 | 0 | 0 | 0 | 0 | 0 | 0 | 0 | 0 | 0 | 0 | 0 | 0 | 0 | 0
[8 empty] | 5658 | August | Summer | Weekday | 0 | 0 | 0 | 0 | 0 | 0 | 0 | 0 | 0 | 0 | 0 | 0 | 0 | 0 | 0 | 0 | 0 | 0 | 0 | 0 | 0 | 0 | 0 | 0 | 0 | 0 | 0 | 0 | 0 | 0
[8 empty] | 5659 | August | Summer | Weekday | 0 | 0 | 0 | 0 | 0 | 0 | 0 | 0 | 0 | 0 | 0 | 0 | 0 | 0 | 0 | 0 | 0 | 0 | 0 | 0 | 0 | 0 | 0 | 0 | 0 | 0 | 0 | 0 | 0 | 0
[8 empty] | 5660 | August | Summer | Weekday | 0 | 0 | 0 | 0 | 0 | 0 | 0 | 0 | 0 | 0 | 0 | 0 | 0 | 0 | 0 | 0 | 0 | 0 | 0 | 0 | 0 | 0 | 0 | 0 | 0 | 0 | 0 | 0 | 0 | 0
[8 empty] | 5661 | August | Summer | Weekday | 0 | 0 | 0 | 0 | 0 | 0 | 0 | 0 | 0 | 0 | 0 | 0 | 0 | 0 | 0 | 0 | 0 | 0 | 0 | 0 | 0 | 0 | 0 | 0 | 0 | 0 | 0 | 0 | 0 | 0
[8 empty] | 5662 | August | Summer | Weekday | 0 | 0 | 0 | 0 | 0 | 0 | 0 | 0 | 0 | 0 | 0 | 0 | 0 | 0 | 0 | 0 | 0 | 0 | 0 | 0 | 0 | 0 | 0 | 0 | 0 | 0 | 0 | 0 | 0 | 0
[8 empty] | 5663 | August | Summer | Weekday | 0 | 0 | 0 | 0 | 0 | 0 | 0 | 0 | 0 | 0 | 0 | 0 | 0 | 0 | 0 | 0 | 0 | 0 | 0 | 0 | 0 | 0 | 0 | 0 | 0 | 0 | 0 | 0 | 0 | 0
[8 empty] | 5664 | August | Summer | Weekday | 0 | 0 | 0 | 0 | 0 | 0 | 0 | 0 | 0 | 0 | 0 | 0 | 0 | 0 | 0 | 0 | 0 | 0 | 0 | 0 | 0 | 0 | 0 | 0 | 0 | 0 | 0 | 0 | 0 | 0
[8 empty] | 5665 | August | Summer | Weekday | 0 | 0 | 0 | 0 | 0 | 0 | 0 | 0 | 0 | 0 | 0 | 0 | 0 | 0 | 0 | 0 | 0 | 0 | 0 | 0 | 0 | 0 | 0 | 0 | 0 | 4.8 | 4.8 | 0 | 0 | 0
[8 empty] | 5666 | August | Summer | Weekday | 0 | 0 | 0 | 0 | 0 | 0 | 0 | 0 | 0 | 0 | 0 | 0 | 0 | 0 | 0 | 0 | 0 | 0 | 0 | 0 | 0 | 0 | 0 | 0 | 0 | 4.8 | 4.8 | 0 | 0 | 0
[8 empty] | 5667 | August | Summer | Weekday | 0 | 0 | 0 | 0 | 0 | 0 | 0 | 0 | 0 | 0 | 0 | 0 | 0 | 0 | 0 | 0 | 0 | 0 | 0 | 0 | 0 | 0 | 0 | 0 | 0 | 4.8 | 4.8 | 0 | 0 | 0
[8 empty] | 5668 | August | Summer | Weekday | 0 | 0 | 0 | 0 | 0 | 0 | 0 | 0 | 0 | 0 | 0 | 0 | 0 | 0 | 0 | 0 | 0 | 0 | 0 | 0 | 0 | 0 | 0 | 0 | 0 | 4.8 | 4.8 | 0 | 0 | 0
[8 empty] | 5669 | August | Summer | Weekday | 0 | 0 | 0 | 0 | 0 | 0 | 0 | 0 | 0 | 0 | 0 | 0 | 0 | 0 | 0 | 0 | 0 | 0 | 0 | 0 | 0 | 0 | 0 | 0 | 0 | 4.8 | 4.8 | 0 | 0 | 0
[8 empty] | 5670 | August | Summer | Weekday | 0 | 0 | 0 | 0 | 0 | 0 | 0 | 0 | 0 | 0 | 0 | 0 | 0 | 0 | 0 | 0 | 0 | 0 | 0 | 0 | 0 | 0 | 0 | 0 | 0 | 4.8 | 4.8 | 0 | 0 | 0
[8 empty] | 5671 | August | Summer | Weekday | 0 | 0 | 0 | 0 | 0 | 0 | 0 | 0 | 0 | 0 | 0 | 0 | 0 | 0 | 0 | 0 | 0 | 0 | 0 | 0 | 0 | 0 | 0 | 0 | 0 | 1.2 | 1.2 | 0 | 0 | 0
[8 empty] | 5672 | August | Summer | Weekday | 0 | 0 | 0 | 0 | 0 | 0 | 0 | 0 | 0 | 0 | 0 | 0 | 0 | 0 | 0 | 0 | 0 | 0 | 0 | 0 | 0 | 0 | 0 | 0 | 0 | 0 | 0 | 0 | 0 | 0
[8 empty] | 5673 | August | Summer | Weekday | 0 | 0 | 0 | 0 | 0 | 0 | 0 | 0 | 0 | 0 | 0 | 0 | 0 | 0 | 0 | 0 | 0 | 0 | 0 | 0 | 0 | 0 | 0 | 0 | 0 | 0 | 0 | 0 | 0 | 0
[8 empty] | 5674 | August | Summer | Weekday | 0 | 0 | 0 | 0 | 0 | 0 | 0 | 0 | 0 | 0 | 0 | 0 | 0 | 0 | 0 | 0 | 0 | 0 | 0 | 0 | 0 | 0 | 0 | 0 | 0 | 0 | 0 | 0 | 0 | 0
[8 empty] | 5675 | August | Summer | Weekday | 0 | 0 | 0 | 0 | 0 | 0 | 0 | 0 | 0 | 0 | 0 | 0 | 0 | 0 | 0 | 0 | 0 | 0 | 0 | 0 | 0 | 0 | 0 | 0 | 0 | 0 | 0 | 0 | 0 | 0
[8 empty] | 5676 | August | Summer | Weekday | 0 | 0 | 0 | 0 | 0 | 0 | 0 | 0 | 0 | 0 | 0 | 0 | 0 | 0 | 0 | 0 | 0 | 0 | 0 | 0 | 0 | 0 | 0 | 0 | 0 | 0 | 0 | 0 | 0 | 0
[8 empty] | 5677 | August | Summer | Weekday | 0 | 0 | 0 | 0 | 0 | 0 | 0 | 0 | 0 | 0 | 0 | 0 | 0 | 0 | 0 | 0 | 0 | 0 | 0 | 0 | 0 | 0 | 0 | 0 | 0 | 0 | 0 | 0 | 0 | 0
[8 empty] | 5678 | August | Summer | Weekday | 0 | 0 | 0 | 0 | 0 | 0 | 0 | 0 | 0 | 0 | 0 | 0 | 0 | 0 | 0 | 0 | 0 | 0 | 0 | 0 | 0 | 0 | 0 | 0 | 0 | 0 | 0 | 0 | 0 | 0
[8 empty] | 5679 | August | Summer | Weekday | 0 | 0 | 0 | 0 | 0 | 0 | 0 | 0 | 0 | 0 | 0 | 0 | 0 | 0 | 0 | 0 | 0 | 0 | 0 | 0 | 0 | 0 | 0 | 0 | 0 | 0 | 0 | 0 | 0 | 0
[8 empty] | 5680 | August | Summer | Weekday | 0 | 0 | 0 | 0 | 0 | 0 | 0 | 0 | 0 | 0 | 0 | 0 | 0 | 0 | 0 | 0 | 0 | 0 | 0 | 0 | 0 | 0 | 0 | 0 | 0 | 0 | 0 | 0 | 0 | 0
[8 empty] | 5681 | August | Summer | Weekday | 0 | 0 | 0 | 0 | 0 | 0 | 0 | 0 | 0 | 0 | 0 | 0 | 0 | 0 | 0 | 0 | 0 | 0 | 0 | 0 | 0 | 0 | 0 | 0 | 0 | 0 | 0 | 0 | 0 | 0
[8 empty] | 5682 | August | Summer | Weekday | 0 | 0 | 0 | 0 | 0 | 0 | 0 | 0 | 0 | 0 | 0 | 0 | 0 | 0 | 0 | 0 | 0 | 0 | 0 | 0 | 0 | 0 | 0 | 0 | 0 | 0 | 0 | 0 | 0 | 0
[8 empty] | 5683 | August | Summer | Weekday | 0 | 0 | 0 | 0 | 0 | 0 | 0 | 0 | 0 | 0 | 0 | 0 | 0 | 0 | 0 | 0 | 0 | 0 | 0 | 0 | 0 | 0 | 0 | 0 | 0 | 0 | 0 | 0 | 0 | 0
[8 empty] | 5684 | August | Summer | Weekday | 0 | 0 | 0 | 0 | 0 | 0 | 0 | 0 | 0 | 0 | 0 | 0 | 0 | 0 | 0 | 0 | 0 | 0 | 0 | 0 | 0 | 0 | 0 | 0 | 0 | 0 | 0 | 0 | 0 | 0
[8 empty] | 5685 | August | Summer | Weekday | 0 | 0 | 0 | 0 | 0 | 0 | 0 | 0 | 0 | 0 | 0 | 0 | 0 | 0 | 0 | 0 | 0 | 0 | 0 | 0 | 0 | 0 | 0 | 0 | 0 | 0 | 0 | 0 | 0 | 0
[8 empty] | 5686 | August | Summer | Weekday | 0 | 0 | 0 | 0 | 0 | 0 | 0 | 0 | 0 | 0 | 0 | 0 | 0 | 0 | 0 | 0 | 0 | 0 | 0 | 0 | 0 | 0 | 0 | 0 | 0 | 0 | 0 | 0 | 0 | 0
[8 empty] | 5687 | August | Summer | Weekday | 0 | 0 | 0 | 0 | 0 | 0 | 0 | 0 | 0 | 0 | 0 | 0 | 0 | 0 | 0 | 0 | 0 | 0 | 0 | 0 | 0 | 0 | 0 | 0 | 0 | 0 | 0 | 0 | 0 | 0
[8 empty] | 5688 | August | Summer | Weekday | 0 | 0 | 0 | 0 | 0 | 0 | 0 | 0 | 0 | 0 | 0 | 0 | 0 | 0 | 0 | 0 | 0 | 0 | 0 | 0 | 0 | 0 | 0 | 0 | 0 | 0 | 0 | 0 | 0 | 0
[8 empty] | 5689 | August | Summer | Weekend | 0 | 0 | 0 | 0 | 0 | 0 | 0 | 0 | 0 | 0 | 0 | 0 | 0 | 0 | 0 | 0 | 0 | 0 | 0 | 0 | 0 | 0 | 0 | 0 | 0 | 4.8 | 4.8 | 0 | 0 | 0
[8 empty] | 5690 | August | Summer | Weekend | 0 | 0 | 0 | 0 | 0 | 0 | 0 | 0 | 0 | 0 | 0 | 0 | 0 | 0 | 0 | 0 | 0 | 0 | 0 | 0 | 0 | 0 | 0 | 0 | 0 | 4.8 | 4.8 | 0 | 0 | 0
[8 empty] | 5691 | August | Summer | Weekend | 0 | 0 | 0 | 0 | 0 | 0 | 0 | 0 | 0 | 0 | 0 | 0 | 0 | 0 | 0 | 0 | 0 | 0 | 0 | 0 | 0 | 0 | 0 | 0 | 0 | 4.8 | 4.8 | 0 | 0 | 0
[8 empty] | 5692 | August | Summer | Weekend | 0 | 0 | 0 | 0 | 0 | 0 | 0 | 0 | 0 | 0 | 0 | 0 | 0 | 0 | 0 | 0 | 0 | 0 | 0 | 0 | 0 | 0 | 0 | 0 | 0 | 4.8 | 4.8 | 0 | 0 | 0
[8 empty] | 5693 | August | Summer | Weekend | 0 | 0 | 0 | 0 | 0 | 0 | 0 | 0 | 0 | 0 | 0 | 0 | 0 | 0 | 0 | 0 | 0 | 0 | 0 | 0 | 0 | 0 | 0 | 0 | 0 | 4.8 | 4.8 | 0 | 0 | 0
[8 empty] | 5694 | August | Summer | Weekend | 0 | 0 | 0 | 0 | 0 | 0 | 0 | 0 | 0 | 0 | 0 | 0 | 0 | 0 | 0 | 0 | 0 | 0 | 0 | 0 | 0 | 0 | 0 | 0 | 0 | 4.8 | 4.8 | 0 | 0 | 0
[8 empty] | 5695 | August | Summer | Weekend | 0 | 0 | 0 | 0 | 0 | 0 | 0 | 0 | 0 | 0 | 0 | 0 | 0 | 0 | 0 | 0 | 0 | 0 | 0 | 0 | 0 | 0 | 0 | 0 | 0 | 1.2 | 1.2 | 0 | 0 | 0
[8 empty] | 5696 | August | Summer | Weekend | 0 | 0 | 0 | 0 | 0 | 0 | 0 | 0 | 0 | 0 | 0 | 0 | 0 | 0 | 0 | 0 | 0 | 0 | 0 | 0 | 0 | 0 | 0 | 0 | 0 | 0 | 0 | 0 | 0 | 0
[8 empty] | 5697 | August | Summer | Weekend | 0 | 0 | 0 | 0 | 0 | 0 | 0 | 0 | 0 | 0 | 0 | 0 | 0 | 0 | 0 | 0 | 0 | 0 | 0 | 0 | 0 | 0 | 0 | 0 | 0 | 0 | 0 | 0 | 0 | 0
[8 empty] | 5698 | August | Summer | Weekend | 0 | 0 | 0 | 0 | 0 | 0 | 0 | 0 | 0 | 0 | 0 | 0 | 0 | 0 | 0 | 0 | 0 | 0 | 0 | 0 | 0 | 0 | 0 | 0 | 0 | 0 | 0 | 0 | 0 | 0
[8 empty] | 5699 | August | Summer | Weekend | 0 | 0 | 0 | 0 | 0 | 0 | 0 | 0 | 0 | 0 | 0 | 0 | 0 | 0 | 0 | 0 | 0 | 0 | 0 | 0 | 0 | 0 | 0 | 0 | 0 | 0 | 0 | 0 | 0 | 0
[8 empty] | 5700 | August | Summer | Weekend | 0 | 0 | 0 | 0 | 0 | 0 | 0 | 0 | 0 | 0 | 0 | 0 | 0 | 0 | 0 | 0 | 0 | 0 | 0 | 0 | 0 | 0 | 0 | 0 | 0 | 0 | 0 | 0 | 0 | 0
[8 empty] | 5701 | August | Summer | Weekend | 0 | 0 | 0 | 0 | 0 | 0 | 0 | 0 | 0 | 0 | 0 | 0 | 0 | 0 | 0 | 0 | 0 | 0 | 0 | 0 | 0 | 0 | 0 | 0 | 0 | 0 | 0 | 0 | 0 | 0
[8 empty] | 5702 | August | Summer | Weekend | 0 | 0 | 0 | 0 | 0 | 0 | 0 | 0 | 0 | 0 | 0 | 0 | 0 | 0 | 0 | 0 | 0 | 0 | 0 | 0 | 0 | 0 | 0 | 0 | 0 | 0 | 0 | 0 | 0 | 0
[8 empty] | 5703 | August | Summer | Weekend | 0 | 0 | 0 | 0 | 0 | 0 | 0 | 0 | 0 | 0 | 0 | 0 | 0 | 0 | 0 | 0 | 0 | 0 | 0 | 0 | 0 | 0 | 0 | 0 | 0 | 0 | 0 | 0 | 0 | 0
[8 empty] | 5704 | August | Summer | Weekend | 0 | 0 | 0 | 0 | 0 | 0 | 0 | 0 | 0 | 0 | 0 | 0 | 0 | 0 | 0 | 0 | 0 | 0 | 0 | 0 | 0 | 0 | 0 | 0 | 0 | 0 | 0 | 0 | 0 | 0
[8 empty] | 5705 | August | Summer | Weekend | 0 | 0 | 0 | 0 | 0 | 0 | 0 | 0 | 0 | 0 | 0 | 0 | 0 | 0 | 0 | 0 | 0 | 0 | 0 | 0 | 0 | 0 | 0 | 0 | 0 | 0 | 0 | 0 | 0 | 0
[8 empty] | 5706 | August | Summer | Weekend | 0 | 0 | 0 | 0 | 0 | 0 | 0 | 0 | 0 | 0 | 0 | 0 | 0 | 0 | 0 | 0 | 0 | 0 | 0 | 0 | 0 | 0 | 0 | 0 | 0 | 0 | 0 | 0 | 0 | 0
[8 empty] | 5707 | August | Summer | Weekend | 0 | 0 | 0 | 0 | 0 | 0 | 0 | 0 | 0 | 0 | 0 | 0 | 0 | 0 | 0 | 0 | 0 | 0 | 0 | 0 | 0 | 0 | 0 | 0 | 0 | 0 | 0 | 0 | 0 | 0
[8 empty] | 5708 | August | Summer | Weekend | 0 | 0 | 0 | 0 | 0 | 0 | 0 | 0 | 0 | 0 | 0 | 0 | 0 | 0 | 0 | 0 | 0 | 0 | 0 | 0 | 0 | 0 | 0 | 0 | 0 | 0 | 0 | 0 | 0 | 0
[8 empty] | 5709 | August | Summer | Weekend | 0 | 0 | 0 | 0 | 0 | 0 | 0 | 0 | 0 | 0 | 0 | 0 | 0 | 0 | 0 | 0 | 0 | 0 | 0 | 0 | 0 | 0 | 0 | 0 | 0 | 0 | 0 | 0 | 0 | 0
[8 empty] | 5710 | August | Summer | Weekend | 0 | 0 | 0 | 0 | 0 | 0 | 0 | 0 | 0 | 0 | 0 | 0 | 0 | 0 | 0 | 0 | 0 | 0 | 0 | 0 | 0 | 0 | 0 | 0 | 0 | 0 | 0 | 0 | 0 | 0
[8 empty] | 5711 | August | Summer | Weekend | 0 | 0 | 0 | 0 | 0 | 0 | 0 | 0 | 0 | 0 | 0 | 0 | 0 | 0 | 0 | 0 | 0 | 0 | 0 | 0 | 0 | 0 | 0 | 0 | 0 | 0 | 0 | 0 | 0 | 0
[8 empty] | 5712 | August | Summer | Weekend | 0 | 0 | 0 | 0 | 0 | 0 | 0 | 0 | 0 | 0 | 0 | 0 | 0 | 0 | 0 | 0 | 0 | 0 | 0 | 0 | 0 | 0 | 0 | 0 | 0 | 0 | 0 | 0 | 0 | 0
[8 empty] | 5713 | August | Summer | Weekend | 0 | 0 | 0 | 0 | 0 | 0 | 0 | 0 | 0 | 0 | 0 | 0 | 0 | 0 | 0 | 0 | 0 | 0 | 0 | 0 | 0 | 0 | 0 | 0 | 0 | 4.8 | 4.8 | 0 | 0 | 0
[8 empty] | 5714 | August | Summer | Weekend | 0 | 0 | 0 | 0 | 0 | 0 | 0 | 0 | 0 | 0 | 0 | 0 | 0 | 0 | 0 | 0 | 0 | 0 | 0 | 0 | 0 | 0 | 0 | 0 | 0 | 4.8 | 4.8 | 0 | 0 | 0
[8 empty] | 5715 | August | Summer | Weekend | 0 | 0 | 0 | 0 | 0 | 0 | 0 | 0 | 0 | 0 | 0 | 0 | 0 | 0 | 0 | 0 | 0 | 0 | 0 | 0 | 0 | 0 | 0 | 0 | 0 | 4.8 | 4.8 | 0 | 0 | 0
[8 empty] | 5716 | August | Summer | Weekend | 0 | 0 | 0 | 0 | 0 | 0 | 0 | 0 | 0 | 0 | 0 | 0 | 0 | 0 | 0 | 0 | 0 | 0 | 0 | 0 | 0 | 0 | 0 | 0 | 0 | 4.8 | 4.8 | 0 | 0 | 0
[8 empty] | 5717 | August | Summer | Weekend | 0 | 0 | 0 | 0 | 0 | 0 | 0 | 0 | 0 | 0 | 0 | 0 | 0 | 0 | 0 | 0 | 0 | 0 | 0 | 0 | 0 | 0 | 0 | 0 | 0 | 4.8 | 4.8 | 0 | 0 | 0
[8 empty] | 5718 | August | Summer | Weekend | 0 | 0 | 0 | 0 | 0 | 0 | 0 | 0 | 0 | 0 | 0 | 0 | 0 | 0 | 0 | 0 | 0 | 0 | 0 | 0 | 0 | 0 | 0 | 0 | 0 | 4.8 | 4.8 | 0 | 0 | 0
[8 empty] | 5719 | August | Summer | Weekend | 0 | 0 | 0 | 0 | 0 | 0 | 0 | 0 | 0 | 0 | 0 | 0 | 0 | 0 | 0 | 0 | 0 | 0 | 0 | 0 | 0 | 0 | 0 | 0 | 0 | 1.2 | 1.2 | 0 | 0 | 0
[8 empty] | 5720 | August | Summer | Weekend | 0 | 0 | 0 | 0 | 0 | 0 | 0 | 0 | 0 | 0 | 0 | 0 | 0 | 0 | 0 | 0 | 0 | 0 | 0 | 0 | 0 | 0 | 0 | 0 | 0 | 0 | 0 | 0 | 0 | 0
[8 empty] | 5721 | August | Summer | Weekend | 0 | 0 | 0 | 0 | 0 | 0 | 0 | 0 | 0 | 0 | 0 | 0 | 0 | 0 | 0 | 0 | 0 | 0 | 0 | 0 | 0 | 0 | 0 | 0 | 0 | 0 | 0 | 0 | 0 | 0
[8 empty] | 5722 | August | Summer | Weekend | 0 | 0 | 0 | 0 | 0 | 0 | 0 | 0 | 0 | 0 | 0 | 0 | 0 | 0 | 0 | 0 | 0 | 0 | 0 | 0 | 0 | 0 | 0 | 0 | 0 | 0 | 0 | 0 | 0 | 0
[8 empty] | 5723 | August | Summer | Weekend | 0 | 0 | 0 | 0 | 0 | 0 | 0 | 0 | 0 | 0 | 0 | 0 | 0 | 0 | 0 | 0 | 0 | 0 | 0 | 0 | 0 | 0 | 0 | 0 | 0 | 0 | 0 | 0 | 0 | 0
[8 empty] | 5724 | August | Summer | Weekend | 0 | 0 | 0 | 0 | 0 | 0 | 0 | 0 | 0 | 0 | 0 | 0 | 0 | 0 | 0 | 0 | 0 | 0 | 0 | 0 | 0 | 0 | 0 | 0 | 0 | 0 | 0 | 0 | 0 | 0
[8 empty] | 5725 | August | Summer | Weekend | 0 | 0 | 0 | 0 | 0 | 0 | 0 | 0 | 0 | 0 | 0 | 0 | 0 | 0 | 0 | 0 | 0 | 0 | 0 | 0 | 0 | 0 | 0 | 0 | 0 | 0 | 0 | 0 | 0 | 0
[8 empty] | 5726 | August | Summer | Weekend | 0 | 0 | 0 | 0 | 0 | 0 | 0 | 0 | 0 | 0 | 0 | 0 | 0 | 0 | 0 | 0 | 0 | 0 | 0 | 0 | 0 | 0 | 0 | 0 | 0 | 0 | 0 | 0 | 0 | 0
[8 empty] | 5727 | August | Summer | Weekend | 0 | 0 | 0 | 0 | 0 | 0 | 0 | 0 | 0 | 0 | 0 | 0 | 0 | 0 | 0 | 0 | 0 | 0 | 0 | 0 | 0 | 0 | 0 | 0 | 0 | 0 | 0 | 0 | 0 | 0
[8 empty] | 5728 | August | Summer | Weekend | 0 | 0 | 0 | 0 | 0 | 0 | 0 | 0 | 0 | 0 | 0 | 0 | 0 | 0 | 0 | 0 | 0 | 0 | 0 | 0 | 0 | 0 | 0 | 0 | 0 | 0 | 0 | 0 | 0 | 0
[8 empty] | 5729 | August | Summer | Weekend | 0 | 0 | 0 | 0 | 0 | 0 | 0 | 0 | 0 | 0 | 0 | 0 | 0 | 0 | 0 | 0 | 0 | 0 | 0 | 0 | 0 | 0 | 0 | 0 | 0 | 0 | 0 | 0 | 0 | 0
[8 empty] | 5730 | August | Summer | Weekend | 0 | 0 | 0 | 0 | 0 | 0 | 0 | 0 | 0 | 0 | 0 | 0 | 0 | 0 | 0 | 0 | 0 | 0 | 0 | 0 | 0 | 0 | 0 | 0 | 0 | 0 | 0 | 0 | 0 | 0
[8 empty] | 5731 | August | Summer | Weekend | 0 | 0 | 0 | 0 | 0 | 0 | 0 | 0 | 0 | 0 | 0 | 0 | 0 | 0 | 0 | 0 | 0 | 0 | 0 | 0 | 0 | 0 | 0 | 0 | 0 | 0 | 0 | 0 | 0 | 0
[8 empty] | 5732 | August | Summer | Weekend | 0 | 0 | 0 | 0 | 0 | 0 | 0 | 0 | 0 | 0 | 0 | 0 | 0 | 0 | 0 | 0 | 0 | 0 | 0 | 0 | 0 | 0 | 0 | 0 | 0 | 0 | 0 | 0 | 0 | 0
[8 empty] | 5733 | August | Summer | Weekend | 0 | 0 | 0 | 0 | 0 | 0 | 0 | 0 | 0 | 0 | 0 | 0 | 0 | 0 | 0 | 0 | 0 | 0 | 0 | 0 | 0 | 0 | 0 | 0 | 0 | 0 | 0 | 0 | 0 | 0
[8 empty] | 5734 | August | Summer | Weekend | 0 | 0 | 0 | 0 | 0 | 0 | 0 | 0 | 0 | 0 | 0 | 0 | 0 | 0 | 0 | 0 | 0 | 0 | 0 | 0 | 0 | 0 | 0 | 0 | 0 | 0 | 0 | 0 | 0 | 0
[8 empty] | 5735 | August | Summer | Weekend | 0 | 0 | 0 | 0 | 0 | 0 | 0 | 0 | 0 | 0 | 0 | 0 | 0 | 0 | 0 | 0 | 0 | 0 | 0 | 0 | 0 | 0 | 0 | 0 | 0 | 0 | 0 | 0 | 0 | 0
[8 empty] | 5736 | August | Summer | Weekend | 0 | 0 | 0 | 0 | 0 | 0 | 0 | 0 | 0 | 0 | 0 | 0 | 0 | 0 | 0 | 0 | 0 | 0 | 0 | 0 | 0 | 0 | 0 | 0 | 0 | 0 | 0 | 0 | 0 | 0
[8 empty] | 5737 | August | Summer | Weekday | 0 | 0 | 0 | 0 | 0 | 0 | 0 | 0 | 0 | 0 | 0 | 0 | 0 | 0 | 0 | 0 | 0 | 0 | 0 | 0 | 0 | 0 | 0 | 0 | 0 | 4.8 | 4.8 | 0 | 0 | 0
[8 empty] | 5738 | August | Summer | Weekday | 0 | 0 | 0 | 0 | 0 | 0 | 0 | 0 | 0 | 0 | 0 | 0 | 0 | 0 | 0 | 0 | 0 | 0 | 0 | 0 | 0 | 0 | 0 | 0 | 0 | 4.8 | 4.8 | 0 | 0 | 0
[8 empty] | 5739 | August | Summer | Weekday | 0 | 0 | 0 | 0 | 0 | 0 | 0 | 0 | 0 | 0 | 0 | 0 | 0 | 0 | 0 | 0 | 0 | 0 | 0 | 0 | 0 | 0 | 0 | 0 | 0 | 4.8 | 4.8 | 0 | 0 | 0
[8 empty] | 5740 | August | Summer | Weekday | 0 | 0 | 0 | 0 | 0 | 0 | 0 | 0 | 0 | 0 | 0 | 0 | 0 | 0 | 0 | 0 | 0 | 0 | 0 | 0 | 0 | 0 | 0 | 0 | 0 | 4.8 | 4.8 | 0 | 0 | 0
[8 empty] | 5741 | August | Summer | Weekday | 0 | 0 | 0 | 0 | 0 | 0 | 0 | 0 | 0 | 0 | 0 | 0 | 0 | 0 | 0 | 0 | 0 | 0 | 0 | 0 | 0 | 0 | 0 | 0 | 0 | 4.8 | 4.8 | 0 | 0 | 0
[8 empty] | 5742 | August | Summer | Weekday | 0 | 0 | 0 | 0 | 0 | 0 | 0 | 0 | 0 | 0 | 0 | 0 | 0 | 0 | 0 | 0 | 0 | 0 | 0 | 0 | 0 | 0 | 0 | 0 | 0 | 4.8 | 4.8 | 0 | 0 | 0
[8 empty] | 5743 | August | Summer | Weekday | 0 | 0 | 0 | 0 | 0 | 0 | 0 | 0 | 0 | 0 | 0 | 0 | 0 | 0 | 0 | 0 | 0 | 0 | 0 | 0 | 0 | 0 | 0 | 0 | 0 | 1.2 | 1.2 | 0 | 0 | 0
[8 empty] | 5744 | August | Summer | Weekday | 0 | 0 | 0 | 0 | 0 | 0 | 0 | 0 | 0 | 0 | 0 | 0 | 0 | 0 | 0 | 0 | 0 | 0 | 0 | 0 | 0 | 0 | 0 | 0 | 0 | 0 | 0 | 0 | 0 | 0
[8 empty] | 5745 | August | Summer | Weekday | 0 | 0 | 0 | 0 | 0 | 0 | 0 | 0 | 0 | 0 | 0 | 0 | 0 | 0 | 0 | 0 | 0 | 0 | 0 | 0 | 0 | 0 | 0 | 0 | 0 | 0 | 0 | 0 | 0 | 0
[8 empty] | 5746 | August | Summer | Weekday | 0 | 0 | 0 | 0 | 0 | 0 | 0 | 0 | 0 | 0 | 0 | 0 | 0 | 0 | 0 | 0 | 0 | 0 | 0 | 0 | 0 | 0 | 0 | 0 | 0 | 0 | 0 | 0 | 0 | 0
[8 empty] | 5747 | August | Summer | Weekday | 0 | 0 | 0 | 0 | 0 | 0 | 0 | 0 | 0 | 0 | 0 | 0 | 0 | 0 | 0 | 0 | 0 | 0 | 0 | 0 | 0 | 0 | 0 | 0 | 0 | 0 | 0 | 0 | 0 | 0
[8 empty] | 5748 | August | Summer | Weekday | 0 | 0 | 0 | 0 | 0 | 0 | 0 | 0 | 0 | 0 | 0 | 0 | 0 | 0 | 0 | 0 | 0 | 0 | 0 | 0 | 0 | 0 | 0 | 0 | 0 | 0 | 0 | 0 | 0 | 0
[8 empty] | 5749 | August | Summer | Weekday | 0 | 0 | 0 | 0 | 0 | 0 | 0 | 0 | 0 | 0 | 0 | 0 | 0 | 0 | 0 | 0 | 0 | 0 | 0 | 0 | 0 | 0 | 0 | 0 | 0 | 0 | 0 | 0 | 0 | 0
[8 empty] | 5750 | August | Summer | Weekday | 0 | 0 | 0 | 0 | 0 | 0 | 0 | 0 | 0 | 0 | 0 | 0 | 0 | 0 | 0 | 0 | 0 | 0 | 0 | 0 | 0 | 0 | 0 | 0 | 0 | 0 | 0 | 0 | 0 | 0
[8 empty] | 5751 | August | Summer | Weekday | 0 | 0 | 0 | 0 | 0 | 0 | 0 | 0 | 0 | 0 | 0 | 0 | 0 | 0 | 0 | 0 | 0 | 0 | 0 | 0 | 0 | 0 | 0 | 0 | 0 | 0 | 0 | 0 | 0 | 0
[8 empty] | 5752 | August | Summer | Weekday | 0 | 0 | 0 | 0 | 0 | 0 | 0 | 0 | 0 | 0 | 0 | 0 | 0 | 0 | 0 | 0 | 0 | 0 | 0 | 0 | 0 | 0 | 0 | 0 | 0 | 0 | 0 | 0 | 0 | 0
[8 empty] | 5753 | August | Summer | Weekday | 0 | 0 | 0 | 0 | 0 | 0 | 0 | 0 | 0 | 0 | 0 | 0 | 0 | 0 | 0 | 0 | 0 | 0 | 0 | 0 | 0 | 0 | 0 | 0 | 0 | 0 | 0 | 0 | 0 | 0
[8 empty] | 5754 | August | Summer | Weekday | 0 | 0 | 0 | 0 | 0 | 0 | 0 | 0 | 0 | 0 | 0 | 0 | 0 | 0 | 0 | 0 | 0 | 0 | 0 | 0 | 0 | 0 | 0 | 0 | 0 | 0 | 0 | 0 | 0 | 0
[8 empty] | 5755 | August | Summer | Weekday | 0 | 0 | 0 | 0 | 0 | 0 | 0 | 0 | 0 | 0 | 0 | 0 | 0 | 0 | 0 | 0 | 0 | 0 | 0 | 0 | 0 | 0 | 0 | 0 | 0 | 0 | 0 | 0 | 0 | 0
[8 empty] | 5756 | August | Summer | Weekday | 0 | 0 | 0 | 0 | 0 | 0 | 0 | 0 | 0 | 0 | 0 | 0 | 0 | 0 | 0 | 0 | 0 | 0 | 0 | 0 | 0 | 0 | 0 | 0 | 0 | 0 | 0 | 0 | 0 | 0
[8 empty] | 5757 | August | Summer | Weekday | 0 | 0 | 0 | 0 | 0 | 0 | 0 | 0 | 0 | 0 | 0 | 0 | 0 | 0 | 0 | 0 | 0 | 0 | 0 | 0 | 0 | 0 | 0 | 0 | 0 | 0 | 0 | 0 | 0 | 0
[8 empty] | 5758 | August | Summer | Weekday | 0 | 0 | 0 | 0 | 0 | 0 | 0 | 0 | 0 | 0 | 0 | 0 | 0 | 0 | 0 | 0 | 0 | 0 | 0 | 0 | 0 | 0 | 0 | 0 | 0 | 0 | 0 | 0 | 0 | 0
[8 empty] | 5759 | August | Summer | Weekday | 0 | 0 | 0 | 0 | 0 | 0 | 0 | 0 | 0 | 0 | 0 | 0 | 0 | 0 | 0 | 0 | 0 | 0 | 0 | 0 | 0 | 0 | 0 | 0 | 0 | 0 | 0 | 0 | 0 | 0
[8 empty] | 5760 | August | Summer | Weekday | 0 | 0 | 0 | 0 | 0 | 0 | 0 | 0 | 0 | 0 | 0 | 0 | 0 | 0 | 0 | 0 | 0 | 0 | 0 | 0 | 0 | 0 | 0 | 0 | 0 | 0 | 0 | 0 | 0 | 0
[8 empty] | 5761 | August | Summer | Weekday | 0 | 0 | 0 | 0 | 0 | 0 | 0 | 0 | 0 | 0 | 0 | 0 | 0 | 0 | 0 | 0 | 0 | 0 | 0 | 0 | 0 | 0 | 0 | 0 | 0 | 4.8 | 4.8 | 0 | 0 | 0
[8 empty] | 5762 | August | Summer | Weekday | 0 | 0 | 0 | 0 | 0 | 0 | 0 | 0 | 0 | 0 | 0 | 0 | 0 | 0 | 0 | 0 | 0 | 0 | 0 | 0 | 0 | 0 | 0 | 0 | 0 | 4.8 | 4.8 | 0 | 0 | 0
[8 empty] | 5763 | August | Summer | Weekday | 0 | 0 | 0 | 0 | 0 | 0 | 0 | 0 | 0 | 0 | 0 | 0 | 0 | 0 | 0 | 0 | 0 | 0 | 0 | 0 | 0 | 0 | 0 | 0 | 0 | 4.8 | 4.8 | 0 | 0 | 0
[8 empty] | 5764 | August | Summer | Weekday | 0 | 0 | 0 | 0 | 0 | 0 | 0 | 0 | 0 | 0 | 0 | 0 | 0 | 0 | 0 | 0 | 0 | 0 | 0 | 0 | 0 | 0 | 0 | 0 | 0 | 4.8 | 4.8 | 0 | 0 | 0
[8 empty] | 5765 | August | Summer | Weekday | 0 | 0 | 0 | 0 | 0 | 0 | 0 | 0 | 0 | 0 | 0 | 0 | 0 | 0 | 0 | 0 | 0 | 0 | 0 | 0 | 0 | 0 | 0 | 0 | 0 | 4.8 | 4.8 | 0 | 0 | 0
[8 empty] | 5766 | August | Summer | Weekday | 0 | 0 | 0 | 0 | 0 | 0 | 0 | 0 | 0 | 0 | 0 | 0 | 0 | 0 | 0 | 0 | 0 | 0 | 0 | 0 | 0 | 0 | 0 | 0 | 0 | 4.8 | 4.8 | 0 | 0 | 0
[8 empty] | 5767 | August | Summer | Weekday | 0 | 0 | 0 | 0 | 0 | 0 | 0 | 0 | 0 | 0 | 0 | 0 | 0 | 0 | 0 | 0 | 0 | 0 | 0 | 0 | 0 | 0 | 0 | 0 | 0 | 1.2 | 1.2 | 0 | 0 | 0
[8 empty] | 5768 | August | Summer | Weekday | 0 | 0 | 0 | 0 | 0 | 0 | 0 | 0 | 0 | 0 | 0 | 0 | 0 | 0 | 0 | 0 | 0 | 0 | 0 | 0 | 0 | 0 | 0 | 0 | 0 | 0 | 0 | 0 | 0 | 0
[8 empty] | 5769 | August | Summer | Weekday | 0 | 0 | 0 | 0 | 0 | 0 | 0 | 0 | 0 | 0 | 0 | 0 | 0 | 0 | 0 | 0 | 0 | 0 | 0 | 0 | 0 | 0 | 0 | 0 | 0 | 0 | 0 | 0 | 0 | 0
[8 empty] | 5770 | August | Summer | Weekday | 0 | 0 | 0 | 0 | 0 | 0 | 0 | 0 | 0 | 0 | 0 | 0 | 0 | 0 | 0 | 0 | 0 | 0 | 0 | 0 | 0 | 0 | 0 | 0 | 0 | 0 | 0 | 0 | 0 | 0
[8 empty] | 5771 | August | Summer | Weekday | 0 | 0 | 0 | 0 | 0 | 0 | 0 | 0 | 0 | 0 | 0 | 0 | 0 | 0 | 0 | 0 | 0 | 0 | 0 | 0 | 0 | 0 | 0 | 0 | 0 | 0 | 0 | 0 | 0 | 0
[8 empty] | 5772 | August | Summer | Weekday | 0 | 0 | 0 | 0 | 0 | 0 | 0 | 0 | 0 | 0 | 0 | 0 | 0 | 0 | 0 | 0 | 0 | 0 | 0 | 0 | 0 | 0 | 0 | 0 | 0 | 0 | 0 | 0 | 0 | 0
[8 empty] | 5773 | August | Summer | Weekday | 0 | 0 | 0 | 0 | 0 | 0 | 0 | 0 | 0 | 0 | 0 | 0 | 0 | 0 | 0 | 0 | 0 | 0 | 0 | 0 | 0 | 0 | 0 | 0 | 0 | 0 | 0 | 0 | 0 | 0
[8 empty] | 5774 | August | Summer | Weekday | 0 | 0 | 0 | 0 | 0 | 0 | 0 | 0 | 0 | 0 | 0 | 0 | 0 | 0 | 0 | 0 | 0 | 0 | 0 | 0 | 0 | 0 | 0 | 0 | 0 | 0 | 0 | 0 | 0 | 0
[8 empty] | 5775 | August | Summer | Weekday | 0 | 0 | 0 | 0 | 0 | 0 | 0 | 0 | 0 | 0 | 0 | 0 | 0 | 0 | 0 | 0 | 0 | 0 | 0 | 0 | 0 | 0 | 0 | 0 | 0 | 0 | 0 | 0 | 0 | 0
[8 empty] | 5776 | August | Summer | Weekday | 0 | 0 | 0 | 0 | 0 | 0 | 0 | 0 | 0 | 0 | 0 | 0 | 0 | 0 | 0 | 0 | 0 | 0 | 0 | 0 | 0 | 0 | 0 | 0 | 0 | 0 | 0 | 0 | 0 | 0
[8 empty] | 5777 | August | Summer | Weekday | 0 | 0 | 0 | 0 | 0 | 0 | 0 | 0 | 0 | 0 | 0 | 0 | 0 | 0 | 0 | 0 | 0 | 0 | 0 | 0 | 0 | 0 | 0 | 0 | 0 | 0 | 0 | 0 | 0 | 0
[8 empty] | 5778 | August | Summer | Weekday | 0 | 0 | 0 | 0 | 0 | 0 | 0 | 0 | 0 | 0 | 0 | 0 | 0 | 0 | 0 | 0 | 0 | 0 | 0 | 0 | 0 | 0 | 0 | 0 | 0 | 0 | 0 | 0 | 0 | 0
[8 empty] | 5779 | August | Summer | Weekday | 0 | 0 | 0 | 0 | 0 | 0 | 0 | 0 | 0 | 0 | 0 | 0 | 0 | 0 | 0 | 0 | 0 | 0 | 0 | 0 | 0 | 0 | 0 | 0 | 0 | 0 | 0 | 0 | 0 | 0
[8 empty] | 5780 | August | Summer | Weekday | 0 | 0 | 0 | 0 | 0 | 0 | 0 | 0 | 0 | 0 | 0 | 0 | 0 | 0 | 0 | 0 | 0 | 0 | 0 | 0 | 0 | 0 | 0 | 0 | 0 | 0 | 0 | 0 | 0 | 0
[8 empty] | 5781 | August | Summer | Weekday | 0 | 0 | 0 | 0 | 0 | 0 | 0 | 0 | 0 | 0 | 0 | 0 | 0 | 0 | 0 | 0 | 0 | 0 | 0 | 0 | 0 | 0 | 0 | 0 | 0 | 0 | 0 | 0 | 0 | 0
[8 empty] | 5782 | August | Summer | Weekday | 0 | 0 | 0 | 0 | 0 | 0 | 0 | 0 | 0 | 0 | 0 | 0 | 0 | 0 | 0 | 0 | 0 | 0 | 0 | 0 | 0 | 0 | 0 | 0 | 0 | 0 | 0 | 0 | 0 | 0
[8 empty] | 5783 | August | Summer | Weekday | 0 | 0 | 0 | 0 | 0 | 0 | 0 | 0 | 0 | 0 | 0 | 0 | 0 | 0 | 0 | 0 | 0 | 0 | 0 | 0 | 0 | 0 | 0 | 0 | 0 | 0 | 0 | 0 | 0 | 0
[8 empty] | 5784 | August | Summer | Weekday | 0 | 0 | 0 | 0 | 0 | 0 | 0 | 0 | 0 | 0 | 0 | 0 | 0 | 0 | 0 | 0 | 0 | 0 | 0 | 0 | 0 | 0 | 0 | 0 | 0 | 0 | 0 | 0 | 0 | 0
[8 empty] | 5785 | August | Summer | Weekday | 0 | 0 | 0 | 0 | 0 | 0 | 0 | 0 | 0 | 0 | 0 | 0 | 0 | 0 | 0 | 0 | 0 | 0 | 0 | 0 | 0 | 0 | 0 | 0 | 0 | 4.8 | 4.8 | 0 | 0 | 0
[8 empty] | 5786 | August | Summer | Weekday | 0 | 0 | 0 | 0 | 0 | 0 | 0 | 0 | 0 | 0 | 0 | 0 | 0 | 0 | 0 | 0 | 0 | 0 | 0 | 0 | 0 | 0 | 0 | 0 | 0 | 4.8 | 4.8 | 0 | 0 | 0
[8 empty] | 5787 | August | Summer | Weekday | 0 | 0 | 0 | 0 | 0 | 0 | 0 | 0 | 0 | 0 | 0 | 0 | 0 | 0 | 0 | 0 | 0 | 0 | 0 | 0 | 0 | 0 | 0 | 0 | 0 | 4.8 | 4.8 | 0 | 0 | 0
[8 empty] | 5788 | August | Summer | Weekday | 0 | 0 | 0 | 0 | 0 | 0 | 0 | 0 | 0 | 0 | 0 | 0 | 0 | 0 | 0 | 0 | 0 | 0 | 0 | 0 | 0 | 0 | 0 | 0 | 0 | 4.8 | 4.8 | 0 | 0 | 0
[8 empty] | 5789 | August | Summer | Weekday | 0 | 0 | 0 | 0 | 0 | 0 | 0 | 0 | 0 | 0 | 0 | 0 | 0 | 0 | 0 | 0 | 0 | 0 | 0 | 0 | 0 | 0 | 0 | 0 | 0 | 4.8 | 4.8 | 0 | 0 | 0
[8 empty] | 5790 | August | Summer | Weekday | 0 | 0 | 0 | 0 | 0 | 0 | 0 | 0 | 0 | 0 | 0 | 0 | 0 | 0 | 0 | 0 | 0 | 0 | 0 | 0 | 0 | 0 | 0 | 0 | 0 | 4.8 | 4.8 | 0 | 0 | 0
[8 empty] | 5791 | August | Summer | Weekday | 0 | 0 | 0 | 0 | 0 | 0 | 0 | 0 | 0 | 0 | 0 | 0 | 0 | 0 | 0 | 0 | 0 | 0 | 0 | 0 | 0 | 0 | 0 | 0 | 0 | 1.2 | 1.2 | 0 | 0 | 0
[8 empty] | 5792 | August | Summer | Weekday | 0 | 0 | 0 | 0 | 0 | 0 | 0 | 0 | 0 | 0 | 0 | 0 | 0 | 0 | 0 | 0 | 0 | 0 | 0 | 0 | 0 | 0 | 0 | 0 | 0 | 0 | 0 | 0 | 0 | 0
[8 empty] | 5793 | August | Summer | Weekday | 0 | 0 | 0 | 0 | 0 | 0 | 0 | 0 | 0 | 0 | 0 | 0 | 0 | 0 | 0 | 0 | 0 | 0 | 0 | 0 | 0 | 0 | 0 | 0 | 0 | 0 | 0 | 0 | 0 | 0
[8 empty] | 5794 | August | Summer | Weekday | 0 | 0 | 0 | 0 | 0 | 0 | 0 | 0 | 0 | 0 | 0 | 0 | 0 | 0 | 0 | 0 | 0 | 0 | 0 | 0 | 0 | 0 | 0 | 0 | 0 | 0 | 0 | 0 | 0 | 0
[8 empty] | 5795 | August | Summer | Weekday | 0 | 0 | 0 | 0 | 0 | 0 | 0 | 0 | 0 | 0 | 0 | 0 | 0 | 0 | 0 | 0 | 0 | 0 | 0 | 0 | 0 | 0 | 0 | 0 | 0 | 0 | 0 | 0 | 0 | 0
[8 empty] | 5796 | August | Summer | Weekday | 0 | 0 | 0 | 0 | 0 | 0 | 0 | 0 | 0 | 0 | 0 | 0 | 0 | 0 | 0 | 0 | 0 | 0 | 0 | 0 | 0 | 0 | 0 | 0 | 0 | 0 | 0 | 0 | 0 | 0
[8 empty] | 5797 | August | Summer | Weekday | 0 | 0 | 0 | 0 | 0 | 0 | 0 | 0 | 0 | 0 | 0 | 0 | 0 | 0 | 0 | 0 | 0 | 0 | 0 | 0 | 0 | 0 | 0 | 0 | 0 | 0 | 0 | 0 | 0 | 0
[8 empty] | 5798 | August | Summer | Weekday | 0 | 0 | 0 | 0 | 0 | 0 | 0 | 0 | 0 | 0 | 0 | 0 | 0 | 0 | 0 | 0 | 0 | 0 | 0 | 0 | 0 | 0 | 0 | 0 | 0 | 0 | 0 | 0 | 0 | 0
[8 empty] | 5799 | August | Summer | Weekday | 0 | 0 | 0 | 0 | 0 | 0 | 0 | 0 | 0 | 0 | 0 | 0 | 0 | 0 | 0 | 0 | 0 | 0 | 0 | 0 | 0 | 0 | 0 | 0 | 0 | 0 | 0 | 0 | 0 | 0
[8 empty] | 5800 | August | Summer | Weekday | 0 | 0 | 0 | 0 | 0 | 0 | 0 | 0 | 0 | 0 | 0 | 0 | 0 | 0 | 0 | 0 | 0 | 0 | 0 | 0 | 0 | 0 | 0 | 0 | 0 | 0 | 0 | 0 | 0 | 0
[8 empty] | 5801 | August | Summer | Weekday | 0 | 0 | 0 | 0 | 0 | 0 | 0 | 0 | 0 | 0 | 0 | 0 | 0 | 0 | 0 | 0 | 0 | 0 | 0 | 0 | 0 | 0 | 0 | 0 | 0 | 0 | 0 | 0 | 0 | 0
[8 empty] | 5802 | August | Summer | Weekday | 0 | 0 | 0 | 0 | 0 | 0 | 0 | 0 | 0 | 0 | 0 | 0 | 0 | 0 | 0 | 0 | 0 | 0 | 0 | 0 | 0 | 0 | 0 | 0 | 0 | 0 | 0 | 0 | 0 | 0
[8 empty] | 5803 | August | Summer | Weekday | 0 | 0 | 0 | 0 | 0 | 0 | 0 | 0 | 0 | 0 | 0 | 0 | 0 | 0 | 0 | 0 | 0 | 0 | 0 | 0 | 0 | 0 | 0 | 0 | 0 | 0 | 0 | 0 | 0 | 0
[8 empty] | 5804 | August | Summer | Weekday | 0 | 0 | 0 | 0 | 0 | 0 | 0 | 0 | 0 | 0 | 0 | 0 | 0 | 0 | 0 | 0 | 0 | 0 | 0 | 0 | 0 | 0 | 0 | 0 | 0 | 0 | 0 | 0 | 0 | 0
[8 empty] | 5805 | August | Summer | Weekday | 0 | 0 | 0 | 0 | 0 | 0 | 0 | 0 | 0 | 0 | 0 | 0 | 0 | 0 | 0 | 0 | 0 | 0 | 0 | 0 | 0 | 0 | 0 | 0 | 0 | 0 | 0 | 0 | 0 | 0
[8 empty] | 5806 | August | Summer | Weekday | 0 | 0 | 0 | 0 | 0 | 0 | 0 | 0 | 0 | 0 | 0 | 0 | 0 | 0 | 0 | 0 | 0 | 0 | 0 | 0 | 0 | 0 | 0 | 0 | 0 | 0 | 0 | 0 | 0 | 0
[8 empty] | 5807 | August | Summer | Weekday | 0 | 0 | 0 | 0 | 0 | 0 | 0 | 0 | 0 | 0 | 0 | 0 | 0 | 0 | 0 | 0 | 0 | 0 | 0 | 0 | 0 | 0 | 0 | 0 | 0 | 0 | 0 | 0 | 0 | 0
[8 empty] | 5808 | August | Summer | Weekday | 0 | 0 | 0 | 0 | 0 | 0 | 0 | 0 | 0 | 0 | 0 | 0 | 0 | 0 | 0 | 0 | 0 | 0 | 0 | 0 | 0 | 0 | 0 | 0 | 0 | 0 | 0 | 0 | 0 | 0
[8 empty] | 5809 | August | Summer | Weekday | 0 | 0 | 0 | 0 | 0 | 0 | 0 | 0 | 0 | 0 | 0 | 0 | 0 | 0 | 0 | 0 | 0 | 0 | 0 | 0 | 0 | 0 | 0 | 0 | 0 | 4.8 | 4.8 | 0 | 0 | 0
[8 empty] | 5810 | August | Summer | Weekday | 0 | 0 | 0 | 0 | 0 | 0 | 0 | 0 | 0 | 0 | 0 | 0 | 0 | 0 | 0 | 0 | 0 | 0 | 0 | 0 | 0 | 0 | 0 | 0 | 0 | 4.8 | 4.8 | 0 | 0 | 0
[8 empty] | 5811 | August | Summer | Weekday | 0 | 0 | 0 | 0 | 0 | 0 | 0 | 0 | 0 | 0 | 0 | 0 | 0 | 0 | 0 | 0 | 0 | 0 | 0 | 0 | 0 | 0 | 0 | 0 | 0 | 4.8 | 4.8 | 0 | 0 | 0
[8 empty] | 5812 | August | Summer | Weekday | 0 | 0 | 0 | 0 | 0 | 0 | 0 | 0 | 0 | 0 | 0 | 0 | 0 | 0 | 0 | 0 | 0 | 0 | 0 | 0 | 0 | 0 | 0 | 0 | 0 | 4.8 | 4.8 | 0 | 0 | 0
[8 empty] | 5813 | August | Summer | Weekday | 0 | 0 | 0 | 0 | 0 | 0 | 0 | 0 | 0 | 0 | 0 | 0 | 0 | 0 | 0 | 0 | 0 | 0 | 0 | 0 | 0 | 0 | 0 | 0 | 0 | 4.8 | 4.8 | 0 | 0 | 0
[8 empty] | 5814 | August | Summer | Weekday | 0 | 0 | 0 | 0 | 0 | 0 | 0 | 0 | 0 | 0 | 0 | 0 | 0 | 0 | 0 | 0 | 0 | 0 | 0 | 0 | 0 | 0 | 0 | 0 | 0 | 4.8 | 4.8 | 0 | 0 | 0
[8 empty] | 5815 | August | Summer | Weekday | 0 | 0 | 0 | 0 | 0 | 0 | 0 | 0 | 0 | 0 | 0 | 0 | 0 | 0 | 0 | 0 | 0 | 0 | 0 | 0 | 0 | 0 | 0 | 0 | 0 | 1.2 | 1.2 | 0 | 0 | 0
[8 empty] | 5816 | August | Summer | Weekday | 0 | 0 | 0 | 0 | 0 | 0 | 0 | 0 | 0 | 0 | 0 | 0 | 0 | 0 | 0 | 0 | 0 | 0 | 0 | 0 | 0 | 0 | 0 | 0 | 0 | 0 | 0 | 0 | 0 | 0
[8 empty] | 5817 | August | Summer | Weekday | 0 | 0 | 0 | 0 | 0 | 0 | 0 | 0 | 0 | 0 | 0 | 0 | 0 | 0 | 0 | 0 | 0 | 0 | 0 | 0 | 0 | 0 | 0 | 0 | 0 | 0 | 0 | 0 | 0 | 0
[8 empty] | 5818 | August | Summer | Weekday | 0 | 0 | 0 | 0 | 0 | 0 | 0 | 0 | 0 | 0 | 0 | 0 | 0 | 0 | 0 | 0 | 0 | 0 | 0 | 0 | 0 | 0 | 0 | 0 | 0 | 0 | 0 | 0 | 0 | 0
[8 empty] | 5819 | August | Summer | Weekday | 0 | 0 | 0 | 0 | 0 | 0 | 0 | 0 | 0 | 0 | 0 | 0 | 0 | 0 | 0 | 0 | 0 | 0 | 0 | 0 | 0 | 0 | 0 | 0 | 0 | 0 | 0 | 0 | 0 | 0
[8 empty] | 5820 | August | Summer | Weekday | 0 | 0 | 0 | 0 | 0 | 0 | 0 | 0 | 0 | 0 | 0 | 0 | 0 | 0 | 0 | 0 | 0 | 0 | 0 | 0 | 0 | 0 | 0 | 0 | 0 | 0 | 0 | 0 | 0 | 0
[8 empty] | 5821 | August | Summer | Weekday | 0 | 0 | 0 | 0 | 0 | 0 | 0 | 0 | 0 | 0 | 0 | 0 | 0 | 0 | 0 | 0 | 0 | 0 | 0 | 0 | 0 | 0 | 0 | 0 | 0 | 0 | 0 | 0 | 0 | 0
[8 empty] | 5822 | August | Summer | Weekday | 0 | 0 | 0 | 0 | 0 | 0 | 0 | 0 | 0 | 0 | 0 | 0 | 0 | 0 | 0 | 0 | 0 | 0 | 0 | 0 | 0 | 0 | 0 | 0 | 0 | 0 | 0 | 0 | 0 | 0
[8 empty] | 5823 | August | Summer | Weekday | 0 | 0 | 0 | 0 | 0 | 0 | 0 | 0 | 0 | 0 | 0 | 0 | 0 | 0 | 0 | 0 | 0 | 0 | 0 | 0 | 0 | 0 | 0 | 0 | 0 | 0 | 0 | 0 | 0 | 0
[8 empty] | 5824 | August | Summer | Weekday | 0 | 0 | 0 | 0 | 0 | 0 | 0 | 0 | 0 | 0 | 0 | 0 | 0 | 0 | 0 | 0 | 0 | 0 | 0 | 0 | 0 | 0 | 0 | 0 | 0 | 0 | 0 | 0 | 0 | 0
[8 empty] | 5825 | August | Summer | Weekday | 0 | 0 | 0 | 0 | 0 | 0 | 0 | 0 | 0 | 0 | 0 | 0 | 0 | 0 | 0 | 0 | 0 | 0 | 0 | 0 | 0 | 0 | 0 | 0 | 0 | 0 | 0 | 0 | 0 | 0
[8 empty] | 5826 | August | Summer | Weekday | 0 | 0 | 0 | 0 | 0 | 0 | 0 | 0 | 0 | 0 | 0 | 0 | 0 | 0 | 0 | 0 | 0 | 0 | 0 | 0 | 0 | 0 | 0 | 0 | 0 | 0 | 0 | 0 | 0 | 0
[8 empty] | 5827 | August | Summer | Weekday | 0 | 0 | 0 | 0 | 0 | 0 | 0 | 0 | 0 | 0 | 0 | 0 | 0 | 0 | 0 | 0 | 0 | 0 | 0 | 0 | 0 | 0 | 0 | 0 | 0 | 0 | 0 | 0 | 0 | 0
[8 empty] | 5828 | August | Summer | Weekday | 0 | 0 | 0 | 0 | 0 | 0 | 0 | 0 | 0 | 0 | 0 | 0 | 0 | 0 | 0 | 0 | 0 | 0 | 0 | 0 | 0 | 0 | 0 | 0 | 0 | 0 | 0 | 0 | 0 | 0
[8 empty] | 5829 | August | Summer | Weekday | 0 | 0 | 0 | 0 | 0 | 0 | 0 | 0 | 0 | 0 | 0 | 0 | 0 | 0 | 0 | 0 | 0 | 0 | 0 | 0 | 0 | 0 | 0 | 0 | 0 | 0 | 0 | 0 | 0 | 0
[8 empty] | 5830 | August | Summer | Weekday | 0 | 0 | 0 | 0 | 0 | 0 | 0 | 0 | 0 | 0 | 0 | 0 | 0 | 0 | 0 | 0 | 0 | 0 | 0 | 0 | 0 | 0 | 0 | 0 | 0 | 0 | 0 | 0 | 0 | 0
[8 empty] | 5831 | August | Summer | Weekday | 0 | 0 | 0 | 0 | 0 | 0 | 0 | 0 | 0 | 0 | 0 | 0 | 0 | 0 | 0 | 0 | 0 | 0 | 0 | 0 | 0 | 0 | 0 | 0 | 0 | 0 | 0 | 0 | 0 | 0
[8 empty] | 5832 | August | Summer | Weekday | 0 | 0 | 0 | 0 | 0 | 0 | 0 | 0 | 0 | 0 | 0 | 0 | 0 | 0 | 0 | 0 | 0 | 0 | 0 | 0 | 0 | 0 | 0 | 0 | 0 | 0 | 0 | 0 | 0 | 0
[8 empty] | 5833 | September | Winter | Weekday | 0 | 0 | 0 | 0 | 0 | 0 | 0 | 0 | 0 | 0 | 0 | 0 | 0 | 0 | 0 | 0 | 0 | 0 | 0 | 0 | 0 | 0 | 0 | 0 | 0 | 4.8 | 4.8 | 0 | 0 | 0
[8 empty] | 5834 | September | Winter | Weekday | 0 | 0 | 0 | 0 | 0 | 0 | 0 | 0 | 0 | 0 | 0 | 0 | 0 | 0 | 0 | 0 | 0 | 0 | 0 | 0 | 0 | 0 | 0 | 0 | 0 | 4.8 | 4.8 | 0 | 0 | 0
[8 empty] | 5835 | September | Winter | Weekday | 0 | 0 | 0 | 0 | 0 | 0 | 0 | 0 | 0 | 0 | 0 | 0 | 0 | 0 | 0 | 0 | 0 | 0 | 0 | 0 | 0 | 0 | 0 | 0 | 0 | 4.8 | 4.8 | 0 | 0 | 0
[8 empty] | 5836 | September | Winter | Weekday | 0 | 0 | 0 | 0 | 0 | 0 | 0 | 0 | 0 | 0 | 0 | 0 | 0 | 0 | 0 | 0 | 0 | 0 | 0 | 0 | 0 | 0 | 0 | 0 | 0 | 4.8 | 4.8 | 0 | 0 | 0
[8 empty] | 5837 | September | Winter | Weekday | 0 | 0 | 0 | 0 | 0 | 0 | 0 | 0 | 0 | 0 | 0 | 0 | 0 | 0 | 0 | 0 | 0 | 0 | 0 | 0 | 0 | 0 | 0 | 0 | 0 | 4.8 | 4.8 | 0 | 0 | 0
[8 empty] | 5838 | September | Winter | Weekday | 0 | 0 | 0 | 0 | 0 | 0 | 0 | 0 | 0 | 0 | 0 | 0 | 0 | 0 | 0 | 0 | 0 | 0 | 0 | 0 | 0 | 0 | 0 | 0 | 0 | 4.8 | 4.8 | 0 | 0 | 0
[8 empty] | 5839 | September | Winter | Weekday | 0 | 0 | 0 | 0 | 0 | 0 | 0 | 0 | 0 | 0 | 0 | 0 | 0 | 0 | 0 | 0 | 0 | 0 | 0 | 0 | 0 | 0 | 0 | 0 | 0 | 1.2 | 1.2 | 0 | 0 | 0
[8 empty] | 5840 | September | Winter | Weekday | 0 | 0 | 0 | 0 | 0 | 0 | 0 | 0 | 0 | 0 | 0 | 0 | 0 | 0 | 0 | 0 | 0 | 0 | 0 | 0 | 0 | 0 | 0 | 0 | 0 | 0 | 0 | 0 | 0 | 0
[8 empty] | 5841 | September | Winter | Weekday | 0 | 0 | 0 | 0 | 0 | 0 | 0 | 0 | 0 | 0 | 0 | 0 | 0 | 0 | 0 | 0 | 0 | 0 | 0 | 0 | 0 | 0 | 0 | 0 | 0 | 0 | 0 | 0 | 0 | 0
[8 empty] | 5842 | September | Winter | Weekday | 0 | 0 | 0 | 0 | 0 | 0 | 0 | 0 | 0 | 0 | 0 | 0 | 0 | 0 | 0 | 0 | 0 | 0 | 0 | 0 | 0 | 0 | 0 | 0 | 0 | 0 | 0 | 0 | 0 | 0
[8 empty] | 5843 | September | Winter | Weekday | 0 | 0 | 0 | 0 | 0 | 0 | 0 | 0 | 0 | 0 | 0 | 0 | 0 | 0 | 0 | 0 | 0 | 0 | 0 | 0 | 0 | 0 | 0 | 0 | 0 | 0 | 0 | 0 | 0 | 0
[8 empty] | 5844 | September | Winter | Weekday | 0 | 0 | 0 | 0 | 0 | 0 | 0 | 0 | 0 | 0 | 0 | 0 | 0 | 0 | 0 | 0 | 0 | 0 | 0 | 0 | 0 | 0 | 0 | 0 | 0 | 0 | 0 | 0 | 0 | 0
[8 empty] | 5845 | September | Winter | Weekday | 0 | 0 | 0 | 0 | 0 | 0 | 0 | 0 | 0 | 0 | 0 | 0 | 0 | 0 | 0 | 0 | 0 | 0 | 0 | 0 | 0 | 0 | 0 | 0 | 0 | 0 | 0 | 0 | 0 | 0
[8 empty] | 5846 | September | Winter | Weekday | 0 | 0 | 0 | 0 | 0 | 0 | 0 | 0 | 0 | 0 | 0 | 0 | 0 | 0 | 0 | 0 | 0 | 0 | 0 | 0 | 0 | 0 | 0 | 0 | 0 | 0 | 0 | 0 | 0 | 0
[8 empty] | 5847 | September | Winter | Weekday | 0 | 0 | 0 | 0 | 0 | 0 | 0 | 0 | 0 | 0 | 0 | 0 | 0 | 0 | 0 | 0 | 0 | 0 | 0 | 0 | 0 | 0 | 0 | 0 | 0 | 0 | 0 | 0 | 0 | 0
[8 empty] | 5848 | September | Winter | Weekday | 0 | 0 | 0 | 0 | 0 | 0 | 0 | 0 | 0 | 0 | 0 | 0 | 0 | 0 | 0 | 0 | 0 | 0 | 0 | 0 | 0 | 0 | 0 | 0 | 0 | 0 | 0 | 0 | 0 | 0
[8 empty] | 5849 | September | Winter | Weekday | 0 | 0 | 0 | 0 | 0 | 0 | 0 | 0 | 0 | 0 | 0 | 0 | 0 | 0 | 0 | 0 | 0 | 0 | 0 | 0 | 0 | 0 | 0 | 0 | 0 | 0 | 0 | 0 | 0 | 0
[8 empty] | 5850 | September | Winter | Weekday | 0 | 0 | 0 | 0 | 0 | 0 | 0 | 0 | 0 | 0 | 0 | 0 | 0 | 0 | 0 | 0 | 0 | 0 | 0 | 0 | 0 | 0 | 0 | 0 | 0 | 0 | 0 | 0 | 0 | 0
[8 empty] | 5851 | September | Winter | Weekday | 0 | 0 | 0 | 0 | 0 | 0 | 0 | 0 | 0 | 0 | 0 | 0 | 0 | 0 | 0 | 0 | 0 | 0 | 0 | 0 | 0 | 0 | 0 | 0 | 0 | 0 | 0 | 0 | 0 | 0
[8 empty] | 5852 | September | Winter | Weekday | 0 | 0 | 0 | 0 | 0 | 0 | 0 | 0 | 0 | 0 | 0 | 0 | 0 | 0 | 0 | 0 | 0 | 0 | 0 | 0 | 0 | 0 | 0 | 0 | 0 | 0 | 0 | 0 | 0 | 0
[8 empty] | 5853 | September | Winter | Weekday | 0 | 0 | 0 | 0 | 0 | 0 | 0 | 0 | 0 | 0 | 0 | 0 | 0 | 0 | 0 | 0 | 0 | 0 | 0 | 0 | 0 | 0 | 0 | 0 | 0 | 0 | 0 | 0 | 0 | 0
[8 empty] | 5854 | September | Winter | Weekday | 0 | 0 | 0 | 0 | 0 | 0 | 0 | 0 | 0 | 0 | 0 | 0 | 0 | 0 | 0 | 0 | 0 | 0 | 0 | 0 | 0 | 0 | 0 | 0 | 0 | 0 | 0 | 0 | 0 | 0
[8 empty] | 5855 | September | Winter | Weekday | 0 | 0 | 0 | 0 | 0 | 0 | 0 | 0 | 0 | 0 | 0 | 0 | 0 | 0 | 0 | 0 | 0 | 0 | 0 | 0 | 0 | 0 | 0 | 0 | 0 | 0 | 0 | 0 | 0 | 0
[8 empty] | 5856 | September | Winter | Weekday | 0 | 0 | 0 | 0 | 0 | 0 | 0 | 0 | 0 | 0 | 0 | 0 | 0 | 0 | 0 | 0 | 0 | 0 | 0 | 0 | 0 | 0 | 0 | 0 | 0 | 0 | 0 | 0 | 0 | 0
[8 empty] | 5857 | September | Winter | Weekend | 0 | 0 | 0 | 0 | 0 | 0 | 0 | 0 | 0 | 0 | 0 | 0 | 0 | 0 | 0 | 0 | 0 | 0 | 0 | 0 | 0 | 0 | 0 | 0 | 0 | 4.8 | 4.8 | 0 | 0 | 0
[8 empty] | 5858 | September | Winter | Weekend | 0 | 0 | 0 | 0 | 0 | 0 | 0 | 0 | 0 | 0 | 0 | 0 | 0 | 0 | 0 | 0 | 0 | 0 | 0 | 0 | 0 | 0 | 0 | 0 | 0 | 4.8 | 4.8 | 0 | 0 | 0
[8 empty] | 5859 | September | Winter | Weekend | 0 | 0 | 0 | 0 | 0 | 0 | 0 | 0 | 0 | 0 | 0 | 0 | 0 | 0 | 0 | 0 | 0 | 0 | 0 | 0 | 0 | 0 | 0 | 0 | 0 | 4.8 | 4.8 | 0 | 0 | 0
[8 empty] | 5860 | September | Winter | Weekend | 0 | 0 | 0 | 0 | 0 | 0 | 0 | 0 | 0 | 0 | 0 | 0 | 0 | 0 | 0 | 0 | 0 | 0 | 0 | 0 | 0 | 0 | 0 | 0 | 0 | 4.8 | 4.8 | 0 | 0 | 0
[8 empty] | 5861 | September | Winter | Weekend | 0 | 0 | 0 | 0 | 0 | 0 | 0 | 0 | 0 | 0 | 0 | 0 | 0 | 0 | 0 | 0 | 0 | 0 | 0 | 0 | 0 | 0 | 0 | 0 | 0 | 4.8 | 4.8 | 0 | 0 | 0
[8 empty] | 5862 | September | Winter | Weekend | 0 | 0 | 0 | 0 | 0 | 0 | 0 | 0 | 0 | 0 | 0 | 0 | 0 | 0 | 0 | 0 | 0 | 0 | 0 | 0 | 0 | 0 | 0 | 0 | 0 | 4.8 | 4.8 | 0 | 0 | 0
[8 empty] | 5863 | September | Winter | Weekend | 0 | 0 | 0 | 0 | 0 | 0 | 0 | 0 | 0 | 0 | 0 | 0 | 0 | 0 | 0 | 0 | 0 | 0 | 0 | 0 | 0 | 0 | 0 | 0 | 0 | 1.2 | 1.2 | 0 | 0 | 0
[8 empty] | 5864 | September | Winter | Weekend | 0 | 0 | 0 | 0 | 0 | 0 | 0 | 0 | 0 | 0 | 0 | 0 | 0 | 0 | 0 | 0 | 0 | 0 | 0 | 0 | 0 | 0 | 0 | 0 | 0 | 0 | 0 | 0 | 0 | 0
[8 empty] | 5865 | September | Winter | Weekend | 0 | 0 | 0 | 0 | 0 | 0 | 0 | 0 | 0 | 0 | 0 | 0 | 0 | 0 | 0 | 0 | 0 | 0 | 0 | 0 | 0 | 0 | 0 | 0 | 0 | 0 | 0 | 0 | 0 | 0
[8 empty] | 5866 | September | Winter | Weekend | 0 | 0 | 0 | 0 | 0 | 0 | 0 | 0 | 0 | 0 | 0 | 0 | 0 | 0 | 0 | 0 | 0 | 0 | 0 | 0 | 0 | 0 | 0 | 0 | 0 | 0 | 0 | 0 | 0 | 0
[8 empty] | 5867 | September | Winter | Weekend | 0 | 0 | 0 | 0 | 0 | 0 | 0 | 0 | 0 | 0 | 0 | 0 | 0 | 0 | 0 | 0 | 0 | 0 | 0 | 0 | 0 | 0 | 0 | 0 | 0 | 0 | 0 | 0 | 0 | 0
[8 empty] | 5868 | September | Winter | Weekend | 0 | 0 | 0 | 0 | 0 | 0 | 0 | 0 | 0 | 0 | 0 | 0 | 0 | 0 | 0 | 0 | 0 | 0 | 0 | 0 | 0 | 0 | 0 | 0 | 0 | 0 | 0 | 0 | 0 | 0
[8 empty] | 5869 | September | Winter | Weekend | 0 | 0 | 0 | 0 | 0 | 0 | 0 | 0 | 0 | 0 | 0 | 0 | 0 | 0 | 0 | 0 | 0 | 0 | 0 | 0 | 0 | 0 | 0 | 0 | 0 | 0 | 0 | 0 | 0 | 0
[8 empty] | 5870 | September | Winter | Weekend | 0 | 0 | 0 | 0 | 0 | 0 | 0 | 0 | 0 | 0 | 0 | 0 | 0 | 0 | 0 | 0 | 0 | 0 | 0 | 0 | 0 | 0 | 0 | 0 | 0 | 0 | 0 | 0 | 0 | 0
[8 empty] | 5871 | September | Winter | Weekend | 0 | 0 | 0 | 0 | 0 | 0 | 0 | 0 | 0 | 0 | 0 | 0 | 0 | 0 | 0 | 0 | 0 | 0 | 0 | 0 | 0 | 0 | 0 | 0 | 0 | 0 | 0 | 0 | 0 | 0
[8 empty] | 5872 | September | Winter | Weekend | 0 | 0 | 0 | 0 | 0 | 0 | 0 | 0 | 0 | 0 | 0 | 0 | 0 | 0 | 0 | 0 | 0 | 0 | 0 | 0 | 0 | 0 | 0 | 0 | 0 | 0 | 0 | 0 | 0 | 0
[8 empty] | 5873 | September | Winter | Weekend | 0 | 0 | 0 | 0 | 0 | 0 | 0 | 0 | 0 | 0 | 0 | 0 | 0 | 0 | 0 | 0 | 0 | 0 | 0 | 0 | 0 | 0 | 0 | 0 | 0 | 0 | 0 | 0 | 0 | 0
[8 empty] | 5874 | September | Winter | Weekend | 0 | 0 | 0 | 0 | 0 | 0 | 0 | 0 | 0 | 0 | 0 | 0 | 0 | 0 | 0 | 0 | 0 | 0 | 0 | 0 | 0 | 0 | 0 | 0 | 0 | 0 | 0 | 0 | 0 | 0
[8 empty] | 5875 | September | Winter | Weekend | 0 | 0 | 0 | 0 | 0 | 0 | 0 | 0 | 0 | 0 | 0 | 0 | 0 | 0 | 0 | 0 | 0 | 0 | 0 | 0 | 0 | 0 | 0 | 0 | 0 | 0 | 0 | 0 | 0 | 0
[8 empty] | 5876 | September | Winter | Weekend | 0 | 0 | 0 | 0 | 0 | 0 | 0 | 0 | 0 | 0 | 0 | 0 | 0 | 0 | 0 | 0 | 0 | 0 | 0 | 0 | 0 | 0 | 0 | 0 | 0 | 0 | 0 | 0 | 0 | 0
[8 empty] | 5877 | September | Winter | Weekend | 0 | 0 | 0 | 0 | 0 | 0 | 0 | 0 | 0 | 0 | 0 | 0 | 0 | 0 | 0 | 0 | 0 | 0 | 0 | 0 | 0 | 0 | 0 | 0 | 0 | 0 | 0 | 0 | 0 | 0
[8 empty] | 5878 | September | Winter | Weekend | 0 | 0 | 0 | 0 | 0 | 0 | 0 | 0 | 0 | 0 | 0 | 0 | 0 | 0 | 0 | 0 | 0 | 0 | 0 | 0 | 0 | 0 | 0 | 0 | 0 | 0 | 0 | 0 | 0 | 0
[8 empty] | 5879 | September | Winter | Weekend | 0 | 0 | 0 | 0 | 0 | 0 | 0 | 0 | 0 | 0 | 0 | 0 | 0 | 0 | 0 | 0 | 0 | 0 | 0 | 0 | 0 | 0 | 0 | 0 | 0 | 0 | 0 | 0 | 0 | 0
[8 empty] | 5880 | September | Winter | Weekend | 0 | 0 | 0 | 0 | 0 | 0 | 0 | 0 | 0 | 0 | 0 | 0 | 0 | 0 | 0 | 0 | 0 | 0 | 0 | 0 | 0 | 0 | 0 | 0 | 0 | 0 | 0 | 0 | 0 | 0
[8 empty] | 5881 | September | Winter | Weekend | 0 | 0 | 0 | 0 | 0 | 0 | 0 | 0 | 0 | 0 | 0 | 0 | 0 | 0 | 0 | 0 | 0 | 0 | 0 | 0 | 0 | 0 | 0 | 0 | 0 | 4.8 | 4.8 | 0 | 0 | 0
[8 empty] | 5882 | September | Winter | Weekend | 0 | 0 | 0 | 0 | 0 | 0 | 0 | 0 | 0 | 0 | 0 | 0 | 0 | 0 | 0 | 0 | 0 | 0 | 0 | 0 | 0 | 0 | 0 | 0 | 0 | 4.8 | 4.8 | 0 | 0 | 0
[8 empty] | 5883 | September | Winter | Weekend | 0 | 0 | 0 | 0 | 0 | 0 | 0 | 0 | 0 | 0 | 0 | 0 | 0 | 0 | 0 | 0 | 0 | 0 | 0 | 0 | 0 | 0 | 0 | 0 | 0 | 4.8 | 4.8 | 0 | 0 | 0
[8 empty] | 5884 | September | Winter | Weekend | 0 | 0 | 0 | 0 | 0 | 0 | 0 | 0 | 0 | 0 | 0 | 0 | 0 | 0 | 0 | 0 | 0 | 0 | 0 | 0 | 0 | 0 | 0 | 0 | 0 | 4.8 | 4.8 | 0 | 0 | 0
[8 empty] | 5885 | September | Winter | Weekend | 0 | 0 | 0 | 0 | 0 | 0 | 0 | 0 | 0 | 0 | 0 | 0 | 0 | 0 | 0 | 0 | 0 | 0 | 0 | 0 | 0 | 0 | 0 | 0 | 0 | 4.8 | 4.8 | 0 | 0 | 0
[8 empty] | 5886 | September | Winter | Weekend | 0 | 0 | 0 | 0 | 0 | 0 | 0 | 0 | 0 | 0 | 0 | 0 | 0 | 0 | 0 | 0 | 0 | 0 | 0 | 0 | 0 | 0 | 0 | 0 | 0 | 4.8 | 4.8 | 0 | 0 | 0
[8 empty] | 5887 | September | Winter | Weekend | 0 | 0 | 0 | 0 | 0 | 0 | 0 | 0 | 0 | 0 | 0 | 0 | 0 | 0 | 0 | 0 | 0 | 0 | 0 | 0 | 0 | 0 | 0 | 0 | 0 | 1.2 | 1.2 | 0 | 0 | 0
[8 empty] | 5888 | September | Winter | Weekend | 0 | 0 | 0 | 0 | 0 | 0 | 0 | 0 | 0 | 0 | 0 | 0 | 0 | 0 | 0 | 0 | 0 | 0 | 0 | 0 | 0 | 0 | 0 | 0 | 0 | 0 | 0 | 0 | 0 | 0
[8 empty] | 5889 | September | Winter | Weekend | 0 | 0 | 0 | 0 | 0 | 0 | 0 | 0 | 0 | 0 | 0 | 0 | 0 | 0 | 0 | 0 | 0 | 0 | 0 | 0 | 0 | 0 | 0 | 0 | 0 | 0 | 0 | 0 | 0 | 0
[8 empty] | 5890 | September | Winter | Weekend | 0 | 0 | 0 | 0 | 0 | 0 | 0 | 0 | 0 | 0 | 0 | 0 | 0 | 0 | 0 | 0 | 0 | 0 | 0 | 0 | 0 | 0 | 0 | 0 | 0 | 0 | 0 | 0 | 0 | 0
[8 empty] | 5891 | September | Winter | Weekend | 0 | 0 | 0 | 0 | 0 | 0 | 0 | 0 | 0 | 0 | 0 | 0 | 0 | 0 | 0 | 0 | 0 | 0 | 0 | 0 | 0 | 0 | 0 | 0 | 0 | 0 | 0 | 0 | 0 | 0
[8 empty] | 5892 | September | Winter | Weekend | 0 | 0 | 0 | 0 | 0 | 0 | 0 | 0 | 0 | 0 | 0 | 0 | 0 | 0 | 0 | 0 | 0 | 0 | 0 | 0 | 0 | 0 | 0 | 0 | 0 | 0 | 0 | 0 | 0 | 0
[8 empty] | 5893 | September | Winter | Weekend | 0 | 0 | 0 | 0 | 0 | 0 | 0 | 0 | 0 | 0 | 0 | 0 | 0 | 0 | 0 | 0 | 0 | 0 | 0 | 0 | 0 | 0 | 0 | 0 | 0 | 0 | 0 | 0 | 0 | 0
[8 empty] | 5894 | September | Winter | Weekend | 0 | 0 | 0 | 0 | 0 | 0 | 0 | 0 | 0 | 0 | 0 | 0 | 0 | 0 | 0 | 0 | 0 | 0 | 0 | 0 | 0 | 0 | 0 | 0 | 0 | 0 | 0 | 0 | 0 | 0
[8 empty] | 5895 | September | Winter | Weekend | 0 | 0 | 0 | 0 | 0 | 0 | 0 | 0 | 0 | 0 | 0 | 0 | 0 | 0 | 0 | 0 | 0 | 0 | 0 | 0 | 0 | 0 | 0 | 0 | 0 | 0 | 0 | 0 | 0 | 0
[8 empty] | 5896 | September | Winter | Weekend | 0 | 0 | 0 | 0 | 0 | 0 | 0 | 0 | 0 | 0 | 0 | 0 | 0 | 0 | 0 | 0 | 0 | 0 | 0 | 0 | 0 | 0 | 0 | 0 | 0 | 0 | 0 | 0 | 0 | 0
[8 empty] | 5897 | September | Winter | Weekend | 0 | 0 | 0 | 0 | 0 | 0 | 0 | 0 | 0 | 0 | 0 | 0 | 0 | 0 | 0 | 0 | 0 | 0 | 0 | 0 | 0 | 0 | 0 | 0 | 0 | 0 | 0 | 0 | 0 | 0
[8 empty] | 5898 | September | Winter | Weekend | 0 | 0 | 0 | 0 | 0 | 0 | 0 | 0 | 0 | 0 | 0 | 0 | 0 | 0 | 0 | 0 | 0 | 0 | 0 | 0 | 0 | 0 | 0 | 0 | 0 | 0 | 0 | 0 | 0 | 0
[8 empty] | 5899 | September | Winter | Weekend | 0 | 0 | 0 | 0 | 0 | 0 | 0 | 0 | 0 | 0 | 0 | 0 | 0 | 0 | 0 | 0 | 0 | 0 | 0 | 0 | 0 | 0 | 0 | 0 | 0 | 0 | 0 | 0 | 0 | 0
[8 empty] | 5900 | September | Winter | Weekend | 0 | 0 | 0 | 0 | 0 | 0 | 0 | 0 | 0 | 0 | 0 | 0 | 0 | 0 | 0 | 0 | 0 | 0 | 0 | 0 | 0 | 0 | 0 | 0 | 0 | 0 | 0 | 0 | 0 | 0
[8 empty] | 5901 | September | Winter | Weekend | 0 | 0 | 0 | 0 | 0 | 0 | 0 | 0 | 0 | 0 | 0 | 0 | 0 | 0 | 0 | 0 | 0 | 0 | 0 | 0 | 0 | 0 | 0 | 0 | 0 | 0 | 0 | 0 | 0 | 0
[8 empty] | 5902 | September | Winter | Weekend | 0 | 0 | 0 | 0 | 0 | 0 | 0 | 0 | 0 | 0 | 0 | 0 | 0 | 0 | 0 | 0 | 0 | 0 | 0 | 0 | 0 | 0 | 0 | 0 | 0 | 0 | 0 | 0 | 0 | 0
[8 empty] | 5903 | September | Winter | Weekend | 0 | 0 | 0 | 0 | 0 | 0 | 0 | 0 | 0 | 0 | 0 | 0 | 0 | 0 | 0 | 0 | 0 | 0 | 0 | 0 | 0 | 0 | 0 | 0 | 0 | 0 | 0 | 0 | 0 | 0
[8 empty] | 5904 | September | Winter | Weekend | 0 | 0 | 0 | 0 | 0 | 0 | 0 | 0 | 0 | 0 | 0 | 0 | 0 | 0 | 0 | 0 | 0 | 0 | 0 | 0 | 0 | 0 | 0 | 0 | 0 | 0 | 0 | 0 | 0 | 0
[8 empty] | 5905 | September | Winter | Weekday | 0 | 0 | 0 | 0 | 0 | 0 | 0 | 0 | 0 | 0 | 0 | 0 | 0 | 0 | 0 | 0 | 0 | 0 | 0 | 0 | 0 | 0 | 0 | 0 | 0 | 4.8 | 4.8 | 0 | 0 | 0
[8 empty] | 5906 | September | Winter | Weekday | 0 | 0 | 0 | 0 | 0 | 0 | 0 | 0 | 0 | 0 | 0 | 0 | 0 | 0 | 0 | 0 | 0 | 0 | 0 | 0 | 0 | 0 | 0 | 0 | 0 | 4.8 | 4.8 | 0 | 0 | 0
[8 empty] | 5907 | September | Winter | Weekday | 0 | 0 | 0 | 0 | 0 | 0 | 0 | 0 | 0 | 0 | 0 | 0 | 0 | 0 | 0 | 0 | 0 | 0 | 0 | 0 | 0 | 0 | 0 | 0 | 0 | 4.8 | 4.8 | 0 | 0 | 0
[8 empty] | 5908 | September | Winter | Weekday | 0 | 0 | 0 | 0 | 0 | 0 | 0 | 0 | 0 | 0 | 0 | 0 | 0 | 0 | 0 | 0 | 0 | 0 | 0 | 0 | 0 | 0 | 0 | 0 | 0 | 4.8 | 4.8 | 0 | 0 | 0
[8 empty] | 5909 | September | Winter | Weekday | 0 | 0 | 0 | 0 | 0 | 0 | 0 | 0 | 0 | 0 | 0 | 0 | 0 | 0 | 0 | 0 | 0 | 0 | 0 | 0 | 0 | 0 | 0 | 0 | 0 | 4.8 | 4.8 | 0 | 0 | 0
[8 empty] | 5910 | September | Winter | Weekday | 0 | 0 | 0 | 0 | 0 | 0 | 0 | 0 | 0 | 0 | 0 | 0 | 0 | 0 | 0 | 0 | 0 | 0 | 0 | 0 | 0 | 0 | 0 | 0 | 0 | 4.8 | 4.8 | 0 | 0 | 0
[8 empty] | 5911 | September | Winter | Weekday | 0 | 0 | 0 | 0 | 0 | 0 | 0 | 0 | 0 | 0 | 0 | 0 | 0 | 0 | 0 | 0 | 0 | 0 | 0 | 0 | 0 | 0 | 0 | 0 | 0 | 1.2 | 1.2 | 0 | 0 | 0
[8 empty] | 5912 | September | Winter | Weekday | 0 | 0 | 0 | 0 | 0 | 0 | 0 | 0 | 0 | 0 | 0 | 0 | 0 | 0 | 0 | 0 | 0 | 0 | 0 | 0 | 0 | 0 | 0 | 0 | 0 | 0 | 0 | 0 | 0 | 0
[8 empty] | 5913 | September | Winter | Weekday | 0 | 0 | 0 | 0 | 0 | 0 | 0 | 0 | 0 | 0 | 0 | 0 | 0 | 0 | 0 | 0 | 0 | 0 | 0 | 0 | 0 | 0 | 0 | 0 | 0 | 0 | 0 | 0 | 0 | 0
[8 empty] | 5914 | September | Winter | Weekday | 0 | 0 | 0 | 0 | 0 | 0 | 0 | 0 | 0 | 0 | 0 | 0 | 0 | 0 | 0 | 0 | 0 | 0 | 0 | 0 | 0 | 0 | 0 | 0 | 0 | 0 | 0 | 0 | 0 | 0
[8 empty] | 5915 | September | Winter | Weekday | 0 | 0 | 0 | 0 | 0 | 0 | 0 | 0 | 0 | 0 | 0 | 0 | 0 | 0 | 0 | 0 | 0 | 0 | 0 | 0 | 0 | 0 | 0 | 0 | 0 | 0 | 0 | 0 | 0 | 0
[8 empty] | 5916 | September | Winter | Weekday | 0 | 0 | 0 | 0 | 0 | 0 | 0 | 0 | 0 | 0 | 0 | 0 | 0 | 0 | 0 | 0 | 0 | 0 | 0 | 0 | 0 | 0 | 0 | 0 | 0 | 0 | 0 | 0 | 0 | 0
[8 empty] | 5917 | September | Winter | Weekday | 0 | 0 | 0 | 0 | 0 | 0 | 0 | 0 | 0 | 0 | 0 | 0 | 0 | 0 | 0 | 0 | 0 | 0 | 0 | 0 | 0 | 0 | 0 | 0 | 0 | 0 | 0 | 0 | 0 | 0
[8 empty] | 5918 | September | Winter | Weekday | 0 | 0 | 0 | 0 | 0 | 0 | 0 | 0 | 0 | 0 | 0 | 0 | 0 | 0 | 0 | 0 | 0 | 0 | 0 | 0 | 0 | 0 | 0 | 0 | 0 | 0 | 0 | 0 | 0 | 0
[8 empty] | 5919 | September | Winter | Weekday | 0 | 0 | 0 | 0 | 0 | 0 | 0 | 0 | 0 | 0 | 0 | 0 | 0 | 0 | 0 | 0 | 0 | 0 | 0 | 0 | 0 | 0 | 0 | 0 | 0 | 0 | 0 | 0 | 0 | 0
[8 empty] | 5920 | September | Winter | Weekday | 0 | 0 | 0 | 0 | 0 | 0 | 0 | 0 | 0 | 0 | 0 | 0 | 0 | 0 | 0 | 0 | 0 | 0 | 0 | 0 | 0 | 0 | 0 | 0 | 0 | 0 | 0 | 0 | 0 | 0
[8 empty] | 5921 | September | Winter | Weekday | 0 | 0 | 0 | 0 | 0 | 0 | 0 | 0 | 0 | 0 | 0 | 0 | 0 | 0 | 0 | 0 | 0 | 0 | 0 | 0 | 0 | 0 | 0 | 0 | 0 | 0 | 0 | 0 | 0 | 0
[8 empty] | 5922 | September | Winter | Weekday | 0 | 0 | 0 | 0 | 0 | 0 | 0 | 0 | 0 | 0 | 0 | 0 | 0 | 0 | 0 | 0 | 0 | 0 | 0 | 0 | 0 | 0 | 0 | 0 | 0 | 0 | 0 | 0 | 0 | 0
[8 empty] | 5923 | September | Winter | Weekday | 0 | 0 | 0 | 0 | 0 | 0 | 0 | 0 | 0 | 0 | 0 | 0 | 0 | 0 | 0 | 0 | 0 | 0 | 0 | 0 | 0 | 0 | 0 | 0 | 0 | 0 | 0 | 0 | 0 | 0
[8 empty] | 5924 | September | Winter | Weekday | 0 | 0 | 0 | 0 | 0 | 0 | 0 | 0 | 0 | 0 | 0 | 0 | 0 | 0 | 0 | 0 | 0 | 0 | 0 | 0 | 0 | 0 | 0 | 0 | 0 | 0 | 0 | 0 | 0 | 0
[8 empty] | 5925 | September | Winter | Weekday | 0 | 0 | 0 | 0 | 0 | 0 | 0 | 0 | 0 | 0 | 0 | 0 | 0 | 0 | 0 | 0 | 0 | 0 | 0 | 0 | 0 | 0 | 0 | 0 | 0 | 0 | 0 | 0 | 0 | 0
[8 empty] | 5926 | September | Winter | Weekday | 0 | 0 | 0 | 0 | 0 | 0 | 0 | 0 | 0 | 0 | 0 | 0 | 0 | 0 | 0 | 0 | 0 | 0 | 0 | 0 | 0 | 0 | 0 | 0 | 0 | 0 | 0 | 0 | 0 | 0
[8 empty] | 5927 | September | Winter | Weekday | 0 | 0 | 0 | 0 | 0 | 0 | 0 | 0 | 0 | 0 | 0 | 0 | 0 | 0 | 0 | 0 | 0 | 0 | 0 | 0 | 0 | 0 | 0 | 0 | 0 | 0 | 0 | 0 | 0 | 0
[8 empty] | 5928 | September | Winter | Weekday | 0 | 0 | 0 | 0 | 0 | 0 | 0 | 0 | 0 | 0 | 0 | 0 | 0 | 0 | 0 | 0 | 0 | 0 | 0 | 0 | 0 | 0 | 0 | 0 | 0 | 0 | 0 | 0 | 0 | 0
[8 empty] | 5929 | September | Winter | Weekday | 0 | 0 | 0 | 0 | 0 | 0 | 0 | 0 | 0 | 0 | 0 | 0 | 0 | 0 | 0 | 0 | 0 | 0 | 0 | 0 | 0 | 0 | 0 | 0 | 0 | 4.8 | 4.8 | 0 | 0 | 0
[8 empty] | 5930 | September | Winter | Weekday | 0 | 0 | 0 | 0 | 0 | 0 | 0 | 0 | 0 | 0 | 0 | 0 | 0 | 0 | 0 | 0 | 0 | 0 | 0 | 0 | 0 | 0 | 0 | 0 | 0 | 4.8 | 4.8 | 0 | 0 | 0
[8 empty] | 5931 | September | Winter | Weekday | 0 | 0 | 0 | 0 | 0 | 0 | 0 | 0 | 0 | 0 | 0 | 0 | 0 | 0 | 0 | 0 | 0 | 0 | 0 | 0 | 0 | 0 | 0 | 0 | 0 | 4.8 | 4.8 | 0 | 0 | 0
[8 empty] | 5932 | September | Winter | Weekday | 0 | 0 | 0 | 0 | 0 | 0 | 0 | 0 | 0 | 0 | 0 | 0 | 0 | 0 | 0 | 0 | 0 | 0 | 0 | 0 | 0 | 0 | 0 | 0 | 0 | 4.8 | 4.8 | 0 | 0 | 0
[8 empty] | 5933 | September | Winter | Weekday | 0 | 0 | 0 | 0 | 0 | 0 | 0 | 0 | 0 | 0 | 0 | 0 | 0 | 0 | 0 | 0 | 0 | 0 | 0 | 0 | 0 | 0 | 0 | 0 | 0 | 4.8 | 4.8 | 0 | 0 | 0
[8 empty] | 5934 | September | Winter | Weekday | 0 | 0 | 0 | 0 | 0 | 0 | 0 | 0 | 0 | 0 | 0 | 0 | 0 | 0 | 0 | 0 | 0 | 0 | 0 | 0 | 0 | 0 | 0 | 0 | 0 | 4.8 | 4.8 | 0 | 0 | 0
[8 empty] | 5935 | September | Winter | Weekday | 0 | 0 | 0 | 0 | 0 | 0 | 0 | 0 | 0 | 0 | 0 | 0 | 0 | 0 | 0 | 0 | 0 | 0 | 0 | 0 | 0 | 0 | 0 | 0 | 0 | 1.2 | 1.2 | 0 | 0 | 0
[8 empty] | 5936 | September | Winter | Weekday | 0 | 0 | 0 | 0 | 0 | 0 | 0 | 0 | 0 | 0 | 0 | 0 | 0 | 0 | 0 | 0 | 0 | 0 | 0 | 0 | 0 | 0 | 0 | 0 | 0 | 0 | 0 | 0 | 0 | 0
[8 empty] | 5937 | September | Winter | Weekday | 0 | 0 | 0 | 0 | 0 | 0 | 0 | 0 | 0 | 0 | 0 | 0 | 0 | 0 | 0 | 0 | 0 | 0 | 0 | 0 | 0 | 0 | 0 | 0 | 0 | 0 | 0 | 0 | 0 | 0
[8 empty] | 5938 | September | Winter | Weekday | 0 | 0 | 0 | 0 | 0 | 0 | 0 | 0 | 0 | 0 | 0 | 0 | 0 | 0 | 0 | 0 | 0 | 0 | 0 | 0 | 0 | 0 | 0 | 0 | 0 | 0 | 0 | 0 | 0 | 0
[8 empty] | 5939 | September | Winter | Weekday | 0 | 0 | 0 | 0 | 0 | 0 | 0 | 0 | 0 | 0 | 0 | 0 | 0 | 0 | 0 | 0 | 0 | 0 | 0 | 0 | 0 | 0 | 0 | 0 | 0 | 0 | 0 | 0 | 0 | 0
[8 empty] | 5940 | September | Winter | Weekday | 0 | 0 | 0 | 0 | 0 | 0 | 0 | 0 | 0 | 0 | 0 | 0 | 0 | 0 | 0 | 0 | 0 | 0 | 0 | 0 | 0 | 0 | 0 | 0 | 0 | 0 | 0 | 0 | 0 | 0
[8 empty] | 5941 | September | Winter | Weekday | 0 | 0 | 0 | 0 | 0 | 0 | 0 | 0 | 0 | 0 | 0 | 0 | 0 | 0 | 0 | 0 | 0 | 0 | 0 | 0 | 0 | 0 | 0 | 0 | 0 | 0 | 0 | 0 | 0 | 0
[8 empty] | 5942 | September | Winter | Weekday | 0 | 0 | 0 | 0 | 0 | 0 | 0 | 0 | 0 | 0 | 0 | 0 | 0 | 0 | 0 | 0 | 0 | 0 | 0 | 0 | 0 | 0 | 0 | 0 | 0 | 0 | 0 | 0 | 0 | 0
[8 empty] | 5943 | September | Winter | Weekday | 0 | 0 | 0 | 0 | 0 | 0 | 0 | 0 | 0 | 0 | 0 | 0 | 0 | 0 | 0 | 0 | 0 | 0 | 0 | 0 | 0 | 0 | 0 | 0 | 0 | 0 | 0 | 0 | 0 | 0
[8 empty] | 5944 | September | Winter | Weekday | 0 | 0 | 0 | 0 | 0 | 0 | 0 | 0 | 0 | 0 | 0 | 0 | 0 | 0 | 0 | 0 | 0 | 0 | 0 | 0 | 0 | 0 | 0 | 0 | 0 | 0 | 0 | 0 | 0 | 0
[8 empty] | 5945 | September | Winter | Weekday | 0 | 0 | 0 | 0 | 0 | 0 | 0 | 0 | 0 | 0 | 0 | 0 | 0 | 0 | 0 | 0 | 0 | 0 | 0 | 0 | 0 | 0 | 0 | 0 | 0 | 0 | 0 | 0 | 0 | 0
[8 empty] | 5946 | September | Winter | Weekday | 0 | 0 | 0 | 0 | 0 | 0 | 0 | 0 | 0 | 0 | 0 | 0 | 0 | 0 | 0 | 0 | 0 | 0 | 0 | 0 | 0 | 0 | 0 | 0 | 0 | 0 | 0 | 0 | 0 | 0
[8 empty] | 5947 | September | Winter | Weekday | 0 | 0 | 0 | 0 | 0 | 0 | 0 | 0 | 0 | 0 | 0 | 0 | 0 | 0 | 0 | 0 | 0 | 0 | 0 | 0 | 0 | 0 | 0 | 0 | 0 | 0 | 0 | 0 | 0 | 0
[8 empty] | 5948 | September | Winter | Weekday | 0 | 0 | 0 | 0 | 0 | 0 | 0 | 0 | 0 | 0 | 0 | 0 | 0 | 0 | 0 | 0 | 0 | 0 | 0 | 0 | 0 | 0 | 0 | 0 | 0 | 0 | 0 | 0 | 0 | 0
[8 empty] | 5949 | September | Winter | Weekday | 0 | 0 | 0 | 0 | 0 | 0 | 0 | 0 | 0 | 0 | 0 | 0 | 0 | 0 | 0 | 0 | 0 | 0 | 0 | 0 | 0 | 0 | 0 | 0 | 0 | 0 | 0 | 0 | 0 | 0
[8 empty] | 5950 | September | Winter | Weekday | 0 | 0 | 0 | 0 | 0 | 0 | 0 | 0 | 0 | 0 | 0 | 0 | 0 | 0 | 0 | 0 | 0 | 0 | 0 | 0 | 0 | 0 | 0 | 0 | 0 | 0 | 0 | 0 | 0 | 0
[8 empty] | 5951 | September | Winter | Weekday | 0 | 0 | 0 | 0 | 0 | 0 | 0 | 0 | 0 | 0 | 0 | 0 | 0 | 0 | 0 | 0 | 0 | 0 | 0 | 0 | 0 | 0 | 0 | 0 | 0 | 0 | 0 | 0 | 0 | 0
[8 empty] | 5952 | September | Winter | Weekday | 0 | 0 | 0 | 0 | 0 | 0 | 0 | 0 | 0 | 0 | 0 | 0 | 0 | 0 | 0 | 0 | 0 | 0 | 0 | 0 | 0 | 0 | 0 | 0 | 0 | 0 | 0 | 0 | 0 | 0
[8 empty] | 5953 | September | Winter | Weekday | 0 | 0 | 0 | 0 | 0 | 0 | 0 | 0 | 0 | 0 | 0 | 0 | 0 | 0 | 0 | 0 | 0 | 0 | 0 | 0 | 0 | 0 | 0 | 0 | 0 | 4.8 | 4.8 | 0 | 0 | 0
[8 empty] | 5954 | September | Winter | Weekday | 0 | 0 | 0 | 0 | 0 | 0 | 0 | 0 | 0 | 0 | 0 | 0 | 0 | 0 | 0 | 0 | 0 | 0 | 0 | 0 | 0 | 0 | 0 | 0 | 0 | 4.8 | 4.8 | 0 | 0 | 0
[8 empty] | 5955 | September | Winter | Weekday | 0 | 0 | 0 | 0 | 0 | 0 | 0 | 0 | 0 | 0 | 0 | 0 | 0 | 0 | 0 | 0 | 0 | 0 | 0 | 0 | 0 | 0 | 0 | 0 | 0 | 4.8 | 4.8 | 0 | 0 | 0
[8 empty] | 5956 | September | Winter | Weekday | 0 | 0 | 0 | 0 | 0 | 0 | 0 | 0 | 0 | 0 | 0 | 0 | 0 | 0 | 0 | 0 | 0 | 0 | 0 | 0 | 0 | 0 | 0 | 0 | 0 | 4.8 | 4.8 | 0 | 0 | 0
[8 empty] | 5957 | September | Winter | Weekday | 0 | 0 | 0 | 0 | 0 | 0 | 0 | 0 | 0 | 0 | 0 | 0 | 0 | 0 | 0 | 0 | 0 | 0 | 0 | 0 | 0 | 0 | 0 | 0 | 0 | 4.8 | 4.8 | 0 | 0 | 0
[8 empty] | 5958 | September | Winter | Weekday | 0 | 0 | 0 | 0 | 0 | 0 | 0 | 0 | 0 | 0 | 0 | 0 | 0 | 0 | 0 | 0 | 0 | 0 | 0 | 0 | 0 | 0 | 0 | 0 | 0 | 4.8 | 4.8 | 0 | 0 | 0
[8 empty] | 5959 | September | Winter | Weekday | 0 | 0 | 0 | 0 | 0 | 0 | 0 | 0 | 0 | 0 | 0 | 0 | 0 | 0 | 0 | 0 | 0 | 0 | 0 | 0 | 0 | 0 | 0 | 0 | 0 | 1.2 | 1.2 | 0 | 0 | 0
[8 empty] | 5960 | September | Winter | Weekday | 0 | 0 | 0 | 0 | 0 | 0 | 0 | 0 | 0 | 0 | 0 | 0 | 0 | 0 | 0 | 0 | 0 | 0 | 0 | 0 | 0 | 0 | 0 | 0 | 0 | 0 | 0 | 0 | 0 | 0
[8 empty] | 5961 | September | Winter | Weekday | 0 | 0 | 0 | 0 | 0 | 0 | 0 | 0 | 0 | 0 | 0 | 0 | 0 | 0 | 0 | 0 | 0 | 0 | 0 | 0 | 0 | 0 | 0 | 0 | 0 | 0 | 0 | 0 | 0 | 0
[8 empty] | 5962 | September | Winter | Weekday | 0 | 0 | 0 | 0 | 0 | 0 | 0 | 0 | 0 | 0 | 0 | 0 | 0 | 0 | 0 | 0 | 0 | 0 | 0 | 0 | 0 | 0 | 0 | 0 | 0 | 0 | 0 | 0 | 0 | 0
[8 empty] | 5963 | September | Winter | Weekday | 0 | 0 | 0 | 0 | 0 | 0 | 0 | 0 | 0 | 0 | 0 | 0 | 0 | 0 | 0 | 0 | 0 | 0 | 0 | 0 | 0 | 0 | 0 | 0 | 0 | 0 | 0 | 0 | 0 | 0
[8 empty] | 5964 | September | Winter | Weekday | 0 | 0 | 0 | 0 | 0 | 0 | 0 | 0 | 0 | 0 | 0 | 0 | 0 | 0 | 0 | 0 | 0 | 0 | 0 | 0 | 0 | 0 | 0 | 0 | 0 | 0 | 0 | 0 | 0 | 0
[8 empty] | 5965 | September | Winter | Weekday | 0 | 0 | 0 | 0 | 0 | 0 | 0 | 0 | 0 | 0 | 0 | 0 | 0 | 0 | 0 | 0 | 0 | 0 | 0 | 0 | 0 | 0 | 0 | 0 | 0 | 0 | 0 | 0 | 0 | 0
[8 empty] | 5966 | September | Winter | Weekday | 0 | 0 | 0 | 0 | 0 | 0 | 0 | 0 | 0 | 0 | 0 | 0 | 0 | 0 | 0 | 0 | 0 | 0 | 0 | 0 | 0 | 0 | 0 | 0 | 0 | 0 | 0 | 0 | 0 | 0
[8 empty] | 5967 | September | Winter | Weekday | 0 | 0 | 0 | 0 | 0 | 0 | 0 | 0 | 0 | 0 | 0 | 0 | 0 | 0 | 0 | 0 | 0 | 0 | 0 | 0 | 0 | 0 | 0 | 0 | 0 | 0 | 0 | 0 | 0 | 0
[8 empty] | 5968 | September | Winter | Weekday | 0 | 0 | 0 | 0 | 0 | 0 | 0 | 0 | 0 | 0 | 0 | 0 | 0 | 0 | 0 | 0 | 0 | 0 | 0 | 0 | 0 | 0 | 0 | 0 | 0 | 0 | 0 | 0 | 0 | 0
[8 empty] | 5969 | September | Winter | Weekday | 0 | 0 | 0 | 0 | 0 | 0 | 0 | 0 | 0 | 0 | 0 | 0 | 0 | 0 | 0 | 0 | 0 | 0 | 0 | 0 | 0 | 0 | 0 | 0 | 0 | 0 | 0 | 0 | 0 | 0
[8 empty] | 5970 | September | Winter | Weekday | 0 | 0 | 0 | 0 | 0 | 0 | 0 | 0 | 0 | 0 | 0 | 0 | 0 | 0 | 0 | 0 | 0 | 0 | 0 | 0 | 0 | 0 | 0 | 0 | 0 | 0 | 0 | 0 | 0 | 0
[8 empty] | 5971 | September | Winter | Weekday | 0 | 0 | 0 | 0 | 0 | 0 | 0 | 0 | 0 | 0 | 0 | 0 | 0 | 0 | 0 | 0 | 0 | 0 | 0 | 0 | 0 | 0 | 0 | 0 | 0 | 0 | 0 | 0 | 0 | 0
[8 empty] | 5972 | September | Winter | Weekday | 0 | 0 | 0 | 0 | 0 | 0 | 0 | 0 | 0 | 0 | 0 | 0 | 0 | 0 | 0 | 0 | 0 | 0 | 0 | 0 | 0 | 0 | 0 | 0 | 0 | 0 | 0 | 0 | 0 | 0
[8 empty] | 5973 | September | Winter | Weekday | 0 | 0 | 0 | 0 | 0 | 0 | 0 | 0 | 0 | 0 | 0 | 0 | 0 | 0 | 0 | 0 | 0 | 0 | 0 | 0 | 0 | 0 | 0 | 0 | 0 | 0 | 0 | 0 | 0 | 0
[8 empty] | 5974 | September | Winter | Weekday | 0 | 0 | 0 | 0 | 0 | 0 | 0 | 0 | 0 | 0 | 0 | 0 | 0 | 0 | 0 | 0 | 0 | 0 | 0 | 0 | 0 | 0 | 0 | 0 | 0 | 0 | 0 | 0 | 0 | 0
[8 empty] | 5975 | September | Winter | Weekday | 0 | 0 | 0 | 0 | 0 | 0 | 0 | 0 | 0 | 0 | 0 | 0 | 0 | 0 | 0 | 0 | 0 | 0 | 0 | 0 | 0 | 0 | 0 | 0 | 0 | 0 | 0 | 0 | 0 | 0
[8 empty] | 5976 | September | Winter | Weekday | 0 | 0 | 0 | 0 | 0 | 0 | 0 | 0 | 0 | 0 | 0 | 0 | 0 | 0 | 0 | 0 | 0 | 0 | 0 | 0 | 0 | 0 | 0 | 0 | 0 | 0 | 0 | 0 | 0 | 0
[8 empty] | 5977 | September | Winter | Weekday | 0 | 0 | 0 | 0 | 0 | 0 | 0 | 0 | 0 | 0 | 0 | 0 | 0 | 0 | 0 | 0 | 0 | 0 | 0 | 0 | 0 | 0 | 0 | 0 | 0 | 4.8 | 4.8 | 0 | 0 | 0
[8 empty] | 5978 | September | Winter | Weekday | 0 | 0 | 0 | 0 | 0 | 0 | 0 | 0 | 0 | 0 | 0 | 0 | 0 | 0 | 0 | 0 | 0 | 0 | 0 | 0 | 0 | 0 | 0 | 0 | 0 | 4.8 | 4.8 | 0 | 0 | 0
[8 empty] | 5979 | September | Winter | Weekday | 0 | 0 | 0 | 0 | 0 | 0 | 0 | 0 | 0 | 0 | 0 | 0 | 0 | 0 | 0 | 0 | 0 | 0 | 0 | 0 | 0 | 0 | 0 | 0 | 0 | 4.8 | 4.8 | 0 | 0 | 0
[8 empty] | 5980 | September | Winter | Weekday | 0 | 0 | 0 | 0 | 0 | 0 | 0 | 0 | 0 | 0 | 0 | 0 | 0 | 0 | 0 | 0 | 0 | 0 | 0 | 0 | 0 | 0 | 0 | 0 | 0 | 4.8 | 4.8 | 0 | 0 | 0
[8 empty] | 5981 | September | Winter | Weekday | 0 | 0 | 0 | 0 | 0 | 0 | 0 | 0 | 0 | 0 | 0 | 0 | 0 | 0 | 0 | 0 | 0 | 0 | 0 | 0 | 0 | 0 | 0 | 0 | 0 | 4.8 | 4.8 | 0 | 0 | 0
[8 empty] | 5982 | September | Winter | Weekday | 0 | 0 | 0 | 0 | 0 | 0 | 0 | 0 | 0 | 0 | 0 | 0 | 0 | 0 | 0 | 0 | 0 | 0 | 0 | 0 | 0 | 0 | 0 | 0 | 0 | 4.8 | 4.8 | 0 | 0 | 0
[8 empty] | 5983 | September | Winter | Weekday | 0 | 0 | 0 | 0 | 0 | 0 | 0 | 0 | 0 | 0 | 0 | 0 | 0 | 0 | 0 | 0 | 0 | 0 | 0 | 0 | 0 | 0 | 0 | 0 | 0 | 1.2 | 1.2 | 0 | 0 | 0
[8 empty] | 5984 | September | Winter | Weekday | 0 | 0 | 0 | 0 | 0 | 0 | 0 | 0 | 0 | 0 | 0 | 0 | 0 | 0 | 0 | 0 | 0 | 0 | 0 | 0 | 0 | 0 | 0 | 0 | 0 | 0 | 0 | 0 | 0 | 0
[8 empty] | 5985 | September | Winter | Weekday | 0 | 0 | 0 | 0 | 0 | 0 | 0 | 0 | 0 | 0 | 0 | 0 | 0 | 0 | 0 | 0 | 0 | 0 | 0 | 0 | 0 | 0 | 0 | 0 | 0 | 0 | 0 | 0 | 0 | 0
[8 empty] | 5986 | September | Winter | Weekday | 0 | 0 | 0 | 0 | 0 | 0 | 0 | 0 | 0 | 0 | 0 | 0 | 0 | 0 | 0 | 0 | 0 | 0 | 0 | 0 | 0 | 0 | 0 | 0 | 0 | 0 | 0 | 0 | 0 | 0
[8 empty] | 5987 | September | Winter | Weekday | 0 | 0 | 0 | 0 | 0 | 0 | 0 | 0 | 0 | 0 | 0 | 0 | 0 | 0 | 0 | 0 | 0 | 0 | 0 | 0 | 0 | 0 | 0 | 0 | 0 | 0 | 0 | 0 | 0 | 0
[8 empty] | 5988 | September | Winter | Weekday | 0 | 0 | 0 | 0 | 0 | 0 | 0 | 0 | 0 | 0 | 0 | 0 | 0 | 0 | 0 | 0 | 0 | 0 | 0 | 0 | 0 | 0 | 0 | 0 | 0 | 0 | 0 | 0 | 0 | 0
[8 empty] | 5989 | September | Winter | Weekday | 0 | 0 | 0 | 0 | 0 | 0 | 0 | 0 | 0 | 0 | 0 | 0 | 0 | 0 | 0 | 0 | 0 | 0 | 0 | 0 | 0 | 0 | 0 | 0 | 0 | 0 | 0 | 0 | 0 | 0
[8 empty] | 5990 | September | Winter | Weekday | 0 | 0 | 0 | 0 | 0 | 0 | 0 | 0 | 0 | 0 | 0 | 0 | 0 | 0 | 0 | 0 | 0 | 0 | 0 | 0 | 0 | 0 | 0 | 0 | 0 | 0 | 0 | 0 | 0 | 0
[8 empty] | 5991 | September | Winter | Weekday | 0 | 0 | 0 | 0 | 0 | 0 | 0 | 0 | 0 | 0 | 0 | 0 | 0 | 0 | 0 | 0 | 0 | 0 | 0 | 0 | 0 | 0 | 0 | 0 | 0 | 0 | 0 | 0 | 0 | 0
[8 empty] | 5992 | September | Winter | Weekday | 0 | 0 | 0 | 0 | 0 | 0 | 0 | 0 | 0 | 0 | 0 | 0 | 0 | 0 | 0 | 0 | 0 | 0 | 0 | 0 | 0 | 0 | 0 | 0 | 0 | 0 | 0 | 0 | 0 | 0
[8 empty] | 5993 | September | Winter | Weekday | 0 | 0 | 0 | 0 | 0 | 0 | 0 | 0 | 0 | 0 | 0 | 0 | 0 | 0 | 0 | 0 | 0 | 0 | 0 | 0 | 0 | 0 | 0 | 0 | 0 | 0 | 0 | 0 | 0 | 0
[8 empty] | 5994 | September | Winter | Weekday | 0 | 0 | 0 | 0 | 0 | 0 | 0 | 0 | 0 | 0 | 0 | 0 | 0 | 0 | 0 | 0 | 0 | 0 | 0 | 0 | 0 | 0 | 0 | 0 | 0 | 0 | 0 | 0 | 0 | 0
[8 empty] | 5995 | September | Winter | Weekday | 0 | 0 | 0 | 0 | 0 | 0 | 0 | 0 | 0 | 0 | 0 | 0 | 0 | 0 | 0 | 0 | 0 | 0 | 0 | 0 | 0 | 0 | 0 | 0 | 0 | 0 | 0 | 0 | 0 | 0
[8 empty] | 5996 | September | Winter | Weekday | 0 | 0 | 0 | 0 | 0 | 0 | 0 | 0 | 0 | 0 | 0 | 0 | 0 | 0 | 0 | 0 | 0 | 0 | 0 | 0 | 0 | 0 | 0 | 0 | 0 | 0 | 0 | 0 | 0 | 0
[8 empty] | 5997 | September | Winter | Weekday | 0 | 0 | 0 | 0 | 0 | 0 | 0 | 0 | 0 | 0 | 0 | 0 | 0 | 0 | 0 | 0 | 0 | 0 | 0 | 0 | 0 | 0 | 0 | 0 | 0 | 0 | 0 | 0 | 0 | 0
[8 empty] | 5998 | September | Winter | Weekday | 0 | 0 | 0 | 0 | 0 | 0 | 0 | 0 | 0 | 0 | 0 | 0 | 0 | 0 | 0 | 0 | 0 | 0 | 0 | 0 | 0 | 0 | 0 | 0 | 0 | 0 | 0 | 0 | 0 | 0
[8 empty] | 5999 | September | Winter | Weekday | 0 | 0 | 0 | 0 | 0 | 0 | 0 | 0 | 0 | 0 | 0 | 0 | 0 | 0 | 0 | 0 | 0 | 0 | 0 | 0 | 0 | 0 | 0 | 0 | 0 | 0 | 0 | 0 | 0 | 0
[8 empty] | 6000 | September | Winter | Weekday | 0 | 0 | 0 | 0 | 0 | 0 | 0 | 0 | 0 | 0 | 0 | 0 | 0 | 0 | 0 | 0 | 0 | 0 | 0 | 0 | 0 | 0 | 0 | 0 | 0 | 0 | 0 | 0 | 0 | 0
[8 empty] | 6001 | September | Winter | Weekday | 0 | 0 | 0 | 0 | 0 | 0 | 0 | 0 | 0 | 0 | 0 | 0 | 0 | 0 | 0 | 0 | 0 | 0 | 0 | 0 | 0 | 0 | 0 | 0 | 0 | 4.8 | 4.8 | 0 | 0 | 0
[8 empty] | 6002 | September | Winter | Weekday | 0 | 0 | 0 | 0 | 0 | 0 | 0 | 0 | 0 | 0 | 0 | 0 | 0 | 0 | 0 | 0 | 0 | 0 | 0 | 0 | 0 | 0 | 0 | 0 | 0 | 4.8 | 4.8 | 0 | 0 | 0
[8 empty] | 6003 | September | Winter | Weekday | 0 | 0 | 0 | 0 | 0 | 0 | 0 | 0 | 0 | 0 | 0 | 0 | 0 | 0 | 0 | 0 | 0 | 0 | 0 | 0 | 0 | 0 | 0 | 0 | 0 | 4.8 | 4.8 | 0 | 0 | 0
[8 empty] | 6004 | September | Winter | Weekday | 0 | 0 | 0 | 0 | 0 | 0 | 0 | 0 | 0 | 0 | 0 | 0 | 0 | 0 | 0 | 0 | 0 | 0 | 0 | 0 | 0 | 0 | 0 | 0 | 0 | 4.8 | 4.8 | 0 | 0 | 0
[8 empty] | 6005 | September | Winter | Weekday | 0 | 0 | 0 | 0 | 0 | 0 | 0 | 0 | 0 | 0 | 0 | 0 | 0 | 0 | 0 | 0 | 0 | 0 | 0 | 0 | 0 | 0 | 0 | 0 | 0 | 4.8 | 4.8 | 0 | 0 | 0
[8 empty] | 6006 | September | Winter | Weekday | 0 | 0 | 0 | 0 | 0 | 0 | 0 | 0 | 0 | 0 | 0 | 0 | 0 | 0 | 0 | 0 | 0 | 0 | 0 | 0 | 0 | 0 | 0 | 0 | 0 | 4.8 | 4.8 | 0 | 0 | 0
[8 empty] | 6007 | September | Winter | Weekday | 0 | 0 | 0 | 0 | 0 | 0 | 0 | 0 | 0 | 0 | 0 | 0 | 0 | 0 | 0 | 0 | 0 | 0 | 0 | 0 | 0 | 0 | 0 | 0 | 0 | 1.2 | 1.2 | 0 | 0 | 0
[8 empty] | 6008 | September | Winter | Weekday | 0 | 0 | 0 | 0 | 0 | 0 | 0 | 0 | 0 | 0 | 0 | 0 | 0 | 0 | 0 | 0 | 0 | 0 | 0 | 0 | 0 | 0 | 0 | 0 | 0 | 0 | 0 | 0 | 0 | 0
[8 empty] | 6009 | September | Winter | Weekday | 0 | 0 | 0 | 0 | 0 | 0 | 0 | 0 | 0 | 0 | 0 | 0 | 0 | 0 | 0 | 0 | 0 | 0 | 0 | 0 | 0 | 0 | 0 | 0 | 0 | 0 | 0 | 0 | 0 | 0
[8 empty] | 6010 | September | Winter | Weekday | 0 | 0 | 0 | 0 | 0 | 0 | 0 | 0 | 0 | 0 | 0 | 0 | 0 | 0 | 0 | 0 | 0 | 0 | 0 | 0 | 0 | 0 | 0 | 0 | 0 | 0 | 0 | 0 | 0 | 0
[8 empty] | 6011 | September | Winter | Weekday | 0 | 0 | 0 | 0 | 0 | 0 | 0 | 0 | 0 | 0 | 0 | 0 | 0 | 0 | 0 | 0 | 0 | 0 | 0 | 0 | 0 | 0 | 0 | 0 | 0 | 0 | 0 | 0 | 0 | 0
[8 empty] | 6012 | September | Winter | Weekday | 0 | 0 | 0 | 0 | 0 | 0 | 0 | 0 | 0 | 0 | 0 | 0 | 0 | 0 | 0 | 0 | 0 | 0 | 0 | 0 | 0 | 0 | 0 | 0 | 0 | 0 | 0 | 0 | 0 | 0
[8 empty] | 6013 | September | Winter | Weekday | 0 | 0 | 0 | 0 | 0 | 0 | 0 | 0 | 0 | 0 | 0 | 0 | 0 | 0 | 0 | 0 | 0 | 0 | 0 | 0 | 0 | 0 | 0 | 0 | 0 | 0 | 0 | 0 | 0 | 0
[8 empty] | 6014 | September | Winter | Weekday | 0 | 0 | 0 | 0 | 0 | 0 | 0 | 0 | 0 | 0 | 0 | 0 | 0 | 0 | 0 | 0 | 0 | 0 | 0 | 0 | 0 | 0 | 0 | 0 | 0 | 0 | 0 | 0 | 0 | 0
[8 empty] | 6015 | September | Winter | Weekday | 0 | 0 | 0 | 0 | 0 | 0 | 0 | 0 | 0 | 0 | 0 | 0 | 0 | 0 | 0 | 0 | 0 | 0 | 0 | 0 | 0 | 0 | 0 | 0 | 0 | 0 | 0 | 0 | 0 | 0
[8 empty] | 6016 | September | Winter | Weekday | 0 | 0 | 0 | 0 | 0 | 0 | 0 | 0 | 0 | 0 | 0 | 0 | 0 | 0 | 0 | 0 | 0 | 0 | 0 | 0 | 0 | 0 | 0 | 0 | 0 | 0 | 0 | 0 | 0 | 0
[8 empty] | 6017 | September | Winter | Weekday | 0 | 0 | 0 | 0 | 0 | 0 | 0 | 0 | 0 | 0 | 0 | 0 | 0 | 0 | 0 | 0 | 0 | 0 | 0 | 0 | 0 | 0 | 0 | 0 | 0 | 0 | 0 | 0 | 0 | 0
[8 empty] | 6018 | September | Winter | Weekday | 0 | 0 | 0 | 0 | 0 | 0 | 0 | 0 | 0 | 0 | 0 | 0 | 0 | 0 | 0 | 0 | 0 | 0 | 0 | 0 | 0 | 0 | 0 | 0 | 0 | 0 | 0 | 0 | 0 | 0
[8 empty] | 6019 | September | Winter | Weekday | 0 | 0 | 0 | 0 | 0 | 0 | 0 | 0 | 0 | 0 | 0 | 0 | 0 | 0 | 0 | 0 | 0 | 0 | 0 | 0 | 0 | 0 | 0 | 0 | 0 | 0 | 0 | 0 | 0 | 0
[8 empty] | 6020 | September | Winter | Weekday | 0 | 0 | 0 | 0 | 0 | 0 | 0 | 0 | 0 | 0 | 0 | 0 | 0 | 0 | 0 | 0 | 0 | 0 | 0 | 0 | 0 | 0 | 0 | 0 | 0 | 0 | 0 | 0 | 0 | 0
[8 empty] | 6021 | September | Winter | Weekday | 0 | 0 | 0 | 0 | 0 | 0 | 0 | 0 | 0 | 0 | 0 | 0 | 0 | 0 | 0 | 0 | 0 | 0 | 0 | 0 | 0 | 0 | 0 | 0 | 0 | 0 | 0 | 0 | 0 | 0
[8 empty] | 6022 | September | Winter | Weekday | 0 | 0 | 0 | 0 | 0 | 0 | 0 | 0 | 0 | 0 | 0 | 0 | 0 | 0 | 0 | 0 | 0 | 0 | 0 | 0 | 0 | 0 | 0 | 0 | 0 | 0 | 0 | 0 | 0 | 0
[8 empty] | 6023 | September | Winter | Weekday | 0 | 0 | 0 | 0 | 0 | 0 | 0 | 0 | 0 | 0 | 0 | 0 | 0 | 0 | 0 | 0 | 0 | 0 | 0 | 0 | 0 | 0 | 0 | 0 | 0 | 0 | 0 | 0 | 0 | 0
[8 empty] | 6024 | September | Winter | Weekday | 0 | 0 | 0 | 0 | 0 | 0 | 0 | 0 | 0 | 0 | 0 | 0 | 0 | 0 | 0 | 0 | 0 | 0 | 0 | 0 | 0 | 0 | 0 | 0 | 0 | 0 | 0 | 0 | 0 | 0
[8 empty] | 6025 | September | Winter | Weekend | 0 | 0 | 0 | 0 | 0 | 0 | 0 | 0 | 0 | 0 | 0 | 0 | 0 | 0 | 0 | 0 | 0 | 0 | 0 | 0 | 0 | 0 | 0 | 0 | 0 | 4.8 | 4.8 | 0 | 0 | 0
[8 empty] | 6026 | September | Winter | Weekend | 0 | 0 | 0 | 0 | 0 | 0 | 0 | 0 | 0 | 0 | 0 | 0 | 0 | 0 | 0 | 0 | 0 | 0 | 0 | 0 | 0 | 0 | 0 | 0 | 0 | 4.8 | 4.8 | 0 | 0 | 0
[8 empty] | 6027 | September | Winter | Weekend | 0 | 0 | 0 | 0 | 0 | 0 | 0 | 0 | 0 | 0 | 0 | 0 | 0 | 0 | 0 | 0 | 0 | 0 | 0 | 0 | 0 | 0 | 0 | 0 | 0 | 4.8 | 4.8 | 0 | 0 | 0
[8 empty] | 6028 | September | Winter | Weekend | 0 | 0 | 0 | 0 | 0 | 0 | 0 | 0 | 0 | 0 | 0 | 0 | 0 | 0 | 0 | 0 | 0 | 0 | 0 | 0 | 0 | 0 | 0 | 0 | 0 | 4.8 | 4.8 | 0 | 0 | 0
[8 empty] | 6029 | September | Winter | Weekend | 0 | 0 | 0 | 0 | 0 | 0 | 0 | 0 | 0 | 0 | 0 | 0 | 0 | 0 | 0 | 0 | 0 | 0 | 0 | 0 | 0 | 0 | 0 | 0 | 0 | 4.8 | 4.8 | 0 | 0 | 0
[8 empty] | 6030 | September | Winter | Weekend | 0 | 0 | 0 | 0 | 0 | 0 | 0 | 0 | 0 | 0 | 0 | 0 | 0 | 0 | 0 | 0 | 0 | 0 | 0 | 0 | 0 | 0 | 0 | 0 | 0 | 4.8 | 4.8 | 0 | 0 | 0
[8 empty] | 6031 | September | Winter | Weekend | 0 | 0 | 0 | 0 | 0 | 0 | 0 | 0 | 0 | 0 | 0 | 0 | 0 | 0 | 0 | 0 | 0 | 0 | 0 | 0 | 0 | 0 | 0 | 0 | 0 | 1.2 | 1.2 | 0 | 0 | 0
[8 empty] | 6032 | September | Winter | Weekend | 0 | 0 | 0 | 0 | 0 | 0 | 0 | 0 | 0 | 0 | 0 | 0 | 0 | 0 | 0 | 0 | 0 | 0 | 0 | 0 | 0 | 0 | 0 | 0 | 0 | 0 | 0 | 0 | 0 | 0
[8 empty] | 6033 | September | Winter | Weekend | 0 | 0 | 0 | 0 | 0 | 0 | 0 | 0 | 0 | 0 | 0 | 0 | 0 | 0 | 0 | 0 | 0 | 0 | 0 | 0 | 0 | 0 | 0 | 0 | 0 | 0 | 0 | 0 | 0 | 0
[8 empty] | 6034 | September | Winter | Weekend | 0 | 0 | 0 | 0 | 0 | 0 | 0 | 0 | 0 | 0 | 0 | 0 | 0 | 0 | 0 | 0 | 0 | 0 | 0 | 0 | 0 | 0 | 0 | 0 | 0 | 0 | 0 | 0 | 0 | 0
[8 empty] | 6035 | September | Winter | Weekend | 0 | 0 | 0 | 0 | 0 | 0 | 0 | 0 | 0 | 0 | 0 | 0 | 0 | 0 | 0 | 0 | 0 | 0 | 0 | 0 | 0 | 0 | 0 | 0 | 0 | 0 | 0 | 0 | 0 | 0
[8 empty] | 6036 | September | Winter | Weekend | 0 | 0 | 0 | 0 | 0 | 0 | 0 | 0 | 0 | 0 | 0 | 0 | 0 | 0 | 0 | 0 | 0 | 0 | 0 | 0 | 0 | 0 | 0 | 0 | 0 | 0 | 0 | 0 | 0 | 0
[8 empty] | 6037 | September | Winter | Weekend | 0 | 0 | 0 | 0 | 0 | 0 | 0 | 0 | 0 | 0 | 0 | 0 | 0 | 0 | 0 | 0 | 0 | 0 | 0 | 0 | 0 | 0 | 0 | 0 | 0 | 0 | 0 | 0 | 0 | 0
[8 empty] | 6038 | September | Winter | Weekend | 0 | 0 | 0 | 0 | 0 | 0 | 0 | 0 | 0 | 0 | 0 | 0 | 0 | 0 | 0 | 0 | 0 | 0 | 0 | 0 | 0 | 0 | 0 | 0 | 0 | 0 | 0 | 0 | 0 | 0
[8 empty] | 6039 | September | Winter | Weekend | 0 | 0 | 0 | 0 | 0 | 0 | 0 | 0 | 0 | 0 | 0 | 0 | 0 | 0 | 0 | 0 | 0 | 0 | 0 | 0 | 0 | 0 | 0 | 0 | 0 | 0 | 0 | 0 | 0 | 0
[8 empty] | 6040 | September | Winter | Weekend | 0 | 0 | 0 | 0 | 0 | 0 | 0 | 0 | 0 | 0 | 0 | 0 | 0 | 0 | 0 | 0 | 0 | 0 | 0 | 0 | 0 | 0 | 0 | 0 | 0 | 0 | 0 | 0 | 0 | 0
[8 empty] | 6041 | September | Winter | Weekend | 0 | 0 | 0 | 0 | 0 | 0 | 0 | 0 | 0 | 0 | 0 | 0 | 0 | 0 | 0 | 0 | 0 | 0 | 0 | 0 | 0 | 0 | 0 | 0 | 0 | 0 | 0 | 0 | 0 | 0
[8 empty] | 6042 | September | Winter | Weekend | 0 | 0 | 0 | 0 | 0 | 0 | 0 | 0 | 0 | 0 | 0 | 0 | 0 | 0 | 0 | 0 | 0 | 0 | 0 | 0 | 0 | 0 | 0 | 0 | 0 | 0 | 0 | 0 | 0 | 0
[8 empty] | 6043 | September | Winter | Weekend | 0 | 0 | 0 | 0 | 0 | 0 | 0 | 0 | 0 | 0 | 0 | 0 | 0 | 0 | 0 | 0 | 0 | 0 | 0 | 0 | 0 | 0 | 0 | 0 | 0 | 0 | 0 | 0 | 0 | 0
[8 empty] | 6044 | September | Winter | Weekend | 0 | 0 | 0 | 0 | 0 | 0 | 0 | 0 | 0 | 0 | 0 | 0 | 0 | 0 | 0 | 0 | 0 | 0 | 0 | 0 | 0 | 0 | 0 | 0 | 0 | 0 | 0 | 0 | 0 | 0
[8 empty] | 6045 | September | Winter | Weekend | 0 | 0 | 0 | 0 | 0 | 0 | 0 | 0 | 0 | 0 | 0 | 0 | 0 | 0 | 0 | 0 | 0 | 0 | 0 | 0 | 0 | 0 | 0 | 0 | 0 | 0 | 0 | 0 | 0 | 0
[8 empty] | 6046 | September | Winter | Weekend | 0 | 0 | 0 | 0 | 0 | 0 | 0 | 0 | 0 | 0 | 0 | 0 | 0 | 0 | 0 | 0 | 0 | 0 | 0 | 0 | 0 | 0 | 0 | 0 | 0 | 0 | 0 | 0 | 0 | 0
[8 empty] | 6047 | September | Winter | Weekend | 0 | 0 | 0 | 0 | 0 | 0 | 0 | 0 | 0 | 0 | 0 | 0 | 0 | 0 | 0 | 0 | 0 | 0 | 0 | 0 | 0 | 0 | 0 | 0 | 0 | 0 | 0 | 0 | 0 | 0
[8 empty] | 6048 | September | Winter | Weekend | 0 | 0 | 0 | 0 | 0 | 0 | 0 | 0 | 0 | 0 | 0 | 0 | 0 | 0 | 0 | 0 | 0 | 0 | 0 | 0 | 0 | 0 | 0 | 0 | 0 | 0 | 0 | 0 | 0 | 0
[8 empty] | 6049 | September | Winter | Weekend | 0 | 0 | 0 | 0 | 0 | 0 | 0 | 0 | 0 | 0 | 0 | 0 | 0 | 0 | 0 | 0 | 0 | 0 | 0 | 0 | 0 | 0 | 0 | 0 | 0 | 4.8 | 4.8 | 0 | 0 | 0
[8 empty] | 6050 | September | Winter | Weekend | 0 | 0 | 0 | 0 | 0 | 0 | 0 | 0 | 0 | 0 | 0 | 0 | 0 | 0 | 0 | 0 | 0 | 0 | 0 | 0 | 0 | 0 | 0 | 0 | 0 | 4.8 | 4.8 | 0 | 0 | 0
[8 empty] | 6051 | September | Winter | Weekend | 0 | 0 | 0 | 0 | 0 | 0 | 0 | 0 | 0 | 0 | 0 | 0 | 0 | 0 | 0 | 0 | 0 | 0 | 0 | 0 | 0 | 0 | 0 | 0 | 0 | 4.8 | 4.8 | 0 | 0 | 0
[8 empty] | 6052 | September | Winter | Weekend | 0 | 0 | 0 | 0 | 0 | 0 | 0 | 0 | 0 | 0 | 0 | 0 | 0 | 0 | 0 | 0 | 0 | 0 | 0 | 0 | 0 | 0 | 0 | 0 | 0 | 4.8 | 4.8 | 0 | 0 | 0
[8 empty] | 6053 | September | Winter | Weekend | 0 | 0 | 0 | 0 | 0 | 0 | 0 | 0 | 0 | 0 | 0 | 0 | 0 | 0 | 0 | 0 | 0 | 0 | 0 | 0 | 0 | 0 | 0 | 0 | 0 | 4.8 | 4.8 | 0 | 0 | 0
[8 empty] | 6054 | September | Winter | Weekend | 0 | 0 | 0 | 0 | 0 | 0 | 0 | 0 | 0 | 0 | 0 | 0 | 0 | 0 | 0 | 0 | 0 | 0 | 0 | 0 | 0 | 0 | 0 | 0 | 0 | 4.8 | 4.8 | 0 | 0 | 0
[8 empty] | 6055 | September | Winter | Weekend | 0 | 0 | 0 | 0 | 0 | 0 | 0 | 0 | 0 | 0 | 0 | 0 | 0 | 0 | 0 | 0 | 0 | 0 | 0 | 0 | 0 | 0 | 0 | 0 | 0 | 1.2 | 1.2 | 0 | 0 | 0
[8 empty] | 6056 | September | Winter | Weekend | 0 | 0 | 0 | 0 | 0 | 0 | 0 | 0 | 0 | 0 | 0 | 0 | 0 | 0 | 0 | 0 | 0 | 0 | 0 | 0 | 0 | 0 | 0 | 0 | 0 | 0 | 0 | 0 | 0 | 0
[8 empty] | 6057 | September | Winter | Weekend | 0 | 0 | 0 | 0 | 0 | 0 | 0 | 0 | 0 | 0 | 0 | 0 | 0 | 0 | 0 | 0 | 0 | 0 | 0 | 0 | 0 | 0 | 0 | 0 | 0 | 0 | 0 | 0 | 0 | 0
[8 empty] | 6058 | September | Winter | Weekend | 0 | 0 | 0 | 0 | 0 | 0 | 0 | 0 | 0 | 0 | 0 | 0 | 0 | 0 | 0 | 0 | 0 | 0 | 0 | 0 | 0 | 0 | 0 | 0 | 0 | 0 | 0 | 0 | 0 | 0
[8 empty] | 6059 | September | Winter | Weekend | 0 | 0 | 0 | 0 | 0 | 0 | 0 | 0 | 0 | 0 | 0 | 0 | 0 | 0 | 0 | 0 | 0 | 0 | 0 | 0 | 0 | 0 | 0 | 0 | 0 | 0 | 0 | 0 | 0 | 0
[8 empty] | 6060 | September | Winter | Weekend | 0 | 0 | 0 | 0 | 0 | 0 | 0 | 0 | 0 | 0 | 0 | 0 | 0 | 0 | 0 | 0 | 0 | 0 | 0 | 0 | 0 | 0 | 0 | 0 | 0 | 0 | 0 | 0 | 0 | 0
[8 empty] | 6061 | September | Winter | Weekend | 0 | 0 | 0 | 0 | 0 | 0 | 0 | 0 | 0 | 0 | 0 | 0 | 0 | 0 | 0 | 0 | 0 | 0 | 0 | 0 | 0 | 0 | 0 | 0 | 0 | 0 | 0 | 0 | 0 | 0
[8 empty] | 6062 | September | Winter | Weekend | 0 | 0 | 0 | 0 | 0 | 0 | 0 | 0 | 0 | 0 | 0 | 0 | 0 | 0 | 0 | 0 | 0 | 0 | 0 | 0 | 0 | 0 | 0 | 0 | 0 | 0 | 0 | 0 | 0 | 0
[8 empty] | 6063 | September | Winter | Weekend | 0 | 0 | 0 | 0 | 0 | 0 | 0 | 0 | 0 | 0 | 0 | 0 | 0 | 0 | 0 | 0 | 0 | 0 | 0 | 0 | 0 | 0 | 0 | 0 | 0 | 0 | 0 | 0 | 0 | 0
[8 empty] | 6064 | September | Winter | Weekend | 0 | 0 | 0 | 0 | 0 | 0 | 0 | 0 | 0 | 0 | 0 | 0 | 0 | 0 | 0 | 0 | 0 | 0 | 0 | 0 | 0 | 0 | 0 | 0 | 0 | 0 | 0 | 0 | 0 | 0
[8 empty] | 6065 | September | Winter | Weekend | 0 | 0 | 0 | 0 | 0 | 0 | 0 | 0 | 0 | 0 | 0 | 0 | 0 | 0 | 0 | 0 | 0 | 0 | 0 | 0 | 0 | 0 | 0 | 0 | 0 | 0 | 0 | 0 | 0 | 0
[8 empty] | 6066 | September | Winter | Weekend | 0 | 0 | 0 | 0 | 0 | 0 | 0 | 0 | 0 | 0 | 0 | 0 | 0 | 0 | 0 | 0 | 0 | 0 | 0 | 0 | 0 | 0 | 0 | 0 | 0 | 0 | 0 | 0 | 0 | 0
[8 empty] | 6067 | September | Winter | Weekend | 0 | 0 | 0 | 0 | 0 | 0 | 0 | 0 | 0 | 0 | 0 | 0 | 0 | 0 | 0 | 0 | 0 | 0 | 0 | 0 | 0 | 0 | 0 | 0 | 0 | 0 | 0 | 0 | 0 | 0
[8 empty] | 6068 | September | Winter | Weekend | 0 | 0 | 0 | 0 | 0 | 0 | 0 | 0 | 0 | 0 | 0 | 0 | 0 | 0 | 0 | 0 | 0 | 0 | 0 | 0 | 0 | 0 | 0 | 0 | 0 | 0 | 0 | 0 | 0 | 0
[8 empty] | 6069 | September | Winter | Weekend | 0 | 0 | 0 | 0 | 0 | 0 | 0 | 0 | 0 | 0 | 0 | 0 | 0 | 0 | 0 | 0 | 0 | 0 | 0 | 0 | 0 | 0 | 0 | 0 | 0 | 0 | 0 | 0 | 0 | 0
[8 empty] | 6070 | September | Winter | Weekend | 0 | 0 | 0 | 0 | 0 | 0 | 0 | 0 | 0 | 0 | 0 | 0 | 0 | 0 | 0 | 0 | 0 | 0 | 0 | 0 | 0 | 0 | 0 | 0 | 0 | 0 | 0 | 0 | 0 | 0
[8 empty] | 6071 | September | Winter | Weekend | 0 | 0 | 0 | 0 | 0 | 0 | 0 | 0 | 0 | 0 | 0 | 0 | 0 | 0 | 0 | 0 | 0 | 0 | 0 | 0 | 0 | 0 | 0 | 0 | 0 | 0 | 0 | 0 | 0 | 0
[8 empty] | 6072 | September | Winter | Weekend | 0 | 0 | 0 | 0 | 0 | 0 | 0 | 0 | 0 | 0 | 0 | 0 | 0 | 0 | 0 | 0 | 0 | 0 | 0 | 0 | 0 | 0 | 0 | 0 | 0 | 0 | 0 | 0 | 0 | 0
[8 empty] | 6073 | September | Winter | Weekday | 0 | 0 | 0 | 0 | 0 | 0 | 0 | 0 | 0 | 0 | 0 | 0 | 0 | 0 | 0 | 0 | 0 | 0 | 0 | 0 | 0 | 0 | 0 | 0 | 0 | 4.8 | 4.8 | 0 | 0 | 0
[8 empty] | 6074 | September | Winter | Weekday | 0 | 0 | 0 | 0 | 0 | 0 | 0 | 0 | 0 | 0 | 0 | 0 | 0 | 0 | 0 | 0 | 0 | 0 | 0 | 0 | 0 | 0 | 0 | 0 | 0 | 4.8 | 4.8 | 0 | 0 | 0
[8 empty] | 6075 | September | Winter | Weekday | 0 | 0 | 0 | 0 | 0 | 0 | 0 | 0 | 0 | 0 | 0 | 0 | 0 | 0 | 0 | 0 | 0 | 0 | 0 | 0 | 0 | 0 | 0 | 0 | 0 | 4.8 | 4.8 | 0 | 0 | 0
[8 empty] | 6076 | September | Winter | Weekday | 0 | 0 | 0 | 0 | 0 | 0 | 0 | 0 | 0 | 0 | 0 | 0 | 0 | 0 | 0 | 0 | 0 | 0 | 0 | 0 | 0 | 0 | 0 | 0 | 0 | 4.8 | 4.8 | 0 | 0 | 0
[8 empty] | 6077 | September | Winter | Weekday | 0 | 0 | 0 | 0 | 0 | 0 | 0 | 0 | 0 | 0 | 0 | 0 | 0 | 0 | 0 | 0 | 0 | 0 | 0 | 0 | 0 | 0 | 0 | 0 | 0 | 4.8 | 4.8 | 0 | 0 | 0
[8 empty] | 6078 | September | Winter | Weekday | 0 | 0 | 0 | 0 | 0 | 0 | 0 | 0 | 0 | 0 | 0 | 0 | 0 | 0 | 0 | 0 | 0 | 0 | 0 | 0 | 0 | 0 | 0 | 0 | 0 | 4.8 | 4.8 | 0 | 0 | 0
[8 empty] | 6079 | September | Winter | Weekday | 0 | 0 | 0 | 0 | 0 | 0 | 0 | 0 | 0 | 0 | 0 | 0 | 0 | 0 | 0 | 0 | 0 | 0 | 0 | 0 | 0 | 0 | 0 | 0 | 0 | 1.2 | 1.2 | 0 | 0 | 0
[8 empty] | 6080 | September | Winter | Weekday | 0 | 0 | 0 | 0 | 0 | 0 | 0 | 0 | 0 | 0 | 0 | 0 | 0 | 0 | 0 | 0 | 0 | 0 | 0 | 0 | 0 | 0 | 0 | 0 | 0 | 0 | 0 | 0 | 0 | 0
[8 empty] | 6081 | September | Winter | Weekday | 0 | 0 | 0 | 0 | 0 | 0 | 0 | 0 | 0 | 0 | 0 | 0 | 0 | 0 | 0 | 0 | 0 | 0 | 0 | 0 | 0 | 0 | 0 | 0 | 0 | 0 | 0 | 0 | 0 | 0
[8 empty] | 6082 | September | Winter | Weekday | 0 | 0 | 0 | 0 | 0 | 0 | 0 | 0 | 0 | 0 | 0 | 0 | 0 | 0 | 0 | 0 | 0 | 0 | 0 | 0 | 0 | 0 | 0 | 0 | 0 | 0 | 0 | 0 | 0 | 0
[8 empty] | 6083 | September | Winter | Weekday | 0 | 0 | 0 | 0 | 0 | 0 | 0 | 0 | 0 | 0 | 0 | 0 | 0 | 0 | 0 | 0 | 0 | 0 | 0 | 0 | 0 | 0 | 0 | 0 | 0 | 0 | 0 | 0 | 0 | 0
[8 empty] | 6084 | September | Winter | Weekday | 0 | 0 | 0 | 0 | 0 | 0 | 0 | 0 | 0 | 0 | 0 | 0 | 0 | 0 | 0 | 0 | 0 | 0 | 0 | 0 | 0 | 0 | 0 | 0 | 0 | 0 | 0 | 0 | 0 | 0
[8 empty] | 6085 | September | Winter | Weekday | 0 | 0 | 0 | 0 | 0 | 0 | 0 | 0 | 0 | 0 | 0 | 0 | 0 | 0 | 0 | 0 | 0 | 0 | 0 | 0 | 0 | 0 | 0 | 0 | 0 | 0 | 0 | 0 | 0 | 0
[8 empty] | 6086 | September | Winter | Weekday | 0 | 0 | 0 | 0 | 0 | 0 | 0 | 0 | 0 | 0 | 0 | 0 | 0 | 0 | 0 | 0 | 0 | 0 | 0 | 0 | 0 | 0 | 0 | 0 | 0 | 0 | 0 | 0 | 0 | 0
[8 empty] | 6087 | September | Winter | Weekday | 0 | 0 | 0 | 0 | 0 | 0 | 0 | 0 | 0 | 0 | 0 | 0 | 0 | 0 | 0 | 0 | 0 | 0 | 0 | 0 | 0 | 0 | 0 | 0 | 0 | 0 | 0 | 0 | 0 | 0
[8 empty] | 6088 | September | Winter | Weekday | 0 | 0 | 0 | 0 | 0 | 0 | 0 | 0 | 0 | 0 | 0 | 0 | 0 | 0 | 0 | 0 | 0 | 0 | 0 | 0 | 0 | 0 | 0 | 0 | 0 | 0 | 0 | 0 | 0 | 0
[8 empty] | 6089 | September | Winter | Weekday | 0 | 0 | 0 | 0 | 0 | 0 | 0 | 0 | 0 | 0 | 0 | 0 | 0 | 0 | 0 | 0 | 0 | 0 | 0 | 0 | 0 | 0 | 0 | 0 | 0 | 0 | 0 | 0 | 0 | 0
[8 empty] | 6090 | September | Winter | Weekday | 0 | 0 | 0 | 0 | 0 | 0 | 0 | 0 | 0 | 0 | 0 | 0 | 0 | 0 | 0 | 0 | 0 | 0 | 0 | 0 | 0 | 0 | 0 | 0 | 0 | 0 | 0 | 0 | 0 | 0
[8 empty] | 6091 | September | Winter | Weekday | 0 | 0 | 0 | 0 | 0 | 0 | 0 | 0 | 0 | 0 | 0 | 0 | 0 | 0 | 0 | 0 | 0 | 0 | 0 | 0 | 0 | 0 | 0 | 0 | 0 | 0 | 0 | 0 | 0 | 0
[8 empty] | 6092 | September | Winter | Weekday | 0 | 0 | 0 | 0 | 0 | 0 | 0 | 0 | 0 | 0 | 0 | 0 | 0 | 0 | 0 | 0 | 0 | 0 | 0 | 0 | 0 | 0 | 0 | 0 | 0 | 0 | 0 | 0 | 0 | 0
[8 empty] | 6093 | September | Winter | Weekday | 0 | 0 | 0 | 0 | 0 | 0 | 0 | 0 | 0 | 0 | 0 | 0 | 0 | 0 | 0 | 0 | 0 | 0 | 0 | 0 | 0 | 0 | 0 | 0 | 0 | 0 | 0 | 0 | 0 | 0
[8 empty] | 6094 | September | Winter | Weekday | 0 | 0 | 0 | 0 | 0 | 0 | 0 | 0 | 0 | 0 | 0 | 0 | 0 | 0 | 0 | 0 | 0 | 0 | 0 | 0 | 0 | 0 | 0 | 0 | 0 | 0 | 0 | 0 | 0 | 0
[8 empty] | 6095 | September | Winter | Weekday | 0 | 0 | 0 | 0 | 0 | 0 | 0 | 0 | 0 | 0 | 0 | 0 | 0 | 0 | 0 | 0 | 0 | 0 | 0 | 0 | 0 | 0 | 0 | 0 | 0 | 0 | 0 | 0 | 0 | 0
[8 empty] | 6096 | September | Winter | Weekday | 0 | 0 | 0 | 0 | 0 | 0 | 0 | 0 | 0 | 0 | 0 | 0 | 0 | 0 | 0 | 0 | 0 | 0 | 0 | 0 | 0 | 0 | 0 | 0 | 0 | 0 | 0 | 0 | 0 | 0
[8 empty] | 6097 | September | Winter | Weekday | 0 | 0 | 0 | 0 | 0 | 0 | 0 | 0 | 0 | 0 | 0 | 0 | 0 | 0 | 0 | 0 | 0 | 0 | 0 | 0 | 0 | 0 | 0 | 0 | 0 | 4.8 | 4.8 | 0 | 0 | 0
[8 empty] | 6098 | September | Winter | Weekday | 0 | 0 | 0 | 0 | 0 | 0 | 0 | 0 | 0 | 0 | 0 | 0 | 0 | 0 | 0 | 0 | 0 | 0 | 0 | 0 | 0 | 0 | 0 | 0 | 0 | 4.8 | 4.8 | 0 | 0 | 0
[8 empty] | 6099 | September | Winter | Weekday | 0 | 0 | 0 | 0 | 0 | 0 | 0 | 0 | 0 | 0 | 0 | 0 | 0 | 0 | 0 | 0 | 0 | 0 | 0 | 0 | 0 | 0 | 0 | 0 | 0 | 4.8 | 4.8 | 0 | 0 | 0
[8 empty] | 6100 | September | Winter | Weekday | 0 | 0 | 0 | 0 | 0 | 0 | 0 | 0 | 0 | 0 | 0 | 0 | 0 | 0 | 0 | 0 | 0 | 0 | 0 | 0 | 0 | 0 | 0 | 0 | 0 | 4.8 | 4.8 | 0 | 0 | 0
[8 empty] | 6101 | September | Winter | Weekday | 0 | 0 | 0 | 0 | 0 | 0 | 0 | 0 | 0 | 0 | 0 | 0 | 0 | 0 | 0 | 0 | 0 | 0 | 0 | 0 | 0 | 0 | 0 | 0 | 0 | 4.8 | 4.8 | 0 | 0 | 0
[8 empty] | 6102 | September | Winter | Weekday | 0 | 0 | 0 | 0 | 0 | 0 | 0 | 0 | 0 | 0 | 0 | 0 | 0 | 0 | 0 | 0 | 0 | 0 | 0 | 0 | 0 | 0 | 0 | 0 | 0 | 4.8 | 4.8 | 0 | 0 | 0
[8 empty] | 6103 | September | Winter | Weekday | 0 | 0 | 0 | 0 | 0 | 0 | 0 | 0 | 0 | 0 | 0 | 0 | 0 | 0 | 0 | 0 | 0 | 0 | 0 | 0 | 0 | 0 | 0 | 0 | 0 | 1.2 | 1.2 | 0 | 0 | 0
[8 empty] | 6104 | September | Winter | Weekday | 0 | 0 | 0 | 0 | 0 | 0 | 0 | 0 | 0 | 0 | 0 | 0 | 0 | 0 | 0 | 0 | 0 | 0 | 0 | 0 | 0 | 0 | 0 | 0 | 0 | 0 | 0 | 0 | 0 | 0
[8 empty] | 6105 | September | Winter | Weekday | 0 | 0 | 0 | 0 | 0 | 0 | 0 | 0 | 0 | 0 | 0 | 0 | 0 | 0 | 0 | 0 | 0 | 0 | 0 | 0 | 0 | 0 | 0 | 0 | 0 | 0 | 0 | 0 | 0 | 0
[8 empty] | 6106 | September | Winter | Weekday | 0 | 0 | 0 | 0 | 0 | 0 | 0 | 0 | 0 | 0 | 0 | 0 | 0 | 0 | 0 | 0 | 0 | 0 | 0 | 0 | 0 | 0 | 0 | 0 | 0 | 0 | 0 | 0 | 0 | 0
[8 empty] | 6107 | September | Winter | Weekday | 0 | 0 | 0 | 0 | 0 | 0 | 0 | 0 | 0 | 0 | 0 | 0 | 0 | 0 | 0 | 0 | 0 | 0 | 0 | 0 | 0 | 0 | 0 | 0 | 0 | 0 | 0 | 0 | 0 | 0
[8 empty] | 6108 | September | Winter | Weekday | 0 | 0 | 0 | 0 | 0 | 0 | 0 | 0 | 0 | 0 | 0 | 0 | 0 | 0 | 0 | 0 | 0 | 0 | 0 | 0 | 0 | 0 | 0 | 0 | 0 | 0 | 0 | 0 | 0 | 0
[8 empty] | 6109 | September | Winter | Weekday | 0 | 0 | 0 | 0 | 0 | 0 | 0 | 0 | 0 | 0 | 0 | 0 | 0 | 0 | 0 | 0 | 0 | 0 | 0 | 0 | 0 | 0 | 0 | 0 | 0 | 0 | 0 | 0 | 0 | 0
[8 empty] | 6110 | September | Winter | Weekday | 0 | 0 | 0 | 0 | 0 | 0 | 0 | 0 | 0 | 0 | 0 | 0 | 0 | 0 | 0 | 0 | 0 | 0 | 0 | 0 | 0 | 0 | 0 | 0 | 0 | 0 | 0 | 0 | 0 | 0
[8 empty] | 6111 | September | Winter | Weekday | 0 | 0 | 0 | 0 | 0 | 0 | 0 | 0 | 0 | 0 | 0 | 0 | 0 | 0 | 0 | 0 | 0 | 0 | 0 | 0 | 0 | 0 | 0 | 0 | 0 | 0 | 0 | 0 | 0 | 0
[8 empty] | 6112 | September | Winter | Weekday | 0 | 0 | 0 | 0 | 0 | 0 | 0 | 0 | 0 | 0 | 0 | 0 | 0 | 0 | 0 | 0 | 0 | 0 | 0 | 0 | 0 | 0 | 0 | 0 | 0 | 0 | 0 | 0 | 0 | 0
[8 empty] | 6113 | September | Winter | Weekday | 0 | 0 | 0 | 0 | 0 | 0 | 0 | 0 | 0 | 0 | 0 | 0 | 0 | 0 | 0 | 0 | 0 | 0 | 0 | 0 | 0 | 0 | 0 | 0 | 0 | 0 | 0 | 0 | 0 | 0
[8 empty] | 6114 | September | Winter | Weekday | 0 | 0 | 0 | 0 | 0 | 0 | 0 | 0 | 0 | 0 | 0 | 0 | 0 | 0 | 0 | 0 | 0 | 0 | 0 | 0 | 0 | 0 | 0 | 0 | 0 | 0 | 0 | 0 | 0 | 0
[8 empty] | 6115 | September | Winter | Weekday | 0 | 0 | 0 | 0 | 0 | 0 | 0 | 0 | 0 | 0 | 0 | 0 | 0 | 0 | 0 | 0 | 0 | 0 | 0 | 0 | 0 | 0 | 0 | 0 | 0 | 0 | 0 | 0 | 0 | 0
[8 empty] | 6116 | September | Winter | Weekday | 0 | 0 | 0 | 0 | 0 | 0 | 0 | 0 | 0 | 0 | 0 | 0 | 0 | 0 | 0 | 0 | 0 | 0 | 0 | 0 | 0 | 0 | 0 | 0 | 0 | 0 | 0 | 0 | 0 | 0
[8 empty] | 6117 | September | Winter | Weekday | 0 | 0 | 0 | 0 | 0 | 0 | 0 | 0 | 0 | 0 | 0 | 0 | 0 | 0 | 0 | 0 | 0 | 0 | 0 | 0 | 0 | 0 | 0 | 0 | 0 | 0 | 0 | 0 | 0 | 0
[8 empty] | 6118 | September | Winter | Weekday | 0 | 0 | 0 | 0 | 0 | 0 | 0 | 0 | 0 | 0 | 0 | 0 | 0 | 0 | 0 | 0 | 0 | 0 | 0 | 0 | 0 | 0 | 0 | 0 | 0 | 0 | 0 | 0 | 0 | 0
[8 empty] | 6119 | September | Winter | Weekday | 0 | 0 | 0 | 0 | 0 | 0 | 0 | 0 | 0 | 0 | 0 | 0 | 0 | 0 | 0 | 0 | 0 | 0 | 0 | 0 | 0 | 0 | 0 | 0 | 0 | 0 | 0 | 0 | 0 | 0
[8 empty] | 6120 | September | Winter | Weekday | 0 | 0 | 0 | 0 | 0 | 0 | 0 | 0 | 0 | 0 | 0 | 0 | 0 | 0 | 0 | 0 | 0 | 0 | 0 | 0 | 0 | 0 | 0 | 0 | 0 | 0 | 0 | 0 | 0 | 0
[8 empty] | 6121 | September | Winter | Weekday | 0 | 0 | 0 | 0 | 0 | 0 | 0 | 0 | 0 | 0 | 0 | 0 | 0 | 0 | 0 | 0 | 0 | 0 | 0 | 0 | 0 | 0 | 0 | 0 | 0 | 4.8 | 4.8 | 0 | 0 | 0
[8 empty] | 6122 | September | Winter | Weekday | 0 | 0 | 0 | 0 | 0 | 0 | 0 | 0 | 0 | 0 | 0 | 0 | 0 | 0 | 0 | 0 | 0 | 0 | 0 | 0 | 0 | 0 | 0 | 0 | 0 | 4.8 | 4.8 | 0 | 0 | 0
[8 empty] | 6123 | September | Winter | Weekday | 0 | 0 | 0 | 0 | 0 | 0 | 0 | 0 | 0 | 0 | 0 | 0 | 0 | 0 | 0 | 0 | 0 | 0 | 0 | 0 | 0 | 0 | 0 | 0 | 0 | 4.8 | 4.8 | 0 | 0 | 0
[8 empty] | 6124 | September | Winter | Weekday | 0 | 0 | 0 | 0 | 0 | 0 | 0 | 0 | 0 | 0 | 0 | 0 | 0 | 0 | 0 | 0 | 0 | 0 | 0 | 0 | 0 | 0 | 0 | 0 | 0 | 4.8 | 4.8 | 0 | 0 | 0
[8 empty] | 6125 | September | Winter | Weekday | 0 | 0 | 0 | 0 | 0 | 0 | 0 | 0 | 0 | 0 | 0 | 0 | 0 | 0 | 0 | 0 | 0 | 0 | 0 | 0 | 0 | 0 | 0 | 0 | 0 | 4.8 | 4.8 | 0 | 0 | 0
[8 empty] | 6126 | September | Winter | Weekday | 0 | 0 | 0 | 0 | 0 | 0 | 0 | 0 | 0 | 0 | 0 | 0 | 0 | 0 | 0 | 0 | 0 | 0 | 0 | 0 | 0 | 0 | 0 | 0 | 0 | 4.8 | 4.8 | 0 | 0 | 0
[8 empty] | 6127 | September | Winter | Weekday | 0 | 0 | 0 | 0 | 0 | 0 | 0 | 0 | 0 | 0 | 0 | 0 | 0 | 0 | 0 | 0 | 0 | 0 | 0 | 0 | 0 | 0 | 0 | 0 | 0 | 1.2 | 1.2 | 0 | 0 | 0
[8 empty] | 6128 | September | Winter | Weekday | 0 | 0 | 0 | 0 | 0 | 0 | 0 | 0 | 0 | 0 | 0 | 0 | 0 | 0 | 0 | 0 | 0 | 0 | 0 | 0 | 0 | 0 | 0 | 0 | 0 | 0 | 0 | 0 | 0 | 0
[8 empty] | 6129 | September | Winter | Weekday | 0 | 0 | 0 | 0 | 0 | 0 | 0 | 0 | 0 | 0 | 0 | 0 | 0 | 0 | 0 | 0 | 0 | 0 | 0 | 0 | 0 | 0 | 0 | 0 | 0 | 0 | 0 | 0 | 0 | 0
[8 empty] | 6130 | September | Winter | Weekday | 0 | 0 | 0 | 0 | 0 | 0 | 0 | 0 | 0 | 0 | 0 | 0 | 0 | 0 | 0 | 0 | 0 | 0 | 0 | 0 | 0 | 0 | 0 | 0 | 0 | 0 | 0 | 0 | 0 | 0
[8 empty] | 6131 | September | Winter | Weekday | 0 | 0 | 0 | 0 | 0 | 0 | 0 | 0 | 0 | 0 | 0 | 0 | 0 | 0 | 0 | 0 | 0 | 0 | 0 | 0 | 0 | 0 | 0 | 0 | 0 | 0 | 0 | 0 | 0 | 0
[8 empty] | 6132 | September | Winter | Weekday | 0 | 0 | 0 | 0 | 0 | 0 | 0 | 0 | 0 | 0 | 0 | 0 | 0 | 0 | 0 | 0 | 0 | 0 | 0 | 0 | 0 | 0 | 0 | 0 | 0 | 0 | 0 | 0 | 0 | 0
[8 empty] | 6133 | September | Winter | Weekday | 0 | 0 | 0 | 0 | 0 | 0 | 0 | 0 | 0 | 0 | 0 | 0 | 0 | 0 | 0 | 0 | 0 | 0 | 0 | 0 | 0 | 0 | 0 | 0 | 0 | 0 | 0 | 0 | 0 | 0
[8 empty] | 6134 | September | Winter | Weekday | 0 | 0 | 0 | 0 | 0 | 0 | 0 | 0 | 0 | 0 | 0 | 0 | 0 | 0 | 0 | 0 | 0 | 0 | 0 | 0 | 0 | 0 | 0 | 0 | 0 | 0 | 0 | 0 | 0 | 0
[8 empty] | 6135 | September | Winter | Weekday | 0 | 0 | 0 | 0 | 0 | 0 | 0 | 0 | 0 | 0 | 0 | 0 | 0 | 0 | 0 | 0 | 0 | 0 | 0 | 0 | 0 | 0 | 0 | 0 | 0 | 0 | 0 | 0 | 0 | 0
[8 empty] | 6136 | September | Winter | Weekday | 0 | 0 | 0 | 0 | 0 | 0 | 0 | 0 | 0 | 0 | 0 | 0 | 0 | 0 | 0 | 0 | 0 | 0 | 0 | 0 | 0 | 0 | 0 | 0 | 0 | 0 | 0 | 0 | 0 | 0
[8 empty] | 6137 | September | Winter | Weekday | 0 | 0 | 0 | 0 | 0 | 0 | 0 | 0 | 0 | 0 | 0 | 0 | 0 | 0 | 0 | 0 | 0 | 0 | 0 | 0 | 0 | 0 | 0 | 0 | 0 | 0 | 0 | 0 | 0 | 0
[8 empty] | 6138 | September | Winter | Weekday | 0 | 0 | 0 | 0 | 0 | 0 | 0 | 0 | 0 | 0 | 0 | 0 | 0 | 0 | 0 | 0 | 0 | 0 | 0 | 0 | 0 | 0 | 0 | 0 | 0 | 0 | 0 | 0 | 0 | 0
[8 empty] | 6139 | September | Winter | Weekday | 0 | 0 | 0 | 0 | 0 | 0 | 0 | 0 | 0 | 0 | 0 | 0 | 0 | 0 | 0 | 0 | 0 | 0 | 0 | 0 | 0 | 0 | 0 | 0 | 0 | 0 | 0 | 0 | 0 | 0
[8 empty] | 6140 | September | Winter | Weekday | 0 | 0 | 0 | 0 | 0 | 0 | 0 | 0 | 0 | 0 | 0 | 0 | 0 | 0 | 0 | 0 | 0 | 0 | 0 | 0 | 0 | 0 | 0 | 0 | 0 | 0 | 0 | 0 | 0 | 0
[8 empty] | 6141 | September | Winter | Weekday | 0 | 0 | 0 | 0 | 0 | 0 | 0 | 0 | 0 | 0 | 0 | 0 | 0 | 0 | 0 | 0 | 0 | 0 | 0 | 0 | 0 | 0 | 0 | 0 | 0 | 0 | 0 | 0 | 0 | 0
[8 empty] | 6142 | September | Winter | Weekday | 0 | 0 | 0 | 0 | 0 | 0 | 0 | 0 | 0 | 0 | 0 | 0 | 0 | 0 | 0 | 0 | 0 | 0 | 0 | 0 | 0 | 0 | 0 | 0 | 0 | 0 | 0 | 0 | 0 | 0
[8 empty] | 6143 | September | Winter | Weekday | 0 | 0 | 0 | 0 | 0 | 0 | 0 | 0 | 0 | 0 | 0 | 0 | 0 | 0 | 0 | 0 | 0 | 0 | 0 | 0 | 0 | 0 | 0 | 0 | 0 | 0 | 0 | 0 | 0 | 0
[8 empty] | 6144 | September | Winter | Weekday | 0 | 0 | 0 | 0 | 0 | 0 | 0 | 0 | 0 | 0 | 0 | 0 | 0 | 0 | 0 | 0 | 0 | 0 | 0 | 0 | 0 | 0 | 0 | 0 | 0 | 0 | 0 | 0 | 0 | 0
[8 empty] | 6145 | September | Winter | Weekday | 0 | 0 | 0 | 0 | 0 | 0 | 0 | 0 | 0 | 0 | 0 | 0 | 0 | 0 | 0 | 0 | 0 | 0 | 0 | 0 | 0 | 0 | 0 | 0 | 0 | 4.8 | 4.8 | 0 | 0 | 0
[8 empty] | 6146 | September | Winter | Weekday | 0 | 0 | 0 | 0 | 0 | 0 | 0 | 0 | 0 | 0 | 0 | 0 | 0 | 0 | 0 | 0 | 0 | 0 | 0 | 0 | 0 | 0 | 0 | 0 | 0 | 4.8 | 4.8 | 0 | 0 | 0
[8 empty] | 6147 | September | Winter | Weekday | 0 | 0 | 0 | 0 | 0 | 0 | 0 | 0 | 0 | 0 | 0 | 0 | 0 | 0 | 0 | 0 | 0 | 0 | 0 | 0 | 0 | 0 | 0 | 0 | 0 | 4.8 | 4.8 | 0 | 0 | 0
[8 empty] | 6148 | September | Winter | Weekday | 0 | 0 | 0 | 0 | 0 | 0 | 0 | 0 | 0 | 0 | 0 | 0 | 0 | 0 | 0 | 0 | 0 | 0 | 0 | 0 | 0 | 0 | 0 | 0 | 0 | 4.8 | 4.8 | 0 | 0 | 0
[8 empty] | 6149 | September | Winter | Weekday | 0 | 0 | 0 | 0 | 0 | 0 | 0 | 0 | 0 | 0 | 0 | 0 | 0 | 0 | 0 | 0 | 0 | 0 | 0 | 0 | 0 | 0 | 0 | 0 | 0 | 4.8 | 4.8 | 0 | 0 | 0
[8 empty] | 6150 | September | Winter | Weekday | 0 | 0 | 0 | 0 | 0 | 0 | 0 | 0 | 0 | 0 | 0 | 0 | 0 | 0 | 0 | 0 | 0 | 0 | 0 | 0 | 0 | 0 | 0 | 0 | 0 | 4.8 | 4.8 | 0 | 0 | 0
[8 empty] | 6151 | September | Winter | Weekday | 0 | 0 | 0 | 0 | 0 | 0 | 0 | 0 | 0 | 0 | 0 | 0 | 0 | 0 | 0 | 0 | 0 | 0 | 0 | 0 | 0 | 0 | 0 | 0 | 0 | 1.2 | 1.2 | 0 | 0 | 0
[8 empty] | 6152 | September | Winter | Weekday | 0 | 0 | 0 | 0 | 0 | 0 | 0 | 0 | 0 | 0 | 0 | 0 | 0 | 0 | 0 | 0 | 0 | 0 | 0 | 0 | 0 | 0 | 0 | 0 | 0 | 0 | 0 | 0 | 0 | 0
[8 empty] | 6153 | September | Winter | Weekday | 0 | 0 | 0 | 0 | 0 | 0 | 0 | 0 | 0 | 0 | 0 | 0 | 0 | 0 | 0 | 0 | 0 | 0 | 0 | 0 | 0 | 0 | 0 | 0 | 0 | 0 | 0 | 0 | 0 | 0
[8 empty] | 6154 | September | Winter | Weekday | 0 | 0 | 0 | 0 | 0 | 0 | 0 | 0 | 0 | 0 | 0 | 0 | 0 | 0 | 0 | 0 | 0 | 0 | 0 | 0 | 0 | 0 | 0 | 0 | 0 | 0 | 0 | 0 | 0 | 0
[8 empty] | 6155 | September | Winter | Weekday | 0 | 0 | 0 | 0 | 0 | 0 | 0 | 0 | 0 | 0 | 0 | 0 | 0 | 0 | 0 | 0 | 0 | 0 | 0 | 0 | 0 | 0 | 0 | 0 | 0 | 0 | 0 | 0 | 0 | 0
[8 empty] | 6156 | September | Winter | Weekday | 0 | 0 | 0 | 0 | 0 | 0 | 0 | 0 | 0 | 0 | 0 | 0 | 0 | 0 | 0 | 0 | 0 | 0 | 0 | 0 | 0 | 0 | 0 | 0 | 0 | 0 | 0 | 0 | 0 | 0
[8 empty] | 6157 | September | Winter | Weekday | 0 | 0 | 0 | 0 | 0 | 0 | 0 | 0 | 0 | 0 | 0 | 0 | 0 | 0 | 0 | 0 | 0 | 0 | 0 | 0 | 0 | 0 | 0 | 0 | 0 | 0 | 0 | 0 | 0 | 0
[8 empty] | 6158 | September | Winter | Weekday | 0 | 0 | 0 | 0 | 0 | 0 | 0 | 0 | 0 | 0 | 0 | 0 | 0 | 0 | 0 | 0 | 0 | 0 | 0 | 0 | 0 | 0 | 0 | 0 | 0 | 0 | 0 | 0 | 0 | 0
[8 empty] | 6159 | September | Winter | Weekday | 0 | 0 | 0 | 0 | 0 | 0 | 0 | 0 | 0 | 0 | 0 | 0 | 0 | 0 | 0 | 0 | 0 | 0 | 0 | 0 | 0 | 0 | 0 | 0 | 0 | 0 | 0 | 0 | 0 | 0
[8 empty] | 6160 | September | Winter | Weekday | 0 | 0 | 0 | 0 | 0 | 0 | 0 | 0 | 0 | 0 | 0 | 0 | 0 | 0 | 0 | 0 | 0 | 0 | 0 | 0 | 0 | 0 | 0 | 0 | 0 | 0 | 0 | 0 | 0 | 0
[8 empty] | 6161 | September | Winter | Weekday | 0 | 0 | 0 | 0 | 0 | 0 | 0 | 0 | 0 | 0 | 0 | 0 | 0 | 0 | 0 | 0 | 0 | 0 | 0 | 0 | 0 | 0 | 0 | 0 | 0 | 0 | 0 | 0 | 0 | 0
[8 empty] | 6162 | September | Winter | Weekday | 0 | 0 | 0 | 0 | 0 | 0 | 0 | 0 | 0 | 0 | 0 | 0 | 0 | 0 | 0 | 0 | 0 | 0 | 0 | 0 | 0 | 0 | 0 | 0 | 0 | 0 | 0 | 0 | 0 | 0
[8 empty] | 6163 | September | Winter | Weekday | 0 | 0 | 0 | 0 | 0 | 0 | 0 | 0 | 0 | 0 | 0 | 0 | 0 | 0 | 0 | 0 | 0 | 0 | 0 | 0 | 0 | 0 | 0 | 0 | 0 | 0 | 0 | 0 | 0 | 0
[8 empty] | 6164 | September | Winter | Weekday | 0 | 0 | 0 | 0 | 0 | 0 | 0 | 0 | 0 | 0 | 0 | 0 | 0 | 0 | 0 | 0 | 0 | 0 | 0 | 0 | 0 | 0 | 0 | 0 | 0 | 0 | 0 | 0 | 0 | 0
[8 empty] | 6165 | September | Winter | Weekday | 0 | 0 | 0 | 0 | 0 | 0 | 0 | 0 | 0 | 0 | 0 | 0 | 0 | 0 | 0 | 0 | 0 | 0 | 0 | 0 | 0 | 0 | 0 | 0 | 0 | 0 | 0 | 0 | 0 | 0
[8 empty] | 6166 | September | Winter | Weekday | 0 | 0 | 0 | 0 | 0 | 0 | 0 | 0 | 0 | 0 | 0 | 0 | 0 | 0 | 0 | 0 | 0 | 0 | 0 | 0 | 0 | 0 | 0 | 0 | 0 | 0 | 0 | 0 | 0 | 0
[8 empty] | 6167 | September | Winter | Weekday | 0 | 0 | 0 | 0 | 0 | 0 | 0 | 0 | 0 | 0 | 0 | 0 | 0 | 0 | 0 | 0 | 0 | 0 | 0 | 0 | 0 | 0 | 0 | 0 | 0 | 0 | 0 | 0 | 0 | 0
[8 empty] | 6168 | September | Winter | Weekday | 0 | 0 | 0 | 0 | 0 | 0 | 0 | 0 | 0 | 0 | 0 | 0 | 0 | 0 | 0 | 0 | 0 | 0 | 0 | 0 | 0 | 0 | 0 | 0 | 0 | 0 | 0 | 0 | 0 | 0
[8 empty] | 6169 | September | Winter | Weekday | 0 | 0 | 0 | 0 | 0 | 0 | 0 | 0 | 0 | 0 | 0 | 0 | 0 | 0 | 0 | 0 | 0 | 0 | 0 | 0 | 0 | 0 | 0 | 0 | 0 | 4.8 | 4.8 | 0 | 0 | 0
[8 empty] | 6170 | September | Winter | Weekday | 0 | 0 | 0 | 0 | 0 | 0 | 0 | 0 | 0 | 0 | 0 | 0 | 0 | 0 | 0 | 0 | 0 | 0 | 0 | 0 | 0 | 0 | 0 | 0 | 0 | 4.8 | 4.8 | 0 | 0 | 0
[8 empty] | 6171 | September | Winter | Weekday | 0 | 0 | 0 | 0 | 0 | 0 | 0 | 0 | 0 | 0 | 0 | 0 | 0 | 0 | 0 | 0 | 0 | 0 | 0 | 0 | 0 | 0 | 0 | 0 | 0 | 4.8 | 4.8 | 0 | 0 | 0
[8 empty] | 6172 | September | Winter | Weekday | 0 | 0 | 0 | 0 | 0 | 0 | 0 | 0 | 0 | 0 | 0 | 0 | 0 | 0 | 0 | 0 | 0 | 0 | 0 | 0 | 0 | 0 | 0 | 0 | 0 | 4.8 | 4.8 | 0 | 0 | 0
[8 empty] | 6173 | September | Winter | Weekday | 0 | 0 | 0 | 0 | 0 | 0 | 0 | 0 | 0 | 0 | 0 | 0 | 0 | 0 | 0 | 0 | 0 | 0 | 0 | 0 | 0 | 0 | 0 | 0 | 0 | 4.8 | 4.8 | 0 | 0 | 0
[8 empty] | 6174 | September | Winter | Weekday | 0 | 0 | 0 | 0 | 0 | 0 | 0 | 0 | 0 | 0 | 0 | 0 | 0 | 0 | 0 | 0 | 0 | 0 | 0 | 0 | 0 | 0 | 0 | 0 | 0 | 4.8 | 4.8 | 0 | 0 | 0
[8 empty] | 6175 | September | Winter | Weekday | 0 | 0 | 0 | 0 | 0 | 0 | 0 | 0 | 0 | 0 | 0 | 0 | 0 | 0 | 0 | 0 | 0 | 0 | 0 | 0 | 0 | 0 | 0 | 0 | 0 | 1.2 | 1.2 | 0 | 0 | 0
[8 empty] | 6176 | September | Winter | Weekday | 0 | 0 | 0 | 0 | 0 | 0 | 0 | 0 | 0 | 0 | 0 | 0 | 0 | 0 | 0 | 0 | 0 | 0 | 0 | 0 | 0 | 0 | 0 | 0 | 0 | 0 | 0 | 0 | 0 | 0
[8 empty] | 6177 | September | Winter | Weekday | 0 | 0 | 0 | 0 | 0 | 0 | 0 | 0 | 0 | 0 | 0 | 0 | 0 | 0 | 0 | 0 | 0 | 0 | 0 | 0 | 0 | 0 | 0 | 0 | 0 | 0 | 0 | 0 | 0 | 0
[8 empty] | 6178 | September | Winter | Weekday | 0 | 0 | 0 | 0 | 0 | 0 | 0 | 0 | 0 | 0 | 0 | 0 | 0 | 0 | 0 | 0 | 0 | 0 | 0 | 0 | 0 | 0 | 0 | 0 | 0 | 0 | 0 | 0 | 0 | 0
[8 empty] | 6179 | September | Winter | Weekday | 0 | 0 | 0 | 0 | 0 | 0 | 0 | 0 | 0 | 0 | 0 | 0 | 0 | 0 | 0 | 0 | 0 | 0 | 0 | 0 | 0 | 0 | 0 | 0 | 0 | 0 | 0 | 0 | 0 | 0
[8 empty] | 6180 | September | Winter | Weekday | 0 | 0 | 0 | 0 | 0 | 0 | 0 | 0 | 0 | 0 | 0 | 0 | 0 | 0 | 0 | 0 | 0 | 0 | 0 | 0 | 0 | 0 | 0 | 0 | 0 | 0 | 0 | 0 | 0 | 0
[8 empty] | 6181 | September | Winter | Weekday | 0 | 0 | 0 | 0 | 0 | 0 | 0 | 0 | 0 | 0 | 0 | 0 | 0 | 0 | 0 | 0 | 0 | 0 | 0 | 0 | 0 | 0 | 0 | 0 | 0 | 0 | 0 | 0 | 0 | 0
[8 empty] | 6182 | September | Winter | Weekday | 0 | 0 | 0 | 0 | 0 | 0 | 0 | 0 | 0 | 0 | 0 | 0 | 0 | 0 | 0 | 0 | 0 | 0 | 0 | 0 | 0 | 0 | 0 | 0 | 0 | 0 | 0 | 0 | 0 | 0
[8 empty] | 6183 | September | Winter | Weekday | 0 | 0 | 0 | 0 | 0 | 0 | 0 | 0 | 0 | 0 | 0 | 0 | 0 | 0 | 0 | 0 | 0 | 0 | 0 | 0 | 0 | 0 | 0 | 0 | 0 | 0 | 0 | 0 | 0 | 0
[8 empty] | 6184 | September | Winter | Weekday | 0 | 0 | 0 | 0 | 0 | 0 | 0 | 0 | 0 | 0 | 0 | 0 | 0 | 0 | 0 | 0 | 0 | 0 | 0 | 0 | 0 | 0 | 0 | 0 | 0 | 0 | 0 | 0 | 0 | 0
[8 empty] | 6185 | September | Winter | Weekday | 0 | 0 | 0 | 0 | 0 | 0 | 0 | 0 | 0 | 0 | 0 | 0 | 0 | 0 | 0 | 0 | 0 | 0 | 0 | 0 | 0 | 0 | 0 | 0 | 0 | 0 | 0 | 0 | 0 | 0
[8 empty] | 6186 | September | Winter | Weekday | 0 | 0 | 0 | 0 | 0 | 0 | 0 | 0 | 0 | 0 | 0 | 0 | 0 | 0 | 0 | 0 | 0 | 0 | 0 | 0 | 0 | 0 | 0 | 0 | 0 | 0 | 0 | 0 | 0 | 0
[8 empty] | 6187 | September | Winter | Weekday | 0 | 0 | 0 | 0 | 0 | 0 | 0 | 0 | 0 | 0 | 0 | 0 | 0 | 0 | 0 | 0 | 0 | 0 | 0 | 0 | 0 | 0 | 0 | 0 | 0 | 0 | 0 | 0 | 0 | 0
[8 empty] | 6188 | September | Winter | Weekday | 0 | 0 | 0 | 0 | 0 | 0 | 0 | 0 | 0 | 0 | 0 | 0 | 0 | 0 | 0 | 0 | 0 | 0 | 0 | 0 | 0 | 0 | 0 | 0 | 0 | 0 | 0 | 0 | 0 | 0
[8 empty] | 6189 | September | Winter | Weekday | 0 | 0 | 0 | 0 | 0 | 0 | 0 | 0 | 0 | 0 | 0 | 0 | 0 | 0 | 0 | 0 | 0 | 0 | 0 | 0 | 0 | 0 | 0 | 0 | 0 | 0 | 0 | 0 | 0 | 0
[8 empty] | 6190 | September | Winter | Weekday | 0 | 0 | 0 | 0 | 0 | 0 | 0 | 0 | 0 | 0 | 0 | 0 | 0 | 0 | 0 | 0 | 0 | 0 | 0 | 0 | 0 | 0 | 0 | 0 | 0 | 0 | 0 | 0 | 0 | 0
[8 empty] | 6191 | September | Winter | Weekday | 0 | 0 | 0 | 0 | 0 | 0 | 0 | 0 | 0 | 0 | 0 | 0 | 0 | 0 | 0 | 0 | 0 | 0 | 0 | 0 | 0 | 0 | 0 | 0 | 0 | 0 | 0 | 0 | 0 | 0
[8 empty] | 6192 | September | Winter | Weekday | 0 | 0 | 0 | 0 | 0 | 0 | 0 | 0 | 0 | 0 | 0 | 0 | 0 | 0 | 0 | 0 | 0 | 0 | 0 | 0 | 0 | 0 | 0 | 0 | 0 | 0 | 0 | 0 | 0 | 0
[8 empty] | 6193 | September | Winter | Weekend | 0 | 0 | 0 | 0 | 0 | 0 | 0 | 0 | 0 | 0 | 0 | 0 | 0 | 0 | 0 | 0 | 0 | 0 | 0 | 0 | 0 | 0 | 0 | 0 | 0 | 4.8 | 4.8 | 0 | 0 | 0
[8 empty] | 6194 | September | Winter | Weekend | 0 | 0 | 0 | 0 | 0 | 0 | 0 | 0 | 0 | 0 | 0 | 0 | 0 | 0 | 0 | 0 | 0 | 0 | 0 | 0 | 0 | 0 | 0 | 0 | 0 | 4.8 | 4.8 | 0 | 0 | 0
[8 empty] | 6195 | September | Winter | Weekend | 0 | 0 | 0 | 0 | 0 | 0 | 0 | 0 | 0 | 0 | 0 | 0 | 0 | 0 | 0 | 0 | 0 | 0 | 0 | 0 | 0 | 0 | 0 | 0 | 0 | 4.8 | 4.8 | 0 | 0 | 0
[8 empty] | 6196 | September | Winter | Weekend | 0 | 0 | 0 | 0 | 0 | 0 | 0 | 0 | 0 | 0 | 0 | 0 | 0 | 0 | 0 | 0 | 0 | 0 | 0 | 0 | 0 | 0 | 0 | 0 | 0 | 4.8 | 4.8 | 0 | 0 | 0
[8 empty] | 6197 | September | Winter | Weekend | 0 | 0 | 0 | 0 | 0 | 0 | 0 | 0 | 0 | 0 | 0 | 0 | 0 | 0 | 0 | 0 | 0 | 0 | 0 | 0 | 0 | 0 | 0 | 0 | 0 | 4.8 | 4.8 | 0 | 0 | 0
[8 empty] | 6198 | September | Winter | Weekend | 0 | 0 | 0 | 0 | 0 | 0 | 0 | 0 | 0 | 0 | 0 | 0 | 0 | 0 | 0 | 0 | 0 | 0 | 0 | 0 | 0 | 0 | 0 | 0 | 0 | 4.8 | 4.8 | 0 | 0 | 0
[8 empty] | 6199 | September | Winter | Weekend | 0 | 0 | 0 | 0 | 0 | 0 | 0 | 0 | 0 | 0 | 0 | 0 | 0 | 0 | 0 | 0 | 0 | 0 | 0 | 0 | 0 | 0 | 0 | 0 | 0 | 1.2 | 1.2 | 0 | 0 | 0
[8 empty] | 6200 | September | Winter | Weekend | 0 | 0 | 0 | 0 | 0 | 0 | 0 | 0 | 0 | 0 | 0 | 0 | 0 | 0 | 0 | 0 | 0 | 0 | 0 | 0 | 0 | 0 | 0 | 0 | 0 | 0 | 0 | 0 | 0 | 0
[8 empty] | 6201 | September | Winter | Weekend | 0 | 0 | 0 | 0 | 0 | 0 | 0 | 0 | 0 | 0 | 0 | 0 | 0 | 0 | 0 | 0 | 0 | 0 | 0 | 0 | 0 | 0 | 0 | 0 | 0 | 0 | 0 | 0 | 0 | 0
[8 empty] | 6202 | September | Winter | Weekend | 0 | 0 | 0 | 0 | 0 | 0 | 0 | 0 | 0 | 0 | 0 | 0 | 0 | 0 | 0 | 0 | 0 | 0 | 0 | 0 | 0 | 0 | 0 | 0 | 0 | 0 | 0 | 0 | 0 | 0
[8 empty] | 6203 | September | Winter | Weekend | 0 | 0 | 0 | 0 | 0 | 0 | 0 | 0 | 0 | 0 | 0 | 0 | 0 | 0 | 0 | 0 | 0 | 0 | 0 | 0 | 0 | 0 | 0 | 0 | 0 | 0 | 0 | 0 | 0 | 0
[8 empty] | 6204 | September | Winter | Weekend | 0 | 0 | 0 | 0 | 0 | 0 | 0 | 0 | 0 | 0 | 0 | 0 | 0 | 0 | 0 | 0 | 0 | 0 | 0 | 0 | 0 | 0 | 0 | 0 | 0 | 0 | 0 | 0 | 0 | 0
[8 empty] | 6205 | September | Winter | Weekend | 0 | 0 | 0 | 0 | 0 | 0 | 0 | 0 | 0 | 0 | 0 | 0 | 0 | 0 | 0 | 0 | 0 | 0 | 0 | 0 | 0 | 0 | 0 | 0 | 0 | 0 | 0 | 0 | 0 | 0
[8 empty] | 6206 | September | Winter | Weekend | 0 | 0 | 0 | 0 | 0 | 0 | 0 | 0 | 0 | 0 | 0 | 0 | 0 | 0 | 0 | 0 | 0 | 0 | 0 | 0 | 0 | 0 | 0 | 0 | 0 | 0 | 0 | 0 | 0 | 0
[8 empty] | 6207 | September | Winter | Weekend | 0 | 0 | 0 | 0 | 0 | 0 | 0 | 0 | 0 | 0 | 0 | 0 | 0 | 0 | 0 | 0 | 0 | 0 | 0 | 0 | 0 | 0 | 0 | 0 | 0 | 0 | 0 | 0 | 0 | 0
[8 empty] | 6208 | September | Winter | Weekend | 0 | 0 | 0 | 0 | 0 | 0 | 0 | 0 | 0 | 0 | 0 | 0 | 0 | 0 | 0 | 0 | 0 | 0 | 0 | 0 | 0 | 0 | 0 | 0 | 0 | 0 | 0 | 0 | 0 | 0
[8 empty] | 6209 | September | Winter | Weekend | 0 | 0 | 0 | 0 | 0 | 0 | 0 | 0 | 0 | 0 | 0 | 0 | 0 | 0 | 0 | 0 | 0 | 0 | 0 | 0 | 0 | 0 | 0 | 0 | 0 | 0 | 0 | 0 | 0 | 0
[8 empty] | 6210 | September | Winter | Weekend | 0 | 0 | 0 | 0 | 0 | 0 | 0 | 0 | 0 | 0 | 0 | 0 | 0 | 0 | 0 | 0 | 0 | 0 | 0 | 0 | 0 | 0 | 0 | 0 | 0 | 0 | 0 | 0 | 0 | 0
[8 empty] | 6211 | September | Winter | Weekend | 0 | 0 | 0 | 0 | 0 | 0 | 0 | 0 | 0 | 0 | 0 | 0 | 0 | 0 | 0 | 0 | 0 | 0 | 0 | 0 | 0 | 0 | 0 | 0 | 0 | 0 | 0 | 0 | 0 | 0
[8 empty] | 6212 | September | Winter | Weekend | 0 | 0 | 0 | 0 | 0 | 0 | 0 | 0 | 0 | 0 | 0 | 0 | 0 | 0 | 0 | 0 | 0 | 0 | 0 | 0 | 0 | 0 | 0 | 0 | 0 | 0 | 0 | 0 | 0 | 0
[8 empty] | 6213 | September | Winter | Weekend | 0 | 0 | 0 | 0 | 0 | 0 | 0 | 0 | 0 | 0 | 0 | 0 | 0 | 0 | 0 | 0 | 0 | 0 | 0 | 0 | 0 | 0 | 0 | 0 | 0 | 0 | 0 | 0 | 0 | 0
[8 empty] | 6214 | September | Winter | Weekend | 0 | 0 | 0 | 0 | 0 | 0 | 0 | 0 | 0 | 0 | 0 | 0 | 0 | 0 | 0 | 0 | 0 | 0 | 0 | 0 | 0 | 0 | 0 | 0 | 0 | 0 | 0 | 0 | 0 | 0
[8 empty] | 6215 | September | Winter | Weekend | 0 | 0 | 0 | 0 | 0 | 0 | 0 | 0 | 0 | 0 | 0 | 0 | 0 | 0 | 0 | 0 | 0 | 0 | 0 | 0 | 0 | 0 | 0 | 0 | 0 | 0 | 0 | 0 | 0 | 0
[8 empty] | 6216 | September | Winter | Weekend | 0 | 0 | 0 | 0 | 0 | 0 | 0 | 0 | 0 | 0 | 0 | 0 | 0 | 0 | 0 | 0 | 0 | 0 | 0 | 0 | 0 | 0 | 0 | 0 | 0 | 0 | 0 | 0 | 0 | 0
[8 empty] | 6217 | September | Winter | Weekend | 0 | 0 | 0 | 0 | 0 | 0 | 0 | 0 | 0 | 0 | 0 | 0 | 0 | 0 | 0 | 0 | 0 | 0 | 0 | 0 | 0 | 0 | 0 | 0 | 0 | 4.8 | 4.8 | 0 | 0 | 0
[8 empty] | 6218 | September | Winter | Weekend | 0 | 0 | 0 | 0 | 0 | 0 | 0 | 0 | 0 | 0 | 0 | 0 | 0 | 0 | 0 | 0 | 0 | 0 | 0 | 0 | 0 | 0 | 0 | 0 | 0 | 4.8 | 4.8 | 0 | 0 | 0
[8 empty] | 6219 | September | Winter | Weekend | 0 | 0 | 0 | 0 | 0 | 0 | 0 | 0 | 0 | 0 | 0 | 0 | 0 | 0 | 0 | 0 | 0 | 0 | 0 | 0 | 0 | 0 | 0 | 0 | 0 | 4.8 | 4.8 | 0 | 0 | 0
[8 empty] | 6220 | September | Winter | Weekend | 0 | 0 | 0 | 0 | 0 | 0 | 0 | 0 | 0 | 0 | 0 | 0 | 0 | 0 | 0 | 0 | 0 | 0 | 0 | 0 | 0 | 0 | 0 | 0 | 0 | 4.8 | 4.8 | 0 | 0 | 0
[8 empty] | 6221 | September | Winter | Weekend | 0 | 0 | 0 | 0 | 0 | 0 | 0 | 0 | 0 | 0 | 0 | 0 | 0 | 0 | 0 | 0 | 0 | 0 | 0 | 0 | 0 | 0 | 0 | 0 | 0 | 4.8 | 4.8 | 0 | 0 | 0
[8 empty] | 6222 | September | Winter | Weekend | 0 | 0 | 0 | 0 | 0 | 0 | 0 | 0 | 0 | 0 | 0 | 0 | 0 | 0 | 0 | 0 | 0 | 0 | 0 | 0 | 0 | 0 | 0 | 0 | 0 | 4.8 | 4.8 | 0 | 0 | 0
[8 empty] | 6223 | September | Winter | Weekend | 0 | 0 | 0 | 0 | 0 | 0 | 0 | 0 | 0 | 0 | 0 | 0 | 0 | 0 | 0 | 0 | 0 | 0 | 0 | 0 | 0 | 0 | 0 | 0 | 0 | 1.2 | 1.2 | 0 | 0 | 0
[8 empty] | 6224 | September | Winter | Weekend | 0 | 0 | 0 | 0 | 0 | 0 | 0 | 0 | 0 | 0 | 0 | 0 | 0 | 0 | 0 | 0 | 0 | 0 | 0 | 0 | 0 | 0 | 0 | 0 | 0 | 0 | 0 | 0 | 0 | 0
[8 empty] | 6225 | September | Winter | Weekend | 0 | 0 | 0 | 0 | 0 | 0 | 0 | 0 | 0 | 0 | 0 | 0 | 0 | 0 | 0 | 0 | 0 | 0 | 0 | 0 | 0 | 0 | 0 | 0 | 0 | 0 | 0 | 0 | 0 | 0
[8 empty] | 6226 | September | Winter | Weekend | 0 | 0 | 0 | 0 | 0 | 0 | 0 | 0 | 0 | 0 | 0 | 0 | 0 | 0 | 0 | 0 | 0 | 0 | 0 | 0 | 0 | 0 | 0 | 0 | 0 | 0 | 0 | 0 | 0 | 0
[8 empty] | 6227 | September | Winter | Weekend | 0 | 0 | 0 | 0 | 0 | 0 | 0 | 0 | 0 | 0 | 0 | 0 | 0 | 0 | 0 | 0 | 0 | 0 | 0 | 0 | 0 | 0 | 0 | 0 | 0 | 0 | 0 | 0 | 0 | 0
[8 empty] | 6228 | September | Winter | Weekend | 0 | 0 | 0 | 0 | 0 | 0 | 0 | 0 | 0 | 0 | 0 | 0 | 0 | 0 | 0 | 0 | 0 | 0 | 0 | 0 | 0 | 0 | 0 | 0 | 0 | 0 | 0 | 0 | 0 | 0
[8 empty] | 6229 | September | Winter | Weekend | 0 | 0 | 0 | 0 | 0 | 0 | 0 | 0 | 0 | 0 | 0 | 0 | 0 | 0 | 0 | 0 | 0 | 0 | 0 | 0 | 0 | 0 | 0 | 0 | 0 | 0 | 0 | 0 | 0 | 0
[8 empty] | 6230 | September | Winter | Weekend | 0 | 0 | 0 | 0 | 0 | 0 | 0 | 0 | 0 | 0 | 0 | 0 | 0 | 0 | 0 | 0 | 0 | 0 | 0 | 0 | 0 | 0 | 0 | 0 | 0 | 0 | 0 | 0 | 0 | 0
[8 empty] | 6231 | September | Winter | Weekend | 0 | 0 | 0 | 0 | 0 | 0 | 0 | 0 | 0 | 0 | 0 | 0 | 0 | 0 | 0 | 0 | 0 | 0 | 0 | 0 | 0 | 0 | 0 | 0 | 0 | 0 | 0 | 0 | 0 | 0
[8 empty] | 6232 | September | Winter | Weekend | 0 | 0 | 0 | 0 | 0 | 0 | 0 | 0 | 0 | 0 | 0 | 0 | 0 | 0 | 0 | 0 | 0 | 0 | 0 | 0 | 0 | 0 | 0 | 0 | 0 | 0 | 0 | 0 | 0 | 0
[8 empty] | 6233 | September | Winter | Weekend | 0 | 0 | 0 | 0 | 0 | 0 | 0 | 0 | 0 | 0 | 0 | 0 | 0 | 0 | 0 | 0 | 0 | 0 | 0 | 0 | 0 | 0 | 0 | 0 | 0 | 0 | 0 | 0 | 0 | 0
[8 empty] | 6234 | September | Winter | Weekend | 0 | 0 | 0 | 0 | 0 | 0 | 0 | 0 | 0 | 0 | 0 | 0 | 0 | 0 | 0 | 0 | 0 | 0 | 0 | 0 | 0 | 0 | 0 | 0 | 0 | 0 | 0 | 0 | 0 | 0
[8 empty] | 6235 | September | Winter | Weekend | 0 | 0 | 0 | 0 | 0 | 0 | 0 | 0 | 0 | 0 | 0 | 0 | 0 | 0 | 0 | 0 | 0 | 0 | 0 | 0 | 0 | 0 | 0 | 0 | 0 | 0 | 0 | 0 | 0 | 0
[8 empty] | 6236 | September | Winter | Weekend | 0 | 0 | 0 | 0 | 0 | 0 | 0 | 0 | 0 | 0 | 0 | 0 | 0 | 0 | 0 | 0 | 0 | 0 | 0 | 0 | 0 | 0 | 0 | 0 | 0 | 0 | 0 | 0 | 0 | 0
[8 empty] | 6237 | September | Winter | Weekend | 0 | 0 | 0 | 0 | 0 | 0 | 0 | 0 | 0 | 0 | 0 | 0 | 0 | 0 | 0 | 0 | 0 | 0 | 0 | 0 | 0 | 0 | 0 | 0 | 0 | 0 | 0 | 0 | 0 | 0
[8 empty] | 6238 | September | Winter | Weekend | 0 | 0 | 0 | 0 | 0 | 0 | 0 | 0 | 0 | 0 | 0 | 0 | 0 | 0 | 0 | 0 | 0 | 0 | 0 | 0 | 0 | 0 | 0 | 0 | 0 | 0 | 0 | 0 | 0 | 0
[8 empty] | 6239 | September | Winter | Weekend | 0 | 0 | 0 | 0 | 0 | 0 | 0 | 0 | 0 | 0 | 0 | 0 | 0 | 0 | 0 | 0 | 0 | 0 | 0 | 0 | 0 | 0 | 0 | 0 | 0 | 0 | 0 | 0 | 0 | 0
[8 empty] | 6240 | September | Winter | Weekend | 0 | 0 | 0 | 0 | 0 | 0 | 0 | 0 | 0 | 0 | 0 | 0 | 0 | 0 | 0 | 0 | 0 | 0 | 0 | 0 | 0 | 0 | 0 | 0 | 0 | 0 | 0 | 0 | 0 | 0
[8 empty] | 6241 | September | Winter | Weekday | 0 | 0 | 0 | 0 | 0 | 0 | 0 | 0 | 0 | 0 | 0 | 0 | 0 | 0 | 0 | 0 | 0 | 0 | 0 | 0 | 0 | 0 | 0 | 0 | 0 | 4.8 | 4.8 | 0 | 0 | 0
[8 empty] | 6242 | September | Winter | Weekday | 0 | 0 | 0 | 0 | 0 | 0 | 0 | 0 | 0 | 0 | 0 | 0 | 0 | 0 | 0 | 0 | 0 | 0 | 0 | 0 | 0 | 0 | 0 | 0 | 0 | 4.8 | 4.8 | 0 | 0 | 0
[8 empty] | 6243 | September | Winter | Weekday | 0 | 0 | 0 | 0 | 0 | 0 | 0 | 0 | 0 | 0 | 0 | 0 | 0 | 0 | 0 | 0 | 0 | 0 | 0 | 0 | 0 | 0 | 0 | 0 | 0 | 4.8 | 4.8 | 0 | 0 | 0
[8 empty] | 6244 | September | Winter | Weekday | 0 | 0 | 0 | 0 | 0 | 0 | 0 | 0 | 0 | 0 | 0 | 0 | 0 | 0 | 0 | 0 | 0 | 0 | 0 | 0 | 0 | 0 | 0 | 0 | 0 | 4.8 | 4.8 | 0 | 0 | 0
[8 empty] | 6245 | September | Winter | Weekday | 0 | 0 | 0 | 0 | 0 | 0 | 0 | 0 | 0 | 0 | 0 | 0 | 0 | 0 | 0 | 0 | 0 | 0 | 0 | 0 | 0 | 0 | 0 | 0 | 0 | 4.8 | 4.8 | 0 | 0 | 0
[8 empty] | 6246 | September | Winter | Weekday | 0 | 0 | 0 | 0 | 0 | 0 | 0 | 0 | 0 | 0 | 0 | 0 | 0 | 0 | 0 | 0 | 0 | 0 | 0 | 0 | 0 | 0 | 0 | 0 | 0 | 4.8 | 4.8 | 0 | 0 | 0
[8 empty] | 6247 | September | Winter | Weekday | 0 | 0 | 0 | 0 | 0 | 0 | 0 | 0 | 0 | 0 | 0 | 0 | 0 | 0 | 0 | 0 | 0 | 0 | 0 | 0 | 0 | 0 | 0 | 0 | 0 | 1.2 | 1.2 | 0 | 0 | 0
[8 empty] | 6248 | September | Winter | Weekday | 0 | 0 | 0 | 0 | 0 | 0 | 0 | 0 | 0 | 0 | 0 | 0 | 0 | 0 | 0 | 0 | 0 | 0 | 0 | 0 | 0 | 0 | 0 | 0 | 0 | 0 | 0 | 0 | 0 | 0
[8 empty] | 6249 | September | Winter | Weekday | 0 | 0 | 0 | 0 | 0 | 0 | 0 | 0 | 0 | 0 | 0 | 0 | 0 | 0 | 0 | 0 | 0 | 0 | 0 | 0 | 0 | 0 | 0 | 0 | 0 | 0 | 0 | 0 | 0 | 0
[8 empty] | 6250 | September | Winter | Weekday | 0 | 0 | 0 | 0 | 0 | 0 | 0 | 0 | 0 | 0 | 0 | 0 | 0 | 0 | 0 | 0 | 0 | 0 | 0 | 0 | 0 | 0 | 0 | 0 | 0 | 0 | 0 | 0 | 0 | 0
[8 empty] | 6251 | September | Winter | Weekday | 0 | 0 | 0 | 0 | 0 | 0 | 0 | 0 | 0 | 0 | 0 | 0 | 0 | 0 | 0 | 0 | 0 | 0 | 0 | 0 | 0 | 0 | 0 | 0 | 0 | 0 | 0 | 0 | 0 | 0
[8 empty] | 6252 | September | Winter | Weekday | 0 | 0 | 0 | 0 | 0 | 0 | 0 | 0 | 0 | 0 | 0 | 0 | 0 | 0 | 0 | 0 | 0 | 0 | 0 | 0 | 0 | 0 | 0 | 0 | 0 | 0 | 0 | 0 | 0 | 0
[8 empty] | 6253 | September | Winter | Weekday | 0 | 0 | 0 | 0 | 0 | 0 | 0 | 0 | 0 | 0 | 0 | 0 | 0 | 0 | 0 | 0 | 0 | 0 | 0 | 0 | 0 | 0 | 0 | 0 | 0 | 0 | 0 | 0 | 0 | 0
[8 empty] | 6254 | September | Winter | Weekday | 0 | 0 | 0 | 0 | 0 | 0 | 0 | 0 | 0 | 0 | 0 | 0 | 0 | 0 | 0 | 0 | 0 | 0 | 0 | 0 | 0 | 0 | 0 | 0 | 0 | 0 | 0 | 0 | 0 | 0
[8 empty] | 6255 | September | Winter | Weekday | 0 | 0 | 0 | 0 | 0 | 0 | 0 | 0 | 0 | 0 | 0 | 0 | 0 | 0 | 0 | 0 | 0 | 0 | 0 | 0 | 0 | 0 | 0 | 0 | 0 | 0 | 0 | 0 | 0 | 0
[8 empty] | 6256 | September | Winter | Weekday | 0 | 0 | 0 | 0 | 0 | 0 | 0 | 0 | 0 | 0 | 0 | 0 | 0 | 0 | 0 | 0 | 0 | 0 | 0 | 0 | 0 | 0 | 0 | 0 | 0 | 0 | 0 | 0 | 0 | 0
[8 empty] | 6257 | September | Winter | Weekday | 0 | 0 | 0 | 0 | 0 | 0 | 0 | 0 | 0 | 0 | 0 | 0 | 0 | 0 | 0 | 0 | 0 | 0 | 0 | 0 | 0 | 0 | 0 | 0 | 0 | 0 | 0 | 0 | 0 | 0
[8 empty] | 6258 | September | Winter | Weekday | 0 | 0 | 0 | 0 | 0 | 0 | 0 | 0 | 0 | 0 | 0 | 0 | 0 | 0 | 0 | 0 | 0 | 0 | 0 | 0 | 0 | 0 | 0 | 0 | 0 | 0 | 0 | 0 | 0 | 0
[8 empty] | 6259 | September | Winter | Weekday | 0 | 0 | 0 | 0 | 0 | 0 | 0 | 0 | 0 | 0 | 0 | 0 | 0 | 0 | 0 | 0 | 0 | 0 | 0 | 0 | 0 | 0 | 0 | 0 | 0 | 0 | 0 | 0 | 0 | 0
[8 empty] | 6260 | September | Winter | Weekday | 0 | 0 | 0 | 0 | 0 | 0 | 0 | 0 | 0 | 0 | 0 | 0 | 0 | 0 | 0 | 0 | 0 | 0 | 0 | 0 | 0 | 0 | 0 | 0 | 0 | 0 | 0 | 0 | 0 | 0
[8 empty] | 6261 | September | Winter | Weekday | 0 | 0 | 0 | 0 | 0 | 0 | 0 | 0 | 0 | 0 | 0 | 0 | 0 | 0 | 0 | 0 | 0 | 0 | 0 | 0 | 0 | 0 | 0 | 0 | 0 | 0 | 0 | 0 | 0 | 0
[8 empty] | 6262 | September | Winter | Weekday | 0 | 0 | 0 | 0 | 0 | 0 | 0 | 0 | 0 | 0 | 0 | 0 | 0 | 0 | 0 | 0 | 0 | 0 | 0 | 0 | 0 | 0 | 0 | 0 | 0 | 0 | 0 | 0 | 0 | 0
[8 empty] | 6263 | September | Winter | Weekday | 0 | 0 | 0 | 0 | 0 | 0 | 0 | 0 | 0 | 0 | 0 | 0 | 0 | 0 | 0 | 0 | 0 | 0 | 0 | 0 | 0 | 0 | 0 | 0 | 0 | 0 | 0 | 0 | 0 | 0
[8 empty] | 6264 | September | Winter | Weekday | 0 | 0 | 0 | 0 | 0 | 0 | 0 | 0 | 0 | 0 | 0 | 0 | 0 | 0 | 0 | 0 | 0 | 0 | 0 | 0 | 0 | 0 | 0 | 0 | 0 | 0 | 0 | 0 | 0 | 0
[8 empty] | 6265 | September | Winter | Weekday | 0 | 0 | 0 | 0 | 0 | 0 | 0 | 0 | 0 | 0 | 0 | 0 | 0 | 0 | 0 | 0 | 0 | 0 | 0 | 0 | 0 | 0 | 0 | 0 | 0 | 4.8 | 4.8 | 0 | 0 | 0
[8 empty] | 6266 | September | Winter | Weekday | 0 | 0 | 0 | 0 | 0 | 0 | 0 | 0 | 0 | 0 | 0 | 0 | 0 | 0 | 0 | 0 | 0 | 0 | 0 | 0 | 0 | 0 | 0 | 0 | 0 | 4.8 | 4.8 | 0 | 0 | 0
[8 empty] | 6267 | September | Winter | Weekday | 0 | 0 | 0 | 0 | 0 | 0 | 0 | 0 | 0 | 0 | 0 | 0 | 0 | 0 | 0 | 0 | 0 | 0 | 0 | 0 | 0 | 0 | 0 | 0 | 0 | 4.8 | 4.8 | 0 | 0 | 0
[8 empty] | 6268 | September | Winter | Weekday | 0 | 0 | 0 | 0 | 0 | 0 | 0 | 0 | 0 | 0 | 0 | 0 | 0 | 0 | 0 | 0 | 0 | 0 | 0 | 0 | 0 | 0 | 0 | 0 | 0 | 4.8 | 4.8 | 0 | 0 | 0
[8 empty] | 6269 | September | Winter | Weekday | 0 | 0 | 0 | 0 | 0 | 0 | 0 | 0 | 0 | 0 | 0 | 0 | 0 | 0 | 0 | 0 | 0 | 0 | 0 | 0 | 0 | 0 | 0 | 0 | 0 | 4.8 | 4.8 | 0 | 0 | 0
[8 empty] | 6270 | September | Winter | Weekday | 0 | 0 | 0 | 0 | 0 | 0 | 0 | 0 | 0 | 0 | 0 | 0 | 0 | 0 | 0 | 0 | 0 | 0 | 0 | 0 | 0 | 0 | 0 | 0 | 0 | 4.8 | 4.8 | 0 | 0 | 0
[8 empty] | 6271 | September | Winter | Weekday | 0 | 0 | 0 | 0 | 0 | 0 | 0 | 0 | 0 | 0 | 0 | 0 | 0 | 0 | 0 | 0 | 0 | 0 | 0 | 0 | 0 | 0 | 0 | 0 | 0 | 1.2 | 1.2 | 0 | 0 | 0
[8 empty] | 6272 | September | Winter | Weekday | 0 | 0 | 0 | 0 | 0 | 0 | 0 | 0 | 0 | 0 | 0 | 0 | 0 | 0 | 0 | 0 | 0 | 0 | 0 | 0 | 0 | 0 | 0 | 0 | 0 | 0 | 0 | 0 | 0 | 0
[8 empty] | 6273 | September | Winter | Weekday | 0 | 0 | 0 | 0 | 0 | 0 | 0 | 0 | 0 | 0 | 0 | 0 | 0 | 0 | 0 | 0 | 0 | 0 | 0 | 0 | 0 | 0 | 0 | 0 | 0 | 0 | 0 | 0 | 0 | 0
[8 empty] | 6274 | September | Winter | Weekday | 0 | 0 | 0 | 0 | 0 | 0 | 0 | 0 | 0 | 0 | 0 | 0 | 0 | 0 | 0 | 0 | 0 | 0 | 0 | 0 | 0 | 0 | 0 | 0 | 0 | 0 | 0 | 0 | 0 | 0
[8 empty] | 6275 | September | Winter | Weekday | 0 | 0 | 0 | 0 | 0 | 0 | 0 | 0 | 0 | 0 | 0 | 0 | 0 | 0 | 0 | 0 | 0 | 0 | 0 | 0 | 0 | 0 | 0 | 0 | 0 | 0 | 0 | 0 | 0 | 0
[8 empty] | 6276 | September | Winter | Weekday | 0 | 0 | 0 | 0 | 0 | 0 | 0 | 0 | 0 | 0 | 0 | 0 | 0 | 0 | 0 | 0 | 0 | 0 | 0 | 0 | 0 | 0 | 0 | 0 | 0 | 0 | 0 | 0 | 0 | 0
[8 empty] | 6277 | September | Winter | Weekday | 0 | 0 | 0 | 0 | 0 | 0 | 0 | 0 | 0 | 0 | 0 | 0 | 0 | 0 | 0 | 0 | 0 | 0 | 0 | 0 | 0 | 0 | 0 | 0 | 0 | 0 | 0 | 0 | 0 | 0
[8 empty] | 6278 | September | Winter | Weekday | 0 | 0 | 0 | 0 | 0 | 0 | 0 | 0 | 0 | 0 | 0 | 0 | 0 | 0 | 0 | 0 | 0 | 0 | 0 | 0 | 0 | 0 | 0 | 0 | 0 | 0 | 0 | 0 | 0 | 0
[8 empty] | 6279 | September | Winter | Weekday | 0 | 0 | 0 | 0 | 0 | 0 | 0 | 0 | 0 | 0 | 0 | 0 | 0 | 0 | 0 | 0 | 0 | 0 | 0 | 0 | 0 | 0 | 0 | 0 | 0 | 0 | 0 | 0 | 0 | 0
[8 empty] | 6280 | September | Winter | Weekday | 0 | 0 | 0 | 0 | 0 | 0 | 0 | 0 | 0 | 0 | 0 | 0 | 0 | 0 | 0 | 0 | 0 | 0 | 0 | 0 | 0 | 0 | 0 | 0 | 0 | 0 | 0 | 0 | 0 | 0
[8 empty] | 6281 | September | Winter | Weekday | 0 | 0 | 0 | 0 | 0 | 0 | 0 | 0 | 0 | 0 | 0 | 0 | 0 | 0 | 0 | 0 | 0 | 0 | 0 | 0 | 0 | 0 | 0 | 0 | 0 | 0 | 0 | 0 | 0 | 0
[8 empty] | 6282 | September | Winter | Weekday | 0 | 0 | 0 | 0 | 0 | 0 | 0 | 0 | 0 | 0 | 0 | 0 | 0 | 0 | 0 | 0 | 0 | 0 | 0 | 0 | 0 | 0 | 0 | 0 | 0 | 0 | 0 | 0 | 0 | 0
[8 empty] | 6283 | September | Winter | Weekday | 0 | 0 | 0 | 0 | 0 | 0 | 0 | 0 | 0 | 0 | 0 | 0 | 0 | 0 | 0 | 0 | 0 | 0 | 0 | 0 | 0 | 0 | 0 | 0 | 0 | 0 | 0 | 0 | 0 | 0
[8 empty] | 6284 | September | Winter | Weekday | 0 | 0 | 0 | 0 | 0 | 0 | 0 | 0 | 0 | 0 | 0 | 0 | 0 | 0 | 0 | 0 | 0 | 0 | 0 | 0 | 0 | 0 | 0 | 0 | 0 | 0 | 0 | 0 | 0 | 0
[8 empty] | 6285 | September | Winter | Weekday | 0 | 0 | 0 | 0 | 0 | 0 | 0 | 0 | 0 | 0 | 0 | 0 | 0 | 0 | 0 | 0 | 0 | 0 | 0 | 0 | 0 | 0 | 0 | 0 | 0 | 0 | 0 | 0 | 0 | 0
[8 empty] | 6286 | September | Winter | Weekday | 0 | 0 | 0 | 0 | 0 | 0 | 0 | 0 | 0 | 0 | 0 | 0 | 0 | 0 | 0 | 0 | 0 | 0 | 0 | 0 | 0 | 0 | 0 | 0 | 0 | 0 | 0 | 0 | 0 | 0
[8 empty] | 6287 | September | Winter | Weekday | 0 | 0 | 0 | 0 | 0 | 0 | 0 | 0 | 0 | 0 | 0 | 0 | 0 | 0 | 0 | 0 | 0 | 0 | 0 | 0 | 0 | 0 | 0 | 0 | 0 | 0 | 0 | 0 | 0 | 0
[8 empty] | 6288 | September | Winter | Weekday | 0 | 0 | 0 | 0 | 0 | 0 | 0 | 0 | 0 | 0 | 0 | 0 | 0 | 0 | 0 | 0 | 0 | 0 | 0 | 0 | 0 | 0 | 0 | 0 | 0 | 0 | 0 | 0 | 0 | 0
[8 empty] | 6289 | September | Winter | Weekday | 0 | 0 | 0 | 0 | 0 | 0 | 0 | 0 | 0 | 0 | 0 | 0 | 0 | 0 | 0 | 0 | 0 | 0 | 0 | 0 | 0 | 0 | 0 | 0 | 0 | 4.8 | 4.8 | 0 | 0 | 0
[8 empty] | 6290 | September | Winter | Weekday | 0 | 0 | 0 | 0 | 0 | 0 | 0 | 0 | 0 | 0 | 0 | 0 | 0 | 0 | 0 | 0 | 0 | 0 | 0 | 0 | 0 | 0 | 0 | 0 | 0 | 4.8 | 4.8 | 0 | 0 | 0
[8 empty] | 6291 | September | Winter | Weekday | 0 | 0 | 0 | 0 | 0 | 0 | 0 | 0 | 0 | 0 | 0 | 0 | 0 | 0 | 0 | 0 | 0 | 0 | 0 | 0 | 0 | 0 | 0 | 0 | 0 | 4.8 | 4.8 | 0 | 0 | 0
[8 empty] | 6292 | September | Winter | Weekday | 0 | 0 | 0 | 0 | 0 | 0 | 0 | 0 | 0 | 0 | 0 | 0 | 0 | 0 | 0 | 0 | 0 | 0 | 0 | 0 | 0 | 0 | 0 | 0 | 0 | 4.8 | 4.8 | 0 | 0 | 0
[8 empty] | 6293 | September | Winter | Weekday | 0 | 0 | 0 | 0 | 0 | 0 | 0 | 0 | 0 | 0 | 0 | 0 | 0 | 0 | 0 | 0 | 0 | 0 | 0 | 0 | 0 | 0 | 0 | 0 | 0 | 4.8 | 4.8 | 0 | 0 | 0
[8 empty] | 6294 | September | Winter | Weekday | 0 | 0 | 0 | 0 | 0 | 0 | 0 | 0 | 0 | 0 | 0 | 0 | 0 | 0 | 0 | 0 | 0 | 0 | 0 | 0 | 0 | 0 | 0 | 0 | 0 | 4.8 | 4.8 | 0 | 0 | 0
[8 empty] | 6295 | September | Winter | Weekday | 0 | 0 | 0 | 0 | 0 | 0 | 0 | 0 | 0 | 0 | 0 | 0 | 0 | 0 | 0 | 0 | 0 | 0 | 0 | 0 | 0 | 0 | 0 | 0 | 0 | 1.2 | 1.2 | 0 | 0 | 0
[8 empty] | 6296 | September | Winter | Weekday | 0 | 0 | 0 | 0 | 0 | 0 | 0 | 0 | 0 | 0 | 0 | 0 | 0 | 0 | 0 | 0 | 0 | 0 | 0 | 0 | 0 | 0 | 0 | 0 | 0 | 0 | 0 | 0 | 0 | 0
[8 empty] | 6297 | September | Winter | Weekday | 0 | 0 | 0 | 0 | 0 | 0 | 0 | 0 | 0 | 0 | 0 | 0 | 0 | 0 | 0 | 0 | 0 | 0 | 0 | 0 | 0 | 0 | 0 | 0 | 0 | 0 | 0 | 0 | 0 | 0
[8 empty] | 6298 | September | Winter | Weekday | 0 | 0 | 0 | 0 | 0 | 0 | 0 | 0 | 0 | 0 | 0 | 0 | 0 | 0 | 0 | 0 | 0 | 0 | 0 | 0 | 0 | 0 | 0 | 0 | 0 | 0 | 0 | 0 | 0 | 0
[8 empty] | 6299 | September | Winter | Weekday | 0 | 0 | 0 | 0 | 0 | 0 | 0 | 0 | 0 | 0 | 0 | 0 | 0 | 0 | 0 | 0 | 0 | 0 | 0 | 0 | 0 | 0 | 0 | 0 | 0 | 0 | 0 | 0 | 0 | 0
[8 empty] | 6300 | September | Winter | Weekday | 0 | 0 | 0 | 0 | 0 | 0 | 0 | 0 | 0 | 0 | 0 | 0 | 0 | 0 | 0 | 0 | 0 | 0 | 0 | 0 | 0 | 0 | 0 | 0 | 0 | 0 | 0 | 0 | 0 | 0
[8 empty] | 6301 | September | Winter | Weekday | 0 | 0 | 0 | 0 | 0 | 0 | 0 | 0 | 0 | 0 | 0 | 0 | 0 | 0 | 0 | 0 | 0 | 0 | 0 | 0 | 0 | 0 | 0 | 0 | 0 | 0 | 0 | 0 | 0 | 0
[8 empty] | 6302 | September | Winter | Weekday | 0 | 0 | 0 | 0 | 0 | 0 | 0 | 0 | 0 | 0 | 0 | 0 | 0 | 0 | 0 | 0 | 0 | 0 | 0 | 0 | 0 | 0 | 0 | 0 | 0 | 0 | 0 | 0 | 0 | 0
[8 empty] | 6303 | September | Winter | Weekday | 0 | 0 | 0 | 0 | 0 | 0 | 0 | 0 | 0 | 0 | 0 | 0 | 0 | 0 | 0 | 0 | 0 | 0 | 0 | 0 | 0 | 0 | 0 | 0 | 0 | 0 | 0 | 0 | 0 | 0
[8 empty] | 6304 | September | Winter | Weekday | 0 | 0 | 0 | 0 | 0 | 0 | 0 | 0 | 0 | 0 | 0 | 0 | 0 | 0 | 0 | 0 | 0 | 0 | 0 | 0 | 0 | 0 | 0 | 0 | 0 | 0 | 0 | 0 | 0 | 0
[8 empty] | 6305 | September | Winter | Weekday | 0 | 0 | 0 | 0 | 0 | 0 | 0 | 0 | 0 | 0 | 0 | 0 | 0 | 0 | 0 | 0 | 0 | 0 | 0 | 0 | 0 | 0 | 0 | 0 | 0 | 0 | 0 | 0 | 0 | 0
[8 empty] | 6306 | September | Winter | Weekday | 0 | 0 | 0 | 0 | 0 | 0 | 0 | 0 | 0 | 0 | 0 | 0 | 0 | 0 | 0 | 0 | 0 | 0 | 0 | 0 | 0 | 0 | 0 | 0 | 0 | 0 | 0 | 0 | 0 | 0
[8 empty] | 6307 | September | Winter | Weekday | 0 | 0 | 0 | 0 | 0 | 0 | 0 | 0 | 0 | 0 | 0 | 0 | 0 | 0 | 0 | 0 | 0 | 0 | 0 | 0 | 0 | 0 | 0 | 0 | 0 | 0 | 0 | 0 | 0 | 0
[8 empty] | 6308 | September | Winter | Weekday | 0 | 0 | 0 | 0 | 0 | 0 | 0 | 0 | 0 | 0 | 0 | 0 | 0 | 0 | 0 | 0 | 0 | 0 | 0 | 0 | 0 | 0 | 0 | 0 | 0 | 0 | 0 | 0 | 0 | 0
[8 empty] | 6309 | September | Winter | Weekday | 0 | 0 | 0 | 0 | 0 | 0 | 0 | 0 | 0 | 0 | 0 | 0 | 0 | 0 | 0 | 0 | 0 | 0 | 0 | 0 | 0 | 0 | 0 | 0 | 0 | 0 | 0 | 0 | 0 | 0
[8 empty] | 6310 | September | Winter | Weekday | 0 | 0 | 0 | 0 | 0 | 0 | 0 | 0 | 0 | 0 | 0 | 0 | 0 | 0 | 0 | 0 | 0 | 0 | 0 | 0 | 0 | 0 | 0 | 0 | 0 | 0 | 0 | 0 | 0 | 0
[8 empty] | 6311 | September | Winter | Weekday | 0 | 0 | 0 | 0 | 0 | 0 | 0 | 0 | 0 | 0 | 0 | 0 | 0 | 0 | 0 | 0 | 0 | 0 | 0 | 0 | 0 | 0 | 0 | 0 | 0 | 0 | 0 | 0 | 0 | 0
[8 empty] | 6312 | September | Winter | Weekday | 0 | 0 | 0 | 0 | 0 | 0 | 0 | 0 | 0 | 0 | 0 | 0 | 0 | 0 | 0 | 0 | 0 | 0 | 0 | 0 | 0 | 0 | 0 | 0 | 0 | 0 | 0 | 0 | 0 | 0
[8 empty] | 6313 | September | Winter | Weekday | 0 | 0 | 0 | 0 | 0 | 0 | 0 | 0 | 0 | 0 | 0 | 0 | 0 | 0 | 0 | 0 | 0 | 0 | 0 | 0 | 0 | 0 | 0 | 0 | 0 | 4.8 | 4.8 | 0 | 0 | 0
[8 empty] | 6314 | September | Winter | Weekday | 0 | 0 | 0 | 0 | 0 | 0 | 0 | 0 | 0 | 0 | 0 | 0 | 0 | 0 | 0 | 0 | 0 | 0 | 0 | 0 | 0 | 0 | 0 | 0 | 0 | 4.8 | 4.8 | 0 | 0 | 0
[8 empty] | 6315 | September | Winter | Weekday | 0 | 0 | 0 | 0 | 0 | 0 | 0 | 0 | 0 | 0 | 0 | 0 | 0 | 0 | 0 | 0 | 0 | 0 | 0 | 0 | 0 | 0 | 0 | 0 | 0 | 4.8 | 4.8 | 0 | 0 | 0
[8 empty] | 6316 | September | Winter | Weekday | 0 | 0 | 0 | 0 | 0 | 0 | 0 | 0 | 0 | 0 | 0 | 0 | 0 | 0 | 0 | 0 | 0 | 0 | 0 | 0 | 0 | 0 | 0 | 0 | 0 | 4.8 | 4.8 | 0 | 0 | 0
[8 empty] | 6317 | September | Winter | Weekday | 0 | 0 | 0 | 0 | 0 | 0 | 0 | 0 | 0 | 0 | 0 | 0 | 0 | 0 | 0 | 0 | 0 | 0 | 0 | 0 | 0 | 0 | 0 | 0 | 0 | 4.8 | 4.8 | 0 | 0 | 0
[8 empty] | 6318 | September | Winter | Weekday | 0 | 0 | 0 | 0 | 0 | 0 | 0 | 0 | 0 | 0 | 0 | 0 | 0 | 0 | 0 | 0 | 0 | 0 | 0 | 0 | 0 | 0 | 0 | 0 | 0 | 4.8 | 4.8 | 0 | 0 | 0
[8 empty] | 6319 | September | Winter | Weekday | 0 | 0 | 0 | 0 | 0 | 0 | 0 | 0 | 0 | 0 | 0 | 0 | 0 | 0 | 0 | 0 | 0 | 0 | 0 | 0 | 0 | 0 | 0 | 0 | 0 | 1.2 | 1.2 | 0 | 0 | 0
[8 empty] | 6320 | September | Winter | Weekday | 0 | 0 | 0 | 0 | 0 | 0 | 0 | 0 | 0 | 0 | 0 | 0 | 0 | 0 | 0 | 0 | 0 | 0 | 0 | 0 | 0 | 0 | 0 | 0 | 0 | 0 | 0 | 0 | 0 | 0
[8 empty] | 6321 | September | Winter | Weekday | 0 | 0 | 0 | 0 | 0 | 0 | 0 | 0 | 0 | 0 | 0 | 0 | 0 | 0 | 0 | 0 | 0 | 0 | 0 | 0 | 0 | 0 | 0 | 0 | 0 | 0 | 0 | 0 | 0 | 0
[8 empty] | 6322 | September | Winter | Weekday | 0 | 0 | 0 | 0 | 0 | 0 | 0 | 0 | 0 | 0 | 0 | 0 | 0 | 0 | 0 | 0 | 0 | 0 | 0 | 0 | 0 | 0 | 0 | 0 | 0 | 0 | 0 | 0 | 0 | 0
[8 empty] | 6323 | September | Winter | Weekday | 0 | 0 | 0 | 0 | 0 | 0 | 0 | 0 | 0 | 0 | 0 | 0 | 0 | 0 | 0 | 0 | 0 | 0 | 0 | 0 | 0 | 0 | 0 | 0 | 0 | 0 | 0 | 0 | 0 | 0
[8 empty] | 6324 | September | Winter | Weekday | 0 | 0 | 0 | 0 | 0 | 0 | 0 | 0 | 0 | 0 | 0 | 0 | 0 | 0 | 0 | 0 | 0 | 0 | 0 | 0 | 0 | 0 | 0 | 0 | 0 | 0 | 0 | 0 | 0 | 0
[8 empty] | 6325 | September | Winter | Weekday | 0 | 0 | 0 | 0 | 0 | 0 | 0 | 0 | 0 | 0 | 0 | 0 | 0 | 0 | 0 | 0 | 0 | 0 | 0 | 0 | 0 | 0 | 0 | 0 | 0 | 0 | 0 | 0 | 0 | 0
[8 empty] | 6326 | September | Winter | Weekday | 0 | 0 | 0 | 0 | 0 | 0 | 0 | 0 | 0 | 0 | 0 | 0 | 0 | 0 | 0 | 0 | 0 | 0 | 0 | 0 | 0 | 0 | 0 | 0 | 0 | 0 | 0 | 0 | 0 | 0
[8 empty] | 6327 | September | Winter | Weekday | 0 | 0 | 0 | 0 | 0 | 0 | 0 | 0 | 0 | 0 | 0 | 0 | 0 | 0 | 0 | 0 | 0 | 0 | 0 | 0 | 0 | 0 | 0 | 0 | 0 | 0 | 0 | 0 | 0 | 0
[8 empty] | 6328 | September | Winter | Weekday | 0 | 0 | 0 | 0 | 0 | 0 | 0 | 0 | 0 | 0 | 0 | 0 | 0 | 0 | 0 | 0 | 0 | 0 | 0 | 0 | 0 | 0 | 0 | 0 | 0 | 0 | 0 | 0 | 0 | 0
[8 empty] | 6329 | September | Winter | Weekday | 0 | 0 | 0 | 0 | 0 | 0 | 0 | 0 | 0 | 0 | 0 | 0 | 0 | 0 | 0 | 0 | 0 | 0 | 0 | 0 | 0 | 0 | 0 | 0 | 0 | 0 | 0 | 0 | 0 | 0
[8 empty] | 6330 | September | Winter | Weekday | 0 | 0 | 0 | 0 | 0 | 0 | 0 | 0 | 0 | 0 | 0 | 0 | 0 | 0 | 0 | 0 | 0 | 0 | 0 | 0 | 0 | 0 | 0 | 0 | 0 | 0 | 0 | 0 | 0 | 0
[8 empty] | 6331 | September | Winter | Weekday | 0 | 0 | 0 | 0 | 0 | 0 | 0 | 0 | 0 | 0 | 0 | 0 | 0 | 0 | 0 | 0 | 0 | 0 | 0 | 0 | 0 | 0 | 0 | 0 | 0 | 0 | 0 | 0 | 0 | 0
[8 empty] | 6332 | September | Winter | Weekday | 0 | 0 | 0 | 0 | 0 | 0 | 0 | 0 | 0 | 0 | 0 | 0 | 0 | 0 | 0 | 0 | 0 | 0 | 0 | 0 | 0 | 0 | 0 | 0 | 0 | 0 | 0 | 0 | 0 | 0
[8 empty] | 6333 | September | Winter | Weekday | 0 | 0 | 0 | 0 | 0 | 0 | 0 | 0 | 0 | 0 | 0 | 0 | 0 | 0 | 0 | 0 | 0 | 0 | 0 | 0 | 0 | 0 | 0 | 0 | 0 | 0 | 0 | 0 | 0 | 0
[8 empty] | 6334 | September | Winter | Weekday | 0 | 0 | 0 | 0 | 0 | 0 | 0 | 0 | 0 | 0 | 0 | 0 | 0 | 0 | 0 | 0 | 0 | 0 | 0 | 0 | 0 | 0 | 0 | 0 | 0 | 0 | 0 | 0 | 0 | 0
[8 empty] | 6335 | September | Winter | Weekday | 0 | 0 | 0 | 0 | 0 | 0 | 0 | 0 | 0 | 0 | 0 | 0 | 0 | 0 | 0 | 0 | 0 | 0 | 0 | 0 | 0 | 0 | 0 | 0 | 0 | 0 | 0 | 0 | 0 | 0
[8 empty] | 6336 | September | Winter | Weekday | 0 | 0 | 0 | 0 | 0 | 0 | 0 | 0 | 0 | 0 | 0 | 0 | 0 | 0 | 0 | 0 | 0 | 0 | 0 | 0 | 0 | 0 | 0 | 0 | 0 | 0 | 0 | 0 | 0 | 0
[8 empty] | 6337 | September | Winter | Weekday | 0 | 0 | 0 | 0 | 0 | 0 | 0 | 0 | 0 | 0 | 0 | 0 | 0 | 0 | 0 | 0 | 0 | 0 | 0 | 0 | 0 | 0 | 0 | 0 | 0 | 4.8 | 4.8 | 0 | 0 | 0
[8 empty] | 6338 | September | Winter | Weekday | 0 | 0 | 0 | 0 | 0 | 0 | 0 | 0 | 0 | 0 | 0 | 0 | 0 | 0 | 0 | 0 | 0 | 0 | 0 | 0 | 0 | 0 | 0 | 0 | 0 | 4.8 | 4.8 | 0 | 0 | 0
[8 empty] | 6339 | September | Winter | Weekday | 0 | 0 | 0 | 0 | 0 | 0 | 0 | 0 | 0 | 0 | 0 | 0 | 0 | 0 | 0 | 0 | 0 | 0 | 0 | 0 | 0 | 0 | 0 | 0 | 0 | 4.8 | 4.8 | 0 | 0 | 0
[8 empty] | 6340 | September | Winter | Weekday | 0 | 0 | 0 | 0 | 0 | 0 | 0 | 0 | 0 | 0 | 0 | 0 | 0 | 0 | 0 | 0 | 0 | 0 | 0 | 0 | 0 | 0 | 0 | 0 | 0 | 4.8 | 4.8 | 0 | 0 | 0
[8 empty] | 6341 | September | Winter | Weekday | 0 | 0 | 0 | 0 | 0 | 0 | 0 | 0 | 0 | 0 | 0 | 0 | 0 | 0 | 0 | 0 | 0 | 0 | 0 | 0 | 0 | 0 | 0 | 0 | 0 | 4.8 | 4.8 | 0 | 0 | 0
[8 empty] | 6342 | September | Winter | Weekday | 0 | 0 | 0 | 0 | 0 | 0 | 0 | 0 | 0 | 0 | 0 | 0 | 0 | 0 | 0 | 0 | 0 | 0 | 0 | 0 | 0 | 0 | 0 | 0 | 0 | 4.8 | 4.8 | 0 | 0 | 0
[8 empty] | 6343 | September | Winter | Weekday | 0 | 0 | 0 | 0 | 0 | 0 | 0 | 0 | 0 | 0 | 0 | 0 | 0 | 0 | 0 | 0 | 0 | 0 | 0 | 0 | 0 | 0 | 0 | 0 | 0 | 1.2 | 1.2 | 0 | 0 | 0
[8 empty] | 6344 | September | Winter | Weekday | 0 | 0 | 0 | 0 | 0 | 0 | 0 | 0 | 0 | 0 | 0 | 0 | 0 | 0 | 0 | 0 | 0 | 0 | 0 | 0 | 0 | 0 | 0 | 0 | 0 | 0 | 0 | 0 | 0 | 0
[8 empty] | 6345 | September | Winter | Weekday | 0 | 0 | 0 | 0 | 0 | 0 | 0 | 0 | 0 | 0 | 0 | 0 | 0 | 0 | 0 | 0 | 0 | 0 | 0 | 0 | 0 | 0 | 0 | 0 | 0 | 0 | 0 | 0 | 0 | 0
[8 empty] | 6346 | September | Winter | Weekday | 0 | 0 | 0 | 0 | 0 | 0 | 0 | 0 | 0 | 0 | 0 | 0 | 0 | 0 | 0 | 0 | 0 | 0 | 0 | 0 | 0 | 0 | 0 | 0 | 0 | 0 | 0 | 0 | 0 | 0
[8 empty] | 6347 | September | Winter | Weekday | 0 | 0 | 0 | 0 | 0 | 0 | 0 | 0 | 0 | 0 | 0 | 0 | 0 | 0 | 0 | 0 | 0 | 0 | 0 | 0 | 0 | 0 | 0 | 0 | 0 | 0 | 0 | 0 | 0 | 0
[8 empty] | 6348 | September | Winter | Weekday | 0 | 0 | 0 | 0 | 0 | 0 | 0 | 0 | 0 | 0 | 0 | 0 | 0 | 0 | 0 | 0 | 0 | 0 | 0 | 0 | 0 | 0 | 0 | 0 | 0 | 0 | 0 | 0 | 0 | 0
[8 empty] | 6349 | September | Winter | Weekday | 0 | 0 | 0 | 0 | 0 | 0 | 0 | 0 | 0 | 0 | 0 | 0 | 0 | 0 | 0 | 0 | 0 | 0 | 0 | 0 | 0 | 0 | 0 | 0 | 0 | 0 | 0 | 0 | 0 | 0
[8 empty] | 6350 | September | Winter | Weekday | 0 | 0 | 0 | 0 | 0 | 0 | 0 | 0 | 0 | 0 | 0 | 0 | 0 | 0 | 0 | 0 | 0 | 0 | 0 | 0 | 0 | 0 | 0 | 0 | 0 | 0 | 0 | 0 | 0 | 0
[8 empty] | 6351 | September | Winter | Weekday | 0 | 0 | 0 | 0 | 0 | 0 | 0 | 0 | 0 | 0 | 0 | 0 | 0 | 0 | 0 | 0 | 0 | 0 | 0 | 0 | 0 | 0 | 0 | 0 | 0 | 0 | 0 | 0 | 0 | 0
[8 empty] | 6352 | September | Winter | Weekday | 0 | 0 | 0 | 0 | 0 | 0 | 0 | 0 | 0 | 0 | 0 | 0 | 0 | 0 | 0 | 0 | 0 | 0 | 0 | 0 | 0 | 0 | 0 | 0 | 0 | 0 | 0 | 0 | 0 | 0
[8 empty] | 6353 | September | Winter | Weekday | 0 | 0 | 0 | 0 | 0 | 0 | 0 | 0 | 0 | 0 | 0 | 0 | 0 | 0 | 0 | 0 | 0 | 0 | 0 | 0 | 0 | 0 | 0 | 0 | 0 | 0 | 0 | 0 | 0 | 0
[8 empty] | 6354 | September | Winter | Weekday | 0 | 0 | 0 | 0 | 0 | 0 | 0 | 0 | 0 | 0 | 0 | 0 | 0 | 0 | 0 | 0 | 0 | 0 | 0 | 0 | 0 | 0 | 0 | 0 | 0 | 0 | 0 | 0 | 0 | 0
[8 empty] | 6355 | September | Winter | Weekday | 0 | 0 | 0 | 0 | 0 | 0 | 0 | 0 | 0 | 0 | 0 | 0 | 0 | 0 | 0 | 0 | 0 | 0 | 0 | 0 | 0 | 0 | 0 | 0 | 0 | 0 | 0 | 0 | 0 | 0
[8 empty] | 6356 | September | Winter | Weekday | 0 | 0 | 0 | 0 | 0 | 0 | 0 | 0 | 0 | 0 | 0 | 0 | 0 | 0 | 0 | 0 | 0 | 0 | 0 | 0 | 0 | 0 | 0 | 0 | 0 | 0 | 0 | 0 | 0 | 0
[8 empty] | 6357 | September | Winter | Weekday | 0 | 0 | 0 | 0 | 0 | 0 | 0 | 0 | 0 | 0 | 0 | 0 | 0 | 0 | 0 | 0 | 0 | 0 | 0 | 0 | 0 | 0 | 0 | 0 | 0 | 0 | 0 | 0 | 0 | 0
[8 empty] | 6358 | September | Winter | Weekday | 0 | 0 | 0 | 0 | 0 | 0 | 0 | 0 | 0 | 0 | 0 | 0 | 0 | 0 | 0 | 0 | 0 | 0 | 0 | 0 | 0 | 0 | 0 | 0 | 0 | 0 | 0 | 0 | 0 | 0
[8 empty] | 6359 | September | Winter | Weekday | 0 | 0 | 0 | 0 | 0 | 0 | 0 | 0 | 0 | 0 | 0 | 0 | 0 | 0 | 0 | 0 | 0 | 0 | 0 | 0 | 0 | 0 | 0 | 0 | 0 | 0 | 0 | 0 | 0 | 0
[8 empty] | 6360 | September | Winter | Weekday | 0 | 0 | 0 | 0 | 0 | 0 | 0 | 0 | 0 | 0 | 0 | 0 | 0 | 0 | 0 | 0 | 0 | 0 | 0 | 0 | 0 | 0 | 0 | 0 | 0 | 0 | 0 | 0 | 0 | 0
[8 empty] | 6361 | September | Winter | Weekend | 0 | 0 | 0 | 0 | 0 | 0 | 0 | 0 | 0 | 0 | 0 | 0 | 0 | 0 | 0 | 0 | 0 | 0 | 0 | 0 | 0 | 0 | 0 | 0 | 0 | 4.8 | 4.8 | 0 | 0 | 0
[8 empty] | 6362 | September | Winter | Weekend | 0 | 0 | 0 | 0 | 0 | 0 | 0 | 0 | 0 | 0 | 0 | 0 | 0 | 0 | 0 | 0 | 0 | 0 | 0 | 0 | 0 | 0 | 0 | 0 | 0 | 4.8 | 4.8 | 0 | 0 | 0
[8 empty] | 6363 | September | Winter | Weekend | 0 | 0 | 0 | 0 | 0 | 0 | 0 | 0 | 0 | 0 | 0 | 0 | 0 | 0 | 0 | 0 | 0 | 0 | 0 | 0 | 0 | 0 | 0 | 0 | 0 | 4.8 | 4.8 | 0 | 0 | 0
[8 empty] | 6364 | September | Winter | Weekend | 0 | 0 | 0 | 0 | 0 | 0 | 0 | 0 | 0 | 0 | 0 | 0 | 0 | 0 | 0 | 0 | 0 | 0 | 0 | 0 | 0 | 0 | 0 | 0 | 0 | 4.8 | 4.8 | 0 | 0 | 0
[8 empty] | 6365 | September | Winter | Weekend | 0 | 0 | 0 | 0 | 0 | 0 | 0 | 0 | 0 | 0 | 0 | 0 | 0 | 0 | 0 | 0 | 0 | 0 | 0 | 0 | 0 | 0 | 0 | 0 | 0 | 4.8 | 4.8 | 0 | 0 | 0
[8 empty] | 6366 | September | Winter | Weekend | 0 | 0 | 0 | 0 | 0 | 0 | 0 | 0 | 0 | 0 | 0 | 0 | 0 | 0 | 0 | 0 | 0 | 0 | 0 | 0 | 0 | 0 | 0 | 0 | 0 | 4.8 | 4.8 | 0 | 0 | 0
[8 empty] | 6367 | September | Winter | Weekend | 0 | 0 | 0 | 0 | 0 | 0 | 0 | 0 | 0 | 0 | 0 | 0 | 0 | 0 | 0 | 0 | 0 | 0 | 0 | 0 | 0 | 0 | 0 | 0 | 0 | 1.2 | 1.2 | 0 | 0 | 0
[8 empty] | 6368 | September | Winter | Weekend | 0 | 0 | 0 | 0 | 0 | 0 | 0 | 0 | 0 | 0 | 0 | 0 | 0 | 0 | 0 | 0 | 0 | 0 | 0 | 0 | 0 | 0 | 0 | 0 | 0 | 0 | 0 | 0 | 0 | 0
[8 empty] | 6369 | September | Winter | Weekend | 0 | 0 | 0 | 0 | 0 | 0 | 0 | 0 | 0 | 0 | 0 | 0 | 0 | 0 | 0 | 0 | 0 | 0 | 0 | 0 | 0 | 0 | 0 | 0 | 0 | 0 | 0 | 0 | 0 | 0
[8 empty] | 6370 | September | Winter | Weekend | 0 | 0 | 0 | 0 | 0 | 0 | 0 | 0 | 0 | 0 | 0 | 0 | 0 | 0 | 0 | 0 | 0 | 0 | 0 | 0 | 0 | 0 | 0 | 0 | 0 | 0 | 0 | 0 | 0 | 0
[8 empty] | 6371 | September | Winter | Weekend | 0 | 0 | 0 | 0 | 0 | 0 | 0 | 0 | 0 | 0 | 0 | 0 | 0 | 0 | 0 | 0 | 0 | 0 | 0 | 0 | 0 | 0 | 0 | 0 | 0 | 0 | 0 | 0 | 0 | 0
[8 empty] | 6372 | September | Winter | Weekend | 0 | 0 | 0 | 0 | 0 | 0 | 0 | 0 | 0 | 0 | 0 | 0 | 0 | 0 | 0 | 0 | 0 | 0 | 0 | 0 | 0 | 0 | 0 | 0 | 0 | 0 | 0 | 0 | 0 | 0
[8 empty] | 6373 | September | Winter | Weekend | 0 | 0 | 0 | 0 | 0 | 0 | 0 | 0 | 0 | 0 | 0 | 0 | 0 | 0 | 0 | 0 | 0 | 0 | 0 | 0 | 0 | 0 | 0 | 0 | 0 | 0 | 0 | 0 | 0 | 0
[8 empty] | 6374 | September | Winter | Weekend | 0 | 0 | 0 | 0 | 0 | 0 | 0 | 0 | 0 | 0 | 0 | 0 | 0 | 0 | 0 | 0 | 0 | 0 | 0 | 0 | 0 | 0 | 0 | 0 | 0 | 0 | 0 | 0 | 0 | 0
[8 empty] | 6375 | September | Winter | Weekend | 0 | 0 | 0 | 0 | 0 | 0 | 0 | 0 | 0 | 0 | 0 | 0 | 0 | 0 | 0 | 0 | 0 | 0 | 0 | 0 | 0 | 0 | 0 | 0 | 0 | 0 | 0 | 0 | 0 | 0
[8 empty] | 6376 | September | Winter | Weekend | 0 | 0 | 0 | 0 | 0 | 0 | 0 | 0 | 0 | 0 | 0 | 0 | 0 | 0 | 0 | 0 | 0 | 0 | 0 | 0 | 0 | 0 | 0 | 0 | 0 | 0 | 0 | 0 | 0 | 0
[8 empty] | 6377 | September | Winter | Weekend | 0 | 0 | 0 | 0 | 0 | 0 | 0 | 0 | 0 | 0 | 0 | 0 | 0 | 0 | 0 | 0 | 0 | 0 | 0 | 0 | 0 | 0 | 0 | 0 | 0 | 0 | 0 | 0 | 0 | 0
[8 empty] | 6378 | September | Winter | Weekend | 0 | 0 | 0 | 0 | 0 | 0 | 0 | 0 | 0 | 0 | 0 | 0 | 0 | 0 | 0 | 0 | 0 | 0 | 0 | 0 | 0 | 0 | 0 | 0 | 0 | 0 | 0 | 0 | 0 | 0
[8 empty] | 6379 | September | Winter | Weekend | 0 | 0 | 0 | 0 | 0 | 0 | 0 | 0 | 0 | 0 | 0 | 0 | 0 | 0 | 0 | 0 | 0 | 0 | 0 | 0 | 0 | 0 | 0 | 0 | 0 | 0 | 0 | 0 | 0 | 0
[8 empty] | 6380 | September | Winter | Weekend | 0 | 0 | 0 | 0 | 0 | 0 | 0 | 0 | 0 | 0 | 0 | 0 | 0 | 0 | 0 | 0 | 0 | 0 | 0 | 0 | 0 | 0 | 0 | 0 | 0 | 0 | 0 | 0 | 0 | 0
[8 empty] | 6381 | September | Winter | Weekend | 0 | 0 | 0 | 0 | 0 | 0 | 0 | 0 | 0 | 0 | 0 | 0 | 0 | 0 | 0 | 0 | 0 | 0 | 0 | 0 | 0 | 0 | 0 | 0 | 0 | 0 | 0 | 0 | 0 | 0
[8 empty] | 6382 | September | Winter | Weekend | 0 | 0 | 0 | 0 | 0 | 0 | 0 | 0 | 0 | 0 | 0 | 0 | 0 | 0 | 0 | 0 | 0 | 0 | 0 | 0 | 0 | 0 | 0 | 0 | 0 | 0 | 0 | 0 | 0 | 0
[8 empty] | 6383 | September | Winter | Weekend | 0 | 0 | 0 | 0 | 0 | 0 | 0 | 0 | 0 | 0 | 0 | 0 | 0 | 0 | 0 | 0 | 0 | 0 | 0 | 0 | 0 | 0 | 0 | 0 | 0 | 0 | 0 | 0 | 0 | 0
[8 empty] | 6384 | September | Winter | Weekend | 0 | 0 | 0 | 0 | 0 | 0 | 0 | 0 | 0 | 0 | 0 | 0 | 0 | 0 | 0 | 0 | 0 | 0 | 0 | 0 | 0 | 0 | 0 | 0 | 0 | 0 | 0 | 0 | 0 | 0
[8 empty] | 6385 | September | Winter | Weekend | 0 | 0 | 0 | 0 | 0 | 0 | 0 | 0 | 0 | 0 | 0 | 0 | 0 | 0 | 0 | 0 | 0 | 0 | 0 | 0 | 0 | 0 | 0 | 0 | 0 | 4.8 | 4.8 | 0 | 0 | 0
[8 empty] | 6386 | September | Winter | Weekend | 0 | 0 | 0 | 0 | 0 | 0 | 0 | 0 | 0 | 0 | 0 | 0 | 0 | 0 | 0 | 0 | 0 | 0 | 0 | 0 | 0 | 0 | 0 | 0 | 0 | 4.8 | 4.8 | 0 | 0 | 0
[8 empty] | 6387 | September | Winter | Weekend | 0 | 0 | 0 | 0 | 0 | 0 | 0 | 0 | 0 | 0 | 0 | 0 | 0 | 0 | 0 | 0 | 0 | 0 | 0 | 0 | 0 | 0 | 0 | 0 | 0 | 4.8 | 4.8 | 0 | 0 | 0
[8 empty] | 6388 | September | Winter | Weekend | 0 | 0 | 0 | 0 | 0 | 0 | 0 | 0 | 0 | 0 | 0 | 0 | 0 | 0 | 0 | 0 | 0 | 0 | 0 | 0 | 0 | 0 | 0 | 0 | 0 | 4.8 | 4.8 | 0 | 0 | 0
[8 empty] | 6389 | September | Winter | Weekend | 0 | 0 | 0 | 0 | 0 | 0 | 0 | 0 | 0 | 0 | 0 | 0 | 0 | 0 | 0 | 0 | 0 | 0 | 0 | 0 | 0 | 0 | 0 | 0 | 0 | 4.8 | 4.8 | 0 | 0 | 0
[8 empty] | 6390 | September | Winter | Weekend | 0 | 0 | 0 | 0 | 0 | 0 | 0 | 0 | 0 | 0 | 0 | 0 | 0 | 0 | 0 | 0 | 0 | 0 | 0 | 0 | 0 | 0 | 0 | 0 | 0 | 4.8 | 4.8 | 0 | 0 | 0
[8 empty] | 6391 | September | Winter | Weekend | 0 | 0 | 0 | 0 | 0 | 0 | 0 | 0 | 0 | 0 | 0 | 0 | 0 | 0 | 0 | 0 | 0 | 0 | 0 | 0 | 0 | 0 | 0 | 0 | 0 | 1.2 | 1.2 | 0 | 0 | 0
[8 empty] | 6392 | September | Winter | Weekend | 0 | 0 | 0 | 0 | 0 | 0 | 0 | 0 | 0 | 0 | 0 | 0 | 0 | 0 | 0 | 0 | 0 | 0 | 0 | 0 | 0 | 0 | 0 | 0 | 0 | 0 | 0 | 0 | 0 | 0
[8 empty] | 6393 | September | Winter | Weekend | 0 | 0 | 0 | 0 | 0 | 0 | 0 | 0 | 0 | 0 | 0 | 0 | 0 | 0 | 0 | 0 | 0 | 0 | 0 | 0 | 0 | 0 | 0 | 0 | 0 | 0 | 0 | 0 | 0 | 0
[8 empty] | 6394 | September | Winter | Weekend | 0 | 0 | 0 | 0 | 0 | 0 | 0 | 0 | 0 | 0 | 0 | 0 | 0 | 0 | 0 | 0 | 0 | 0 | 0 | 0 | 0 | 0 | 0 | 0 | 0 | 0 | 0 | 0 | 0 | 0
[8 empty] | 6395 | September | Winter | Weekend | 0 | 0 | 0 | 0 | 0 | 0 | 0 | 0 | 0 | 0 | 0 | 0 | 0 | 0 | 0 | 0 | 0 | 0 | 0 | 0 | 0 | 0 | 0 | 0 | 0 | 0 | 0 | 0 | 0 | 0
[8 empty] | 6396 | September | Winter | Weekend | 0 | 0 | 0 | 0 | 0 | 0 | 0 | 0 | 0 | 0 | 0 | 0 | 0 | 0 | 0 | 0 | 0 | 0 | 0 | 0 | 0 | 0 | 0 | 0 | 0 | 0 | 0 | 0 | 0 | 0
[8 empty] | 6397 | September | Winter | Weekend | 0 | 0 | 0 | 0 | 0 | 0 | 0 | 0 | 0 | 0 | 0 | 0 | 0 | 0 | 0 | 0 | 0 | 0 | 0 | 0 | 0 | 0 | 0 | 0 | 0 | 0 | 0 | 0 | 0 | 0
[8 empty] | 6398 | September | Winter | Weekend | 0 | 0 | 0 | 0 | 0 | 0 | 0 | 0 | 0 | 0 | 0 | 0 | 0 | 0 | 0 | 0 | 0 | 0 | 0 | 0 | 0 | 0 | 0 | 0 | 0 | 0 | 0 | 0 | 0 | 0
[8 empty] | 6399 | September | Winter | Weekend | 0 | 0 | 0 | 0 | 0 | 0 | 0 | 0 | 0 | 0 | 0 | 0 | 0 | 0 | 0 | 0 | 0 | 0 | 0 | 0 | 0 | 0 | 0 | 0 | 0 | 0 | 0 | 0 | 0 | 0
[8 empty] | 6400 | September | Winter | Weekend | 0 | 0 | 0 | 0 | 0 | 0 | 0 | 0 | 0 | 0 | 0 | 0 | 0 | 0 | 0 | 0 | 0 | 0 | 0 | 0 | 0 | 0 | 0 | 0 | 0 | 0 | 0 | 0 | 0 | 0
[8 empty] | 6401 | September | Winter | Weekend | 0 | 0 | 0 | 0 | 0 | 0 | 0 | 0 | 0 | 0 | 0 | 0 | 0 | 0 | 0 | 0 | 0 | 0 | 0 | 0 | 0 | 0 | 0 | 0 | 0 | 0 | 0 | 0 | 0 | 0
[8 empty] | 6402 | September | Winter | Weekend | 0 | 0 | 0 | 0 | 0 | 0 | 0 | 0 | 0 | 0 | 0 | 0 | 0 | 0 | 0 | 0 | 0 | 0 | 0 | 0 | 0 | 0 | 0 | 0 | 0 | 0 | 0 | 0 | 0 | 0
[8 empty] | 6403 | September | Winter | Weekend | 0 | 0 | 0 | 0 | 0 | 0 | 0 | 0 | 0 | 0 | 0 | 0 | 0 | 0 | 0 | 0 | 0 | 0 | 0 | 0 | 0 | 0 | 0 | 0 | 0 | 0 | 0 | 0 | 0 | 0
[8 empty] | 6404 | September | Winter | Weekend | 0 | 0 | 0 | 0 | 0 | 0 | 0 | 0 | 0 | 0 | 0 | 0 | 0 | 0 | 0 | 0 | 0 | 0 | 0 | 0 | 0 | 0 | 0 | 0 | 0 | 0 | 0 | 0 | 0 | 0
[8 empty] | 6405 | September | Winter | Weekend | 0 | 0 | 0 | 0 | 0 | 0 | 0 | 0 | 0 | 0 | 0 | 0 | 0 | 0 | 0 | 0 | 0 | 0 | 0 | 0 | 0 | 0 | 0 | 0 | 0 | 0 | 0 | 0 | 0 | 0
[8 empty] | 6406 | September | Winter | Weekend | 0 | 0 | 0 | 0 | 0 | 0 | 0 | 0 | 0 | 0 | 0 | 0 | 0 | 0 | 0 | 0 | 0 | 0 | 0 | 0 | 0 | 0 | 0 | 0 | 0 | 0 | 0 | 0 | 0 | 0
[8 empty] | 6407 | September | Winter | Weekend | 0 | 0 | 0 | 0 | 0 | 0 | 0 | 0 | 0 | 0 | 0 | 0 | 0 | 0 | 0 | 0 | 0 | 0 | 0 | 0 | 0 | 0 | 0 | 0 | 0 | 0 | 0 | 0 | 0 | 0
[8 empty] | 6408 | September | Winter | Weekend | 0 | 0 | 0 | 0 | 0 | 0 | 0 | 0 | 0 | 0 | 0 | 0 | 0 | 0 | 0 | 0 | 0 | 0 | 0 | 0 | 0 | 0 | 0 | 0 | 0 | 0 | 0 | 0 | 0 | 0
[8 empty] | 6409 | September | Winter | Weekday | 0 | 0 | 0 | 0 | 0 | 0 | 0 | 0 | 0 | 0 | 0 | 0 | 0 | 0 | 0 | 0 | 0 | 0 | 0 | 0 | 0 | 0 | 0 | 0 | 0 | 4.8 | 4.8 | 0 | 0 | 0
[8 empty] | 6410 | September | Winter | Weekday | 0 | 0 | 0 | 0 | 0 | 0 | 0 | 0 | 0 | 0 | 0 | 0 | 0 | 0 | 0 | 0 | 0 | 0 | 0 | 0 | 0 | 0 | 0 | 0 | 0 | 4.8 | 4.8 | 0 | 0 | 0
[8 empty] | 6411 | September | Winter | Weekday | 0 | 0 | 0 | 0 | 0 | 0 | 0 | 0 | 0 | 0 | 0 | 0 | 0 | 0 | 0 | 0 | 0 | 0 | 0 | 0 | 0 | 0 | 0 | 0 | 0 | 4.8 | 4.8 | 0 | 0 | 0
[8 empty] | 6412 | September | Winter | Weekday | 0 | 0 | 0 | 0 | 0 | 0 | 0 | 0 | 0 | 0 | 0 | 0 | 0 | 0 | 0 | 0 | 0 | 0 | 0 | 0 | 0 | 0 | 0 | 0 | 0 | 4.8 | 4.8 | 0 | 0 | 0
[8 empty] | 6413 | September | Winter | Weekday | 0 | 0 | 0 | 0 | 0 | 0 | 0 | 0 | 0 | 0 | 0 | 0 | 0 | 0 | 0 | 0 | 0 | 0 | 0 | 0 | 0 | 0 | 0 | 0 | 0 | 4.8 | 4.8 | 0 | 0 | 0
[8 empty] | 6414 | September | Winter | Weekday | 0 | 0 | 0 | 0 | 0 | 0 | 0 | 0 | 0 | 0 | 0 | 0 | 0 | 0 | 0 | 0 | 0 | 0 | 0 | 0 | 0 | 0 | 0 | 0 | 0 | 4.8 | 4.8 | 0 | 0 | 0
[8 empty] | 6415 | September | Winter | Weekday | 0 | 0 | 0 | 0 | 0 | 0 | 0 | 0 | 0 | 0 | 0 | 0 | 0 | 0 | 0 | 0 | 0 | 0 | 0 | 0 | 0 | 0 | 0 | 0 | 0 | 1.2 | 1.2 | 0 | 0 | 0
[8 empty] | 6416 | September | Winter | Weekday | 0 | 0 | 0 | 0 | 0 | 0 | 0 | 0 | 0 | 0 | 0 | 0 | 0 | 0 | 0 | 0 | 0 | 0 | 0 | 0 | 0 | 0 | 0 | 0 | 0 | 0 | 0 | 0 | 0 | 0
[8 empty] | 6417 | September | Winter | Weekday | 0 | 0 | 0 | 0 | 0 | 0 | 0 | 0 | 0 | 0 | 0 | 0 | 0 | 0 | 0 | 0 | 0 | 0 | 0 | 0 | 0 | 0 | 0 | 0 | 0 | 0 | 0 | 0 | 0 | 0
[8 empty] | 6418 | September | Winter | Weekday | 0 | 0 | 0 | 0 | 0 | 0 | 0 | 0 | 0 | 0 | 0 | 0 | 0 | 0 | 0 | 0 | 0 | 0 | 0 | 0 | 0 | 0 | 0 | 0 | 0 | 0 | 0 | 0 | 0 | 0
[8 empty] | 6419 | September | Winter | Weekday | 0 | 0 | 0 | 0 | 0 | 0 | 0 | 0 | 0 | 0 | 0 | 0 | 0 | 0 | 0 | 0 | 0 | 0 | 0 | 0 | 0 | 0 | 0 | 0 | 0 | 0 | 0 | 0 | 0 | 0
[8 empty] | 6420 | September | Winter | Weekday | 0 | 0 | 0 | 0 | 0 | 0 | 0 | 0 | 0 | 0 | 0 | 0 | 0 | 0 | 0 | 0 | 0 | 0 | 0 | 0 | 0 | 0 | 0 | 0 | 0 | 0 | 0 | 0 | 0 | 0
[8 empty] | 6421 | September | Winter | Weekday | 0 | 0 | 0 | 0 | 0 | 0 | 0 | 0 | 0 | 0 | 0 | 0 | 0 | 0 | 0 | 0 | 0 | 0 | 0 | 0 | 0 | 0 | 0 | 0 | 0 | 0 | 0 | 0 | 0 | 0
[8 empty] | 6422 | September | Winter | Weekday | 0 | 0 | 0 | 0 | 0 | 0 | 0 | 0 | 0 | 0 | 0 | 0 | 0 | 0 | 0 | 0 | 0 | 0 | 0 | 0 | 0 | 0 | 0 | 0 | 0 | 0 | 0 | 0 | 0 | 0
[8 empty] | 6423 | September | Winter | Weekday | 0 | 0 | 0 | 0 | 0 | 0 | 0 | 0 | 0 | 0 | 0 | 0 | 0 | 0 | 0 | 0 | 0 | 0 | 0 | 0 | 0 | 0 | 0 | 0 | 0 | 0 | 0 | 0 | 0 | 0
[8 empty] | 6424 | September | Winter | Weekday | 0 | 0 | 0 | 0 | 0 | 0 | 0 | 0 | 0 | 0 | 0 | 0 | 0 | 0 | 0 | 0 | 0 | 0 | 0 | 0 | 0 | 0 | 0 | 0 | 0 | 0 | 0 | 0 | 0 | 0
[8 empty] | 6425 | September | Winter | Weekday | 0 | 0 | 0 | 0 | 0 | 0 | 0 | 0 | 0 | 0 | 0 | 0 | 0 | 0 | 0 | 0 | 0 | 0 | 0 | 0 | 0 | 0 | 0 | 0 | 0 | 0 | 0 | 0 | 0 | 0
[8 empty] | 6426 | September | Winter | Weekday | 0 | 0 | 0 | 0 | 0 | 0 | 0 | 0 | 0 | 0 | 0 | 0 | 0 | 0 | 0 | 0 | 0 | 0 | 0 | 0 | 0 | 0 | 0 | 0 | 0 | 0 | 0 | 0 | 0 | 0
[8 empty] | 6427 | September | Winter | Weekday | 0 | 0 | 0 | 0 | 0 | 0 | 0 | 0 | 0 | 0 | 0 | 0 | 0 | 0 | 0 | 0 | 0 | 0 | 0 | 0 | 0 | 0 | 0 | 0 | 0 | 0 | 0 | 0 | 0 | 0
[8 empty] | 6428 | September | Winter | Weekday | 0 | 0 | 0 | 0 | 0 | 0 | 0 | 0 | 0 | 0 | 0 | 0 | 0 | 0 | 0 | 0 | 0 | 0 | 0 | 0 | 0 | 0 | 0 | 0 | 0 | 0 | 0 | 0 | 0 | 0
[8 empty] | 6429 | September | Winter | Weekday | 0 | 0 | 0 | 0 | 0 | 0 | 0 | 0 | 0 | 0 | 0 | 0 | 0 | 0 | 0 | 0 | 0 | 0 | 0 | 0 | 0 | 0 | 0 | 0 | 0 | 0 | 0 | 0 | 0 | 0
[8 empty] | 6430 | September | Winter | Weekday | 0 | 0 | 0 | 0 | 0 | 0 | 0 | 0 | 0 | 0 | 0 | 0 | 0 | 0 | 0 | 0 | 0 | 0 | 0 | 0 | 0 | 0 | 0 | 0 | 0 | 0 | 0 | 0 | 0 | 0
[8 empty] | 6431 | September | Winter | Weekday | 0 | 0 | 0 | 0 | 0 | 0 | 0 | 0 | 0 | 0 | 0 | 0 | 0 | 0 | 0 | 0 | 0 | 0 | 0 | 0 | 0 | 0 | 0 | 0 | 0 | 0 | 0 | 0 | 0 | 0
[8 empty] | 6432 | September | Winter | Weekday | 0 | 0 | 0 | 0 | 0 | 0 | 0 | 0 | 0 | 0 | 0 | 0 | 0 | 0 | 0 | 0 | 0 | 0 | 0 | 0 | 0 | 0 | 0 | 0 | 0 | 0 | 0 | 0 | 0 | 0
[8 empty] | 6433 | September | Winter | Weekday | 0 | 0 | 0 | 0 | 0 | 0 | 0 | 0 | 0 | 0 | 0 | 0 | 0 | 0 | 0 | 0 | 0 | 0 | 0 | 0 | 0 | 0 | 0 | 0 | 0 | 4.8 | 4.8 | 0 | 0 | 0
[8 empty] | 6434 | September | Winter | Weekday | 0 | 0 | 0 | 0 | 0 | 0 | 0 | 0 | 0 | 0 | 0 | 0 | 0 | 0 | 0 | 0 | 0 | 0 | 0 | 0 | 0 | 0 | 0 | 0 | 0 | 4.8 | 4.8 | 0 | 0 | 0
[8 empty] | 6435 | September | Winter | Weekday | 0 | 0 | 0 | 0 | 0 | 0 | 0 | 0 | 0 | 0 | 0 | 0 | 0 | 0 | 0 | 0 | 0 | 0 | 0 | 0 | 0 | 0 | 0 | 0 | 0 | 4.8 | 4.8 | 0 | 0 | 0
[8 empty] | 6436 | September | Winter | Weekday | 0 | 0 | 0 | 0 | 0 | 0 | 0 | 0 | 0 | 0 | 0 | 0 | 0 | 0 | 0 | 0 | 0 | 0 | 0 | 0 | 0 | 0 | 0 | 0 | 0 | 4.8 | 4.8 | 0 | 0 | 0
[8 empty] | 6437 | September | Winter | Weekday | 0 | 0 | 0 | 0 | 0 | 0 | 0 | 0 | 0 | 0 | 0 | 0 | 0 | 0 | 0 | 0 | 0 | 0 | 0 | 0 | 0 | 0 | 0 | 0 | 0 | 4.8 | 4.8 | 0 | 0 | 0
[8 empty] | 6438 | September | Winter | Weekday | 0 | 0 | 0 | 0 | 0 | 0 | 0 | 0 | 0 | 0 | 0 | 0 | 0 | 0 | 0 | 0 | 0 | 0 | 0 | 0 | 0 | 0 | 0 | 0 | 0 | 4.8 | 4.8 | 0 | 0 | 0
[8 empty] | 6439 | September | Winter | Weekday | 0 | 0 | 0 | 0 | 0 | 0 | 0 | 0 | 0 | 0 | 0 | 0 | 0 | 0 | 0 | 0 | 0 | 0 | 0 | 0 | 0 | 0 | 0 | 0 | 0 | 1.2 | 1.2 | 0 | 0 | 0
[8 empty] | 6440 | September | Winter | Weekday | 0 | 0 | 0 | 0 | 0 | 0 | 0 | 0 | 0 | 0 | 0 | 0 | 0 | 0 | 0 | 0 | 0 | 0 | 0 | 0 | 0 | 0 | 0 | 0 | 0 | 0 | 0 | 0 | 0 | 0
[8 empty] | 6441 | September | Winter | Weekday | 0 | 0 | 0 | 0 | 0 | 0 | 0 | 0 | 0 | 0 | 0 | 0 | 0 | 0 | 0 | 0 | 0 | 0 | 0 | 0 | 0 | 0 | 0 | 0 | 0 | 0 | 0 | 0 | 0 | 0
[8 empty] | 6442 | September | Winter | Weekday | 0 | 0 | 0 | 0 | 0 | 0 | 0 | 0 | 0 | 0 | 0 | 0 | 0 | 0 | 0 | 0 | 0 | 0 | 0 | 0 | 0 | 0 | 0 | 0 | 0 | 0 | 0 | 0 | 0 | 0
[8 empty] | 6443 | September | Winter | Weekday | 0 | 0 | 0 | 0 | 0 | 0 | 0 | 0 | 0 | 0 | 0 | 0 | 0 | 0 | 0 | 0 | 0 | 0 | 0 | 0 | 0 | 0 | 0 | 0 | 0 | 0 | 0 | 0 | 0 | 0
[8 empty] | 6444 | September | Winter | Weekday | 0 | 0 | 0 | 0 | 0 | 0 | 0 | 0 | 0 | 0 | 0 | 0 | 0 | 0 | 0 | 0 | 0 | 0 | 0 | 0 | 0 | 0 | 0 | 0 | 0 | 0 | 0 | 0 | 0 | 0
[8 empty] | 6445 | September | Winter | Weekday | 0 | 0 | 0 | 0 | 0 | 0 | 0 | 0 | 0 | 0 | 0 | 0 | 0 | 0 | 0 | 0 | 0 | 0 | 0 | 0 | 0 | 0 | 0 | 0 | 0 | 0 | 0 | 0 | 0 | 0
[8 empty] | 6446 | September | Winter | Weekday | 0 | 0 | 0 | 0 | 0 | 0 | 0 | 0 | 0 | 0 | 0 | 0 | 0 | 0 | 0 | 0 | 0 | 0 | 0 | 0 | 0 | 0 | 0 | 0 | 0 | 0 | 0 | 0 | 0 | 0
[8 empty] | 6447 | September | Winter | Weekday | 0 | 0 | 0 | 0 | 0 | 0 | 0 | 0 | 0 | 0 | 0 | 0 | 0 | 0 | 0 | 0 | 0 | 0 | 0 | 0 | 0 | 0 | 0 | 0 | 0 | 0 | 0 | 0 | 0 | 0
[8 empty] | 6448 | September | Winter | Weekday | 0 | 0 | 0 | 0 | 0 | 0 | 0 | 0 | 0 | 0 | 0 | 0 | 0 | 0 | 0 | 0 | 0 | 0 | 0 | 0 | 0 | 0 | 0 | 0 | 0 | 0 | 0 | 0 | 0 | 0
[8 empty] | 6449 | September | Winter | Weekday | 0 | 0 | 0 | 0 | 0 | 0 | 0 | 0 | 0 | 0 | 0 | 0 | 0 | 0 | 0 | 0 | 0 | 0 | 0 | 0 | 0 | 0 | 0 | 0 | 0 | 0 | 0 | 0 | 0 | 0
[8 empty] | 6450 | September | Winter | Weekday | 0 | 0 | 0 | 0 | 0 | 0 | 0 | 0 | 0 | 0 | 0 | 0 | 0 | 0 | 0 | 0 | 0 | 0 | 0 | 0 | 0 | 0 | 0 | 0 | 0 | 0 | 0 | 0 | 0 | 0
[8 empty] | 6451 | September | Winter | Weekday | 0 | 0 | 0 | 0 | 0 | 0 | 0 | 0 | 0 | 0 | 0 | 0 | 0 | 0 | 0 | 0 | 0 | 0 | 0 | 0 | 0 | 0 | 0 | 0 | 0 | 0 | 0 | 0 | 0 | 0
[8 empty] | 6452 | September | Winter | Weekday | 0 | 0 | 0 | 0 | 0 | 0 | 0 | 0 | 0 | 0 | 0 | 0 | 0 | 0 | 0 | 0 | 0 | 0 | 0 | 0 | 0 | 0 | 0 | 0 | 0 | 0 | 0 | 0 | 0 | 0
[8 empty] | 6453 | September | Winter | Weekday | 0 | 0 | 0 | 0 | 0 | 0 | 0 | 0 | 0 | 0 | 0 | 0 | 0 | 0 | 0 | 0 | 0 | 0 | 0 | 0 | 0 | 0 | 0 | 0 | 0 | 0 | 0 | 0 | 0 | 0
[8 empty] | 6454 | September | Winter | Weekday | 0 | 0 | 0 | 0 | 0 | 0 | 0 | 0 | 0 | 0 | 0 | 0 | 0 | 0 | 0 | 0 | 0 | 0 | 0 | 0 | 0 | 0 | 0 | 0 | 0 | 0 | 0 | 0 | 0 | 0
[8 empty] | 6455 | September | Winter | Weekday | 0 | 0 | 0 | 0 | 0 | 0 | 0 | 0 | 0 | 0 | 0 | 0 | 0 | 0 | 0 | 0 | 0 | 0 | 0 | 0 | 0 | 0 | 0 | 0 | 0 | 0 | 0 | 0 | 0 | 0
[8 empty] | 6456 | September | Winter | Weekday | 0 | 0 | 0 | 0 | 0 | 0 | 0 | 0 | 0 | 0 | 0 | 0 | 0 | 0 | 0 | 0 | 0 | 0 | 0 | 0 | 0 | 0 | 0 | 0 | 0 | 0 | 0 | 0 | 0 | 0
[8 empty] | 6457 | September | Winter | Weekday | 0 | 0 | 0 | 0 | 0 | 0 | 0 | 0 | 0 | 0 | 0 | 0 | 0 | 0 | 0 | 0 | 0 | 0 | 0 | 0 | 0 | 0 | 0 | 0 | 0 | 4.8 | 4.8 | 0 | 0 | 0
[8 empty] | 6458 | September | Winter | Weekday | 0 | 0 | 0 | 0 | 0 | 0 | 0 | 0 | 0 | 0 | 0 | 0 | 0 | 0 | 0 | 0 | 0 | 0 | 0 | 0 | 0 | 0 | 0 | 0 | 0 | 4.8 | 4.8 | 0 | 0 | 0
[8 empty] | 6459 | September | Winter | Weekday | 0 | 0 | 0 | 0 | 0 | 0 | 0 | 0 | 0 | 0 | 0 | 0 | 0 | 0 | 0 | 0 | 0 | 0 | 0 | 0 | 0 | 0 | 0 | 0 | 0 | 4.8 | 4.8 | 0 | 0 | 0
[8 empty] | 6460 | September | Winter | Weekday | 0 | 0 | 0 | 0 | 0 | 0 | 0 | 0 | 0 | 0 | 0 | 0 | 0 | 0 | 0 | 0 | 0 | 0 | 0 | 0 | 0 | 0 | 0 | 0 | 0 | 4.8 | 4.8 | 0 | 0 | 0
[8 empty] | 6461 | September | Winter | Weekday | 0 | 0 | 0 | 0 | 0 | 0 | 0 | 0 | 0 | 0 | 0 | 0 | 0 | 0 | 0 | 0 | 0 | 0 | 0 | 0 | 0 | 0 | 0 | 0 | 0 | 4.8 | 4.8 | 0 | 0 | 0
[8 empty] | 6462 | September | Winter | Weekday | 0 | 0 | 0 | 0 | 0 | 0 | 0 | 0 | 0 | 0 | 0 | 0 | 0 | 0 | 0 | 0 | 0 | 0 | 0 | 0 | 0 | 0 | 0 | 0 | 0 | 4.8 | 4.8 | 0 | 0 | 0
[8 empty] | 6463 | September | Winter | Weekday | 0 | 0 | 0 | 0 | 0 | 0 | 0 | 0 | 0 | 0 | 0 | 0 | 0 | 0 | 0 | 0 | 0 | 0 | 0 | 0 | 0 | 0 | 0 | 0 | 0 | 1.2 | 1.2 | 0 | 0 | 0
[8 empty] | 6464 | September | Winter | Weekday | 0 | 0 | 0 | 0 | 0 | 0 | 0 | 0 | 0 | 0 | 0 | 0 | 0 | 0 | 0 | 0 | 0 | 0 | 0 | 0 | 0 | 0 | 0 | 0 | 0 | 0 | 0 | 0 | 0 | 0
[8 empty] | 6465 | September | Winter | Weekday | 0 | 0 | 0 | 0 | 0 | 0 | 0 | 0 | 0 | 0 | 0 | 0 | 0 | 0 | 0 | 0 | 0 | 0 | 0 | 0 | 0 | 0 | 0 | 0 | 0 | 0 | 0 | 0 | 0 | 0
[8 empty] | 6466 | September | Winter | Weekday | 0 | 0 | 0 | 0 | 0 | 0 | 0 | 0 | 0 | 0 | 0 | 0 | 0 | 0 | 0 | 0 | 0 | 0 | 0 | 0 | 0 | 0 | 0 | 0 | 0 | 0 | 0 | 0 | 0 | 0
[8 empty] | 6467 | September | Winter | Weekday | 0 | 0 | 0 | 0 | 0 | 0 | 0 | 0 | 0 | 0 | 0 | 0 | 0 | 0 | 0 | 0 | 0 | 0 | 0 | 0 | 0 | 0 | 0 | 0 | 0 | 0 | 0 | 0 | 0 | 0
[8 empty] | 6468 | September | Winter | Weekday | 0 | 0 | 0 | 0 | 0 | 0 | 0 | 0 | 0 | 0 | 0 | 0 | 0 | 0 | 0 | 0 | 0 | 0 | 0 | 0 | 0 | 0 | 0 | 0 | 0 | 0 | 0 | 0 | 0 | 0
[8 empty] | 6469 | September | Winter | Weekday | 0 | 0 | 0 | 0 | 0 | 0 | 0 | 0 | 0 | 0 | 0 | 0 | 0 | 0 | 0 | 0 | 0 | 0 | 0 | 0 | 0 | 0 | 0 | 0 | 0 | 0 | 0 | 0 | 0 | 0
[8 empty] | 6470 | September | Winter | Weekday | 0 | 0 | 0 | 0 | 0 | 0 | 0 | 0 | 0 | 0 | 0 | 0 | 0 | 0 | 0 | 0 | 0 | 0 | 0 | 0 | 0 | 0 | 0 | 0 | 0 | 0 | 0 | 0 | 0 | 0
[8 empty] | 6471 | September | Winter | Weekday | 0 | 0 | 0 | 0 | 0 | 0 | 0 | 0 | 0 | 0 | 0 | 0 | 0 | 0 | 0 | 0 | 0 | 0 | 0 | 0 | 0 | 0 | 0 | 0 | 0 | 0 | 0 | 0 | 0 | 0
[8 empty] | 6472 | September | Winter | Weekday | 0 | 0 | 0 | 0 | 0 | 0 | 0 | 0 | 0 | 0 | 0 | 0 | 0 | 0 | 0 | 0 | 0 | 0 | 0 | 0 | 0 | 0 | 0 | 0 | 0 | 0 | 0 | 0 | 0 | 0
[8 empty] | 6473 | September | Winter | Weekday | 0 | 0 | 0 | 0 | 0 | 0 | 0 | 0 | 0 | 0 | 0 | 0 | 0 | 0 | 0 | 0 | 0 | 0 | 0 | 0 | 0 | 0 | 0 | 0 | 0 | 0 | 0 | 0 | 0 | 0
[8 empty] | 6474 | September | Winter | Weekday | 0 | 0 | 0 | 0 | 0 | 0 | 0 | 0 | 0 | 0 | 0 | 0 | 0 | 0 | 0 | 0 | 0 | 0 | 0 | 0 | 0 | 0 | 0 | 0 | 0 | 0 | 0 | 0 | 0 | 0
[8 empty] | 6475 | September | Winter | Weekday | 0 | 0 | 0 | 0 | 0 | 0 | 0 | 0 | 0 | 0 | 0 | 0 | 0 | 0 | 0 | 0 | 0 | 0 | 0 | 0 | 0 | 0 | 0 | 0 | 0 | 0 | 0 | 0 | 0 | 0
[8 empty] | 6476 | September | Winter | Weekday | 0 | 0 | 0 | 0 | 0 | 0 | 0 | 0 | 0 | 0 | 0 | 0 | 0 | 0 | 0 | 0 | 0 | 0 | 0 | 0 | 0 | 0 | 0 | 0 | 0 | 0 | 0 | 0 | 0 | 0
[8 empty] | 6477 | September | Winter | Weekday | 0 | 0 | 0 | 0 | 0 | 0 | 0 | 0 | 0 | 0 | 0 | 0 | 0 | 0 | 0 | 0 | 0 | 0 | 0 | 0 | 0 | 0 | 0 | 0 | 0 | 0 | 0 | 0 | 0 | 0
[8 empty] | 6478 | September | Winter | Weekday | 0 | 0 | 0 | 0 | 0 | 0 | 0 | 0 | 0 | 0 | 0 | 0 | 0 | 0 | 0 | 0 | 0 | 0 | 0 | 0 | 0 | 0 | 0 | 0 | 0 | 0 | 0 | 0 | 0 | 0
[8 empty] | 6479 | September | Winter | Weekday | 0 | 0 | 0 | 0 | 0 | 0 | 0 | 0 | 0 | 0 | 0 | 0 | 0 | 0 | 0 | 0 | 0 | 0 | 0 | 0 | 0 | 0 | 0 | 0 | 0 | 0 | 0 | 0 | 0 | 0
[8 empty] | 6480 | September | Winter | Weekday | 0 | 0 | 0 | 0 | 0 | 0 | 0 | 0 | 0 | 0 | 0 | 0 | 0 | 0 | 0 | 0 | 0 | 0 | 0 | 0 | 0 | 0 | 0 | 0 | 0 | 0 | 0 | 0 | 0 | 0
[8 empty] | 6481 | September | Winter | Weekday | 0 | 0 | 0 | 0 | 0 | 0 | 0 | 0 | 0 | 0 | 0 | 0 | 0 | 0 | 0 | 0 | 0 | 0 | 0 | 0 | 0 | 0 | 0 | 0 | 0 | 4.8 | 4.8 | 0 | 0 | 0
[8 empty] | 6482 | September | Winter | Weekday | 0 | 0 | 0 | 0 | 0 | 0 | 0 | 0 | 0 | 0 | 0 | 0 | 0 | 0 | 0 | 0 | 0 | 0 | 0 | 0 | 0 | 0 | 0 | 0 | 0 | 4.8 | 4.8 | 0 | 0 | 0
[8 empty] | 6483 | September | Winter | Weekday | 0 | 0 | 0 | 0 | 0 | 0 | 0 | 0 | 0 | 0 | 0 | 0 | 0 | 0 | 0 | 0 | 0 | 0 | 0 | 0 | 0 | 0 | 0 | 0 | 0 | 4.8 | 4.8 | 0 | 0 | 0
[8 empty] | 6484 | September | Winter | Weekday | 0 | 0 | 0 | 0 | 0 | 0 | 0 | 0 | 0 | 0 | 0 | 0 | 0 | 0 | 0 | 0 | 0 | 0 | 0 | 0 | 0 | 0 | 0 | 0 | 0 | 4.8 | 4.8 | 0 | 0 | 0
[8 empty] | 6485 | September | Winter | Weekday | 0 | 0 | 0 | 0 | 0 | 0 | 0 | 0 | 0 | 0 | 0 | 0 | 0 | 0 | 0 | 0 | 0 | 0 | 0 | 0 | 0 | 0 | 0 | 0 | 0 | 4.8 | 4.8 | 0 | 0 | 0
[8 empty] | 6486 | September | Winter | Weekday | 0 | 0 | 0 | 0 | 0 | 0 | 0 | 0 | 0 | 0 | 0 | 0 | 0 | 0 | 0 | 0 | 0 | 0 | 0 | 0 | 0 | 0 | 0 | 0 | 0 | 4.8 | 4.8 | 0 | 0 | 0
[8 empty] | 6487 | September | Winter | Weekday | 0 | 0 | 0 | 0 | 0 | 0 | 0 | 0 | 0 | 0 | 0 | 0 | 0 | 0 | 0 | 0 | 0 | 0 | 0 | 0 | 0 | 0 | 0 | 0 | 0 | 1.2 | 1.2 | 0 | 0 | 0
[8 empty] | 6488 | September | Winter | Weekday | 0 | 0 | 0 | 0 | 0 | 0 | 0 | 0 | 0 | 0 | 0 | 0 | 0 | 0 | 0 | 0 | 0 | 0 | 0 | 0 | 0 | 0 | 0 | 0 | 0 | 0 | 0 | 0 | 0 | 0
[8 empty] | 6489 | September | Winter | Weekday | 0 | 0 | 0 | 0 | 0 | 0 | 0 | 0 | 0 | 0 | 0 | 0 | 0 | 0 | 0 | 0 | 0 | 0 | 0 | 0 | 0 | 0 | 0 | 0 | 0 | 0 | 0 | 0 | 0 | 0
[8 empty] | 6490 | September | Winter | Weekday | 0 | 0 | 0 | 0 | 0 | 0 | 0 | 0 | 0 | 0 | 0 | 0 | 0 | 0 | 0 | 0 | 0 | 0 | 0 | 0 | 0 | 0 | 0 | 0 | 0 | 0 | 0 | 0 | 0 | 0
[8 empty] | 6491 | September | Winter | Weekday | 0 | 0 | 0 | 0 | 0 | 0 | 0 | 0 | 0 | 0 | 0 | 0 | 0 | 0 | 0 | 0 | 0 | 0 | 0 | 0 | 0 | 0 | 0 | 0 | 0 | 0 | 0 | 0 | 0 | 0
[8 empty] | 6492 | September | Winter | Weekday | 0 | 0 | 0 | 0 | 0 | 0 | 0 | 0 | 0 | 0 | 0 | 0 | 0 | 0 | 0 | 0 | 0 | 0 | 0 | 0 | 0 | 0 | 0 | 0 | 0 | 0 | 0 | 0 | 0 | 0
[8 empty] | 6493 | September | Winter | Weekday | 0 | 0 | 0 | 0 | 0 | 0 | 0 | 0 | 0 | 0 | 0 | 0 | 0 | 0 | 0 | 0 | 0 | 0 | 0 | 0 | 0 | 0 | 0 | 0 | 0 | 0 | 0 | 0 | 0 | 0
[8 empty] | 6494 | September | Winter | Weekday | 0 | 0 | 0 | 0 | 0 | 0 | 0 | 0 | 0 | 0 | 0 | 0 | 0 | 0 | 0 | 0 | 0 | 0 | 0 | 0 | 0 | 0 | 0 | 0 | 0 | 0 | 0 | 0 | 0 | 0
[8 empty] | 6495 | September | Winter | Weekday | 0 | 0 | 0 | 0 | 0 | 0 | 0 | 0 | 0 | 0 | 0 | 0 | 0 | 0 | 0 | 0 | 0 | 0 | 0 | 0 | 0 | 0 | 0 | 0 | 0 | 0 | 0 | 0 | 0 | 0
[8 empty] | 6496 | September | Winter | Weekday | 0 | 0 | 0 | 0 | 0 | 0 | 0 | 0 | 0 | 0 | 0 | 0 | 0 | 0 | 0 | 0 | 0 | 0 | 0 | 0 | 0 | 0 | 0 | 0 | 0 | 0 | 0 | 0 | 0 | 0
[8 empty] | 6497 | September | Winter | Weekday | 0 | 0 | 0 | 0 | 0 | 0 | 0 | 0 | 0 | 0 | 0 | 0 | 0 | 0 | 0 | 0 | 0 | 0 | 0 | 0 | 0 | 0 | 0 | 0 | 0 | 0 | 0 | 0 | 0 | 0
[8 empty] | 6498 | September | Winter | Weekday | 0 | 0 | 0 | 0 | 0 | 0 | 0 | 0 | 0 | 0 | 0 | 0 | 0 | 0 | 0 | 0 | 0 | 0 | 0 | 0 | 0 | 0 | 0 | 0 | 0 | 0 | 0 | 0 | 0 | 0
[8 empty] | 6499 | September | Winter | Weekday | 0 | 0 | 0 | 0 | 0 | 0 | 0 | 0 | 0 | 0 | 0 | 0 | 0 | 0 | 0 | 0 | 0 | 0 | 0 | 0 | 0 | 0 | 0 | 0 | 0 | 0 | 0 | 0 | 0 | 0
[8 empty] | 6500 | September | Winter | Weekday | 0 | 0 | 0 | 0 | 0 | 0 | 0 | 0 | 0 | 0 | 0 | 0 | 0 | 0 | 0 | 0 | 0 | 0 | 0 | 0 | 0 | 0 | 0 | 0 | 0 | 0 | 0 | 0 | 0 | 0
[8 empty] | 6501 | September | Winter | Weekday | 0 | 0 | 0 | 0 | 0 | 0 | 0 | 0 | 0 | 0 | 0 | 0 | 0 | 0 | 0 | 0 | 0 | 0 | 0 | 0 | 0 | 0 | 0 | 0 | 0 | 0 | 0 | 0 | 0 | 0
[8 empty] | 6502 | September | Winter | Weekday | 0 | 0 | 0 | 0 | 0 | 0 | 0 | 0 | 0 | 0 | 0 | 0 | 0 | 0 | 0 | 0 | 0 | 0 | 0 | 0 | 0 | 0 | 0 | 0 | 0 | 0 | 0 | 0 | 0 | 0
[8 empty] | 6503 | September | Winter | Weekday | 0 | 0 | 0 | 0 | 0 | 0 | 0 | 0 | 0 | 0 | 0 | 0 | 0 | 0 | 0 | 0 | 0 | 0 | 0 | 0 | 0 | 0 | 0 | 0 | 0 | 0 | 0 | 0 | 0 | 0
[8 empty] | 6504 | September | Winter | Weekday | 0 | 0 | 0 | 0 | 0 | 0 | 0 | 0 | 0 | 0 | 0 | 0 | 0 | 0 | 0 | 0 | 0 | 0 | 0 | 0 | 0 | 0 | 0 | 0 | 0 | 0 | 0 | 0 | 0 | 0
[8 empty] | 6505 | September | Winter | Weekday | 0 | 0 | 0 | 0 | 0 | 0 | 0 | 0 | 0 | 0 | 0 | 0 | 0 | 0 | 0 | 0 | 0 | 0 | 0 | 0 | 0 | 0 | 0 | 0 | 0 | 4.8 | 4.8 | 0 | 0 | 0
[8 empty] | 6506 | September | Winter | Weekday | 0 | 0 | 0 | 0 | 0 | 0 | 0 | 0 | 0 | 0 | 0 | 0 | 0 | 0 | 0 | 0 | 0 | 0 | 0 | 0 | 0 | 0 | 0 | 0 | 0 | 4.8 | 4.8 | 0 | 0 | 0
[8 empty] | 6507 | September | Winter | Weekday | 0 | 0 | 0 | 0 | 0 | 0 | 0 | 0 | 0 | 0 | 0 | 0 | 0 | 0 | 0 | 0 | 0 | 0 | 0 | 0 | 0 | 0 | 0 | 0 | 0 | 4.8 | 4.8 | 0 | 0 | 0
[8 empty] | 6508 | September | Winter | Weekday | 0 | 0 | 0 | 0 | 0 | 0 | 0 | 0 | 0 | 0 | 0 | 0 | 0 | 0 | 0 | 0 | 0 | 0 | 0 | 0 | 0 | 0 | 0 | 0 | 0 | 4.8 | 4.8 | 0 | 0 | 0
[8 empty] | 6509 | September | Winter | Weekday | 0 | 0 | 0 | 0 | 0 | 0 | 0 | 0 | 0 | 0 | 0 | 0 | 0 | 0 | 0 | 0 | 0 | 0 | 0 | 0 | 0 | 0 | 0 | 0 | 0 | 4.8 | 4.8 | 0 | 0 | 0
[8 empty] | 6510 | September | Winter | Weekday | 0 | 0 | 0 | 0 | 0 | 0 | 0 | 0 | 0 | 0 | 0 | 0 | 0 | 0 | 0 | 0 | 0 | 0 | 0 | 0 | 0 | 0 | 0 | 0 | 0 | 4.8 | 4.8 | 0 | 0 | 0
[8 empty] | 6511 | September | Winter | Weekday | 0 | 0 | 0 | 0 | 0 | 0 | 0 | 0 | 0 | 0 | 0 | 0 | 0 | 0 | 0 | 0 | 0 | 0 | 0 | 0 | 0 | 0 | 0 | 0 | 0 | 1.2 | 1.2 | 0 | 0 | 0
[8 empty] | 6512 | September | Winter | Weekday | 0 | 0 | 0 | 0 | 0 | 0 | 0 | 0 | 0 | 0 | 0 | 0 | 0 | 0 | 0 | 0 | 0 | 0 | 0 | 0 | 0 | 0 | 0 | 0 | 0 | 0 | 0 | 0 | 0 | 0
[8 empty] | 6513 | September | Winter | Weekday | 0 | 0 | 0 | 0 | 0 | 0 | 0 | 0 | 0 | 0 | 0 | 0 | 0 | 0 | 0 | 0 | 0 | 0 | 0 | 0 | 0 | 0 | 0 | 0 | 0 | 0 | 0 | 0 | 0 | 0
[8 empty] | 6514 | September | Winter | Weekday | 0 | 0 | 0 | 0 | 0 | 0 | 0 | 0 | 0 | 0 | 0 | 0 | 0 | 0 | 0 | 0 | 0 | 0 | 0 | 0 | 0 | 0 | 0 | 0 | 0 | 0 | 0 | 0 | 0 | 0
[8 empty] | 6515 | September | Winter | Weekday | 0 | 0 | 0 | 0 | 0 | 0 | 0 | 0 | 0 | 0 | 0 | 0 | 0 | 0 | 0 | 0 | 0 | 0 | 0 | 0 | 0 | 0 | 0 | 0 | 0 | 0 | 0 | 0 | 0 | 0
[8 empty] | 6516 | September | Winter | Weekday | 0 | 0 | 0 | 0 | 0 | 0 | 0 | 0 | 0 | 0 | 0 | 0 | 0 | 0 | 0 | 0 | 0 | 0 | 0 | 0 | 0 | 0 | 0 | 0 | 0 | 0 | 0 | 0 | 0 | 0
[8 empty] | 6517 | September | Winter | Weekday | 0 | 0 | 0 | 0 | 0 | 0 | 0 | 0 | 0 | 0 | 0 | 0 | 0 | 0 | 0 | 0 | 0 | 0 | 0 | 0 | 0 | 0 | 0 | 0 | 0 | 0 | 0 | 0 | 0 | 0
[8 empty] | 6518 | September | Winter | Weekday | 0 | 0 | 0 | 0 | 0 | 0 | 0 | 0 | 0 | 0 | 0 | 0 | 0 | 0 | 0 | 0 | 0 | 0 | 0 | 0 | 0 | 0 | 0 | 0 | 0 | 0 | 0 | 0 | 0 | 0
[8 empty] | 6519 | September | Winter | Weekday | 0 | 0 | 0 | 0 | 0 | 0 | 0 | 0 | 0 | 0 | 0 | 0 | 0 | 0 | 0 | 0 | 0 | 0 | 0 | 0 | 0 | 0 | 0 | 0 | 0 | 0 | 0 | 0 | 0 | 0
[8 empty] | 6520 | September | Winter | Weekday | 0 | 0 | 0 | 0 | 0 | 0 | 0 | 0 | 0 | 0 | 0 | 0 | 0 | 0 | 0 | 0 | 0 | 0 | 0 | 0 | 0 | 0 | 0 | 0 | 0 | 0 | 0 | 0 | 0 | 0
[8 empty] | 6521 | September | Winter | Weekday | 0 | 0 | 0 | 0 | 0 | 0 | 0 | 0 | 0 | 0 | 0 | 0 | 0 | 0 | 0 | 0 | 0 | 0 | 0 | 0 | 0 | 0 | 0 | 0 | 0 | 0 | 0 | 0 | 0 | 0
[8 empty] | 6522 | September | Winter | Weekday | 0 | 0 | 0 | 0 | 0 | 0 | 0 | 0 | 0 | 0 | 0 | 0 | 0 | 0 | 0 | 0 | 0 | 0 | 0 | 0 | 0 | 0 | 0 | 0 | 0 | 0 | 0 | 0 | 0 | 0
[8 empty] | 6523 | September | Winter | Weekday | 0 | 0 | 0 | 0 | 0 | 0 | 0 | 0 | 0 | 0 | 0 | 0 | 0 | 0 | 0 | 0 | 0 | 0 | 0 | 0 | 0 | 0 | 0 | 0 | 0 | 0 | 0 | 0 | 0 | 0
[8 empty] | 6524 | September | Winter | Weekday | 0 | 0 | 0 | 0 | 0 | 0 | 0 | 0 | 0 | 0 | 0 | 0 | 0 | 0 | 0 | 0 | 0 | 0 | 0 | 0 | 0 | 0 | 0 | 0 | 0 | 0 | 0 | 0 | 0 | 0
[8 empty] | 6525 | September | Winter | Weekday | 0 | 0 | 0 | 0 | 0 | 0 | 0 | 0 | 0 | 0 | 0 | 0 | 0 | 0 | 0 | 0 | 0 | 0 | 0 | 0 | 0 | 0 | 0 | 0 | 0 | 0 | 0 | 0 | 0 | 0
[8 empty] | 6526 | September | Winter | Weekday | 0 | 0 | 0 | 0 | 0 | 0 | 0 | 0 | 0 | 0 | 0 | 0 | 0 | 0 | 0 | 0 | 0 | 0 | 0 | 0 | 0 | 0 | 0 | 0 | 0 | 0 | 0 | 0 | 0 | 0
[8 empty] | 6527 | September | Winter | Weekday | 0 | 0 | 0 | 0 | 0 | 0 | 0 | 0 | 0 | 0 | 0 | 0 | 0 | 0 | 0 | 0 | 0 | 0 | 0 | 0 | 0 | 0 | 0 | 0 | 0 | 0 | 0 | 0 | 0 | 0
[8 empty] | 6528 | September | Winter | Weekday | 0 | 0 | 0 | 0 | 0 | 0 | 0 | 0 | 0 | 0 | 0 | 0 | 0 | 0 | 0 | 0 | 0 | 0 | 0 | 0 | 0 | 0 | 0 | 0 | 0 | 0 | 0 | 0 | 0 | 0
[8 empty] | 6529 | September | Winter | Weekend | 0 | 0 | 0 | 0 | 0 | 0 | 0 | 0 | 0 | 0 | 0 | 0 | 0 | 0 | 0 | 0 | 0 | 0 | 0 | 0 | 0 | 0 | 0 | 0 | 0 | 4.8 | 4.8 | 0 | 0 | 0
[8 empty] | 6530 | September | Winter | Weekend | 0 | 0 | 0 | 0 | 0 | 0 | 0 | 0 | 0 | 0 | 0 | 0 | 0 | 0 | 0 | 0 | 0 | 0 | 0 | 0 | 0 | 0 | 0 | 0 | 0 | 4.8 | 4.8 | 0 | 0 | 0
[8 empty] | 6531 | September | Winter | Weekend | 0 | 0 | 0 | 0 | 0 | 0 | 0 | 0 | 0 | 0 | 0 | 0 | 0 | 0 | 0 | 0 | 0 | 0 | 0 | 0 | 0 | 0 | 0 | 0 | 0 | 4.8 | 4.8 | 0 | 0 | 0
[8 empty] | 6532 | September | Winter | Weekend | 0 | 0 | 0 | 0 | 0 | 0 | 0 | 0 | 0 | 0 | 0 | 0 | 0 | 0 | 0 | 0 | 0 | 0 | 0 | 0 | 0 | 0 | 0 | 0 | 0 | 4.8 | 4.8 | 0 | 0 | 0
[8 empty] | 6533 | September | Winter | Weekend | 0 | 0 | 0 | 0 | 0 | 0 | 0 | 0 | 0 | 0 | 0 | 0 | 0 | 0 | 0 | 0 | 0 | 0 | 0 | 0 | 0 | 0 | 0 | 0 | 0 | 4.8 | 4.8 | 0 | 0 | 0
[8 empty] | 6534 | September | Winter | Weekend | 0 | 0 | 0 | 0 | 0 | 0 | 0 | 0 | 0 | 0 | 0 | 0 | 0 | 0 | 0 | 0 | 0 | 0 | 0 | 0 | 0 | 0 | 0 | 0 | 0 | 4.8 | 4.8 | 0 | 0 | 0
[8 empty] | 6535 | September | Winter | Weekend | 0 | 0 | 0 | 0 | 0 | 0 | 0 | 0 | 0 | 0 | 0 | 0 | 0 | 0 | 0 | 0 | 0 | 0 | 0 | 0 | 0 | 0 | 0 | 0 | 0 | 1.2 | 1.2 | 0 | 0 | 0
[8 empty] | 6536 | September | Winter | Weekend | 0 | 0 | 0 | 0 | 0 | 0 | 0 | 0 | 0 | 0 | 0 | 0 | 0 | 0 | 0 | 0 | 0 | 0 | 0 | 0 | 0 | 0 | 0 | 0 | 0 | 0 | 0 | 0 | 0 | 0
[8 empty] | 6537 | September | Winter | Weekend | 0 | 0 | 0 | 0 | 0 | 0 | 0 | 0 | 0 | 0 | 0 | 0 | 0 | 0 | 0 | 0 | 0 | 0 | 0 | 0 | 0 | 0 | 0 | 0 | 0 | 0 | 0 | 0 | 0 | 0
[8 empty] | 6538 | September | Winter | Weekend | 0 | 0 | 0 | 0 | 0 | 0 | 0 | 0 | 0 | 0 | 0 | 0 | 0 | 0 | 0 | 0 | 0 | 0 | 0 | 0 | 0 | 0 | 0 | 0 | 0 | 0 | 0 | 0 | 0 | 0
[8 empty] | 6539 | September | Winter | Weekend | 0 | 0 | 0 | 0 | 0 | 0 | 0 | 0 | 0 | 0 | 0 | 0 | 0 | 0 | 0 | 0 | 0 | 0 | 0 | 0 | 0 | 0 | 0 | 0 | 0 | 0 | 0 | 0 | 0 | 0
[8 empty] | 6540 | September | Winter | Weekend | 0 | 0 | 0 | 0 | 0 | 0 | 0 | 0 | 0 | 0 | 0 | 0 | 0 | 0 | 0 | 0 | 0 | 0 | 0 | 0 | 0 | 0 | 0 | 0 | 0 | 0 | 0 | 0 | 0 | 0
[8 empty] | 6541 | September | Winter | Weekend | 0 | 0 | 0 | 0 | 0 | 0 | 0 | 0 | 0 | 0 | 0 | 0 | 0 | 0 | 0 | 0 | 0 | 0 | 0 | 0 | 0 | 0 | 0 | 0 | 0 | 0 | 0 | 0 | 0 | 0
[8 empty] | 6542 | September | Winter | Weekend | 0 | 0 | 0 | 0 | 0 | 0 | 0 | 0 | 0 | 0 | 0 | 0 | 0 | 0 | 0 | 0 | 0 | 0 | 0 | 0 | 0 | 0 | 0 | 0 | 0 | 0 | 0 | 0 | 0 | 0
[8 empty] | 6543 | September | Winter | Weekend | 0 | 0 | 0 | 0 | 0 | 0 | 0 | 0 | 0 | 0 | 0 | 0 | 0 | 0 | 0 | 0 | 0 | 0 | 0 | 0 | 0 | 0 | 0 | 0 | 0 | 0 | 0 | 0 | 0 | 0
[8 empty] | 6544 | September | Winter | Weekend | 0 | 0 | 0 | 0 | 0 | 0 | 0 | 0 | 0 | 0 | 0 | 0 | 0 | 0 | 0 | 0 | 0 | 0 | 0 | 0 | 0 | 0 | 0 | 0 | 0 | 0 | 0 | 0 | 0 | 0
[8 empty] | 6545 | September | Winter | Weekend | 0 | 0 | 0 | 0 | 0 | 0 | 0 | 0 | 0 | 0 | 0 | 0 | 0 | 0 | 0 | 0 | 0 | 0 | 0 | 0 | 0 | 0 | 0 | 0 | 0 | 0 | 0 | 0 | 0 | 0
[8 empty] | 6546 | September | Winter | Weekend | 0 | 0 | 0 | 0 | 0 | 0 | 0 | 0 | 0 | 0 | 0 | 0 | 0 | 0 | 0 | 0 | 0 | 0 | 0 | 0 | 0 | 0 | 0 | 0 | 0 | 0 | 0 | 0 | 0 | 0
[8 empty] | 6547 | September | Winter | Weekend | 0 | 0 | 0 | 0 | 0 | 0 | 0 | 0 | 0 | 0 | 0 | 0 | 0 | 0 | 0 | 0 | 0 | 0 | 0 | 0 | 0 | 0 | 0 | 0 | 0 | 0 | 0 | 0 | 0 | 0
[8 empty] | 6548 | September | Winter | Weekend | 0 | 0 | 0 | 0 | 0 | 0 | 0 | 0 | 0 | 0 | 0 | 0 | 0 | 0 | 0 | 0 | 0 | 0 | 0 | 0 | 0 | 0 | 0 | 0 | 0 | 0 | 0 | 0 | 0 | 0
[8 empty] | 6549 | September | Winter | Weekend | 0 | 0 | 0 | 0 | 0 | 0 | 0 | 0 | 0 | 0 | 0 | 0 | 0 | 0 | 0 | 0 | 0 | 0 | 0 | 0 | 0 | 0 | 0 | 0 | 0 | 0 | 0 | 0 | 0 | 0
[8 empty] | 6550 | September | Winter | Weekend | 0 | 0 | 0 | 0 | 0 | 0 | 0 | 0 | 0 | 0 | 0 | 0 | 0 | 0 | 0 | 0 | 0 | 0 | 0 | 0 | 0 | 0 | 0 | 0 | 0 | 0 | 0 | 0 | 0 | 0
[8 empty] | 6551 | September | Winter | Weekend | 0 | 0 | 0 | 0 | 0 | 0 | 0 | 0 | 0 | 0 | 0 | 0 | 0 | 0 | 0 | 0 | 0 | 0 | 0 | 0 | 0 | 0 | 0 | 0 | 0 | 0 | 0 | 0 | 0 | 0
[8 empty] | 6552 | September | Winter | Weekend | 0 | 0 | 0 | 0 | 0 | 0 | 0 | 0 | 0 | 0 | 0 | 0 | 0 | 0 | 0 | 0 | 0 | 0 | 0 | 0 | 0 | 0 | 0 | 0 | 0 | 0 | 0 | 0 | 0 | 0
[8 empty] | 6553 | October | Winter | Weekend | 0 | 0 | 0 | 0 | 0 | 0 | 0 | 0 | 0 | 0 | 0 | 0 | 0 | 0 | 0 | 0 | 0 | 0 | 0 | 0 | 0 | 0 | 0 | 0 | 0 | 4.8 | 4.8 | 0 | 0 | 0
[8 empty] | 6554 | October | Winter | Weekend | 0 | 0 | 0 | 0 | 0 | 0 | 0 | 0 | 0 | 0 | 0 | 0 | 0 | 0 | 0 | 0 | 0 | 0 | 0 | 0 | 0 | 0 | 0 | 0 | 0 | 4.8 | 4.8 | 0 | 0 | 0
[8 empty] | 6555 | October | Winter | Weekend | 0 | 0 | 0 | 0 | 0 | 0 | 0 | 0 | 0 | 0 | 0 | 0 | 0 | 0 | 0 | 0 | 0 | 0 | 0 | 0 | 0 | 0 | 0 | 0 | 0 | 4.8 | 4.8 | 0 | 0 | 0
[8 empty] | 6556 | October | Winter | Weekend | 0 | 0 | 0 | 0 | 0 | 0 | 0 | 0 | 0 | 0 | 0 | 0 | 0 | 0 | 0 | 0 | 0 | 0 | 0 | 0 | 0 | 0 | 0 | 0 | 0 | 4.8 | 4.8 | 0 | 0 | 0
[8 empty] | 6557 | October | Winter | Weekend | 0 | 0 | 0 | 0 | 0 | 0 | 0 | 0 | 0 | 0 | 0 | 0 | 0 | 0 | 0 | 0 | 0 | 0 | 0 | 0 | 0 | 0 | 0 | 0 | 0 | 4.8 | 4.8 | 0 | 0 | 0
[8 empty] | 6558 | October | Winter | Weekend | 0 | 0 | 0 | 0 | 0 | 0 | 0 | 0 | 0 | 0 | 0 | 0 | 0 | 0 | 0 | 0 | 0 | 0 | 0 | 0 | 0 | 0 | 0 | 0 | 0 | 4.8 | 4.8 | 0 | 0 | 0
[8 empty] | 6559 | October | Winter | Weekend | 0 | 0 | 0 | 0 | 0 | 0 | 0 | 0 | 0 | 0 | 0 | 0 | 0 | 0 | 0 | 0 | 0 | 0 | 0 | 0 | 0 | 0 | 0 | 0 | 0 | 1.2 | 1.2 | 0 | 0 | 0
[8 empty] | 6560 | October | Winter | Weekend | 0 | 0 | 0 | 0 | 0 | 0 | 0 | 0 | 0 | 0 | 0 | 0 | 0 | 0 | 0 | 0 | 0 | 0 | 0 | 0 | 0 | 0 | 0 | 0 | 0 | 0 | 0 | 0 | 0 | 0
[8 empty] | 6561 | October | Winter | Weekend | 0 | 0 | 0 | 0 | 0 | 0 | 0 | 0 | 0 | 0 | 0 | 0 | 0 | 0 | 0 | 0 | 0 | 0 | 0 | 0 | 0 | 0 | 0 | 0 | 0 | 0 | 0 | 0 | 0 | 0
[8 empty] | 6562 | October | Winter | Weekend | 0 | 0 | 0 | 0 | 0 | 0 | 0 | 0 | 0 | 0 | 0 | 0 | 0 | 0 | 0 | 0 | 0 | 0 | 0 | 0 | 0 | 0 | 0 | 0 | 0 | 0 | 0 | 0 | 0 | 0
[8 empty] | 6563 | October | Winter | Weekend | 0 | 0 | 0 | 0 | 0 | 0 | 0 | 0 | 0 | 0 | 0 | 0 | 0 | 0 | 0 | 0 | 0 | 0 | 0 | 0 | 0 | 0 | 0 | 0 | 0 | 0 | 0 | 0 | 0 | 0
[8 empty] | 6564 | October | Winter | Weekend | 0 | 0 | 0 | 0 | 0 | 0 | 0 | 0 | 0 | 0 | 0 | 0 | 0 | 0 | 0 | 0 | 0 | 0 | 0 | 0 | 0 | 0 | 0 | 0 | 0 | 0 | 0 | 0 | 0 | 0
[8 empty] | 6565 | October | Winter | Weekend | 0 | 0 | 0 | 0 | 0 | 0 | 0 | 0 | 0 | 0 | 0 | 0 | 0 | 0 | 0 | 0 | 0 | 0 | 0 | 0 | 0 | 0 | 0 | 0 | 0 | 0 | 0 | 0 | 0 | 0
[8 empty] | 6566 | October | Winter | Weekend | 0 | 0 | 0 | 0 | 0 | 0 | 0 | 0 | 0 | 0 | 0 | 0 | 0 | 0 | 0 | 0 | 0 | 0 | 0 | 0 | 0 | 0 | 0 | 0 | 0 | 0 | 0 | 0 | 0 | 0
[8 empty] | 6567 | October | Winter | Weekend | 0 | 0 | 0 | 0 | 0 | 0 | 0 | 0 | 0 | 0 | 0 | 0 | 0 | 0 | 0 | 0 | 0 | 0 | 0 | 0 | 0 | 0 | 0 | 0 | 0 | 0 | 0 | 0 | 0 | 0
[8 empty] | 6568 | October | Winter | Weekend | 0 | 0 | 0 | 0 | 0 | 0 | 0 | 0 | 0 | 0 | 0 | 0 | 0 | 0 | 0 | 0 | 0 | 0 | 0 | 0 | 0 | 0 | 0 | 0 | 0 | 0 | 0 | 0 | 0 | 0
[8 empty] | 6569 | October | Winter | Weekend | 0 | 0 | 0 | 0 | 0 | 0 | 0 | 0 | 0 | 0 | 0 | 0 | 0 | 0 | 0 | 0 | 0 | 0 | 0 | 0 | 0 | 0 | 0 | 0 | 0 | 0 | 0 | 0 | 0 | 0
[8 empty] | 6570 | October | Winter | Weekend | 0 | 0 | 0 | 0 | 0 | 0 | 0 | 0 | 0 | 0 | 0 | 0 | 0 | 0 | 0 | 0 | 0 | 0 | 0 | 0 | 0 | 0 | 0 | 0 | 0 | 0 | 0 | 0 | 0 | 0
[8 empty] | 6571 | October | Winter | Weekend | 0 | 0 | 0 | 0 | 0 | 0 | 0 | 0 | 0 | 0 | 0 | 0 | 0 | 0 | 0 | 0 | 0 | 0 | 0 | 0 | 0 | 0 | 0 | 0 | 0 | 0 | 0 | 0 | 0 | 0
[8 empty] | 6572 | October | Winter | Weekend | 0 | 0 | 0 | 0 | 0 | 0 | 0 | 0 | 0 | 0 | 0 | 0 | 0 | 0 | 0 | 0 | 0 | 0 | 0 | 0 | 0 | 0 | 0 | 0 | 0 | 0 | 0 | 0 | 0 | 0
[8 empty] | 6573 | October | Winter | Weekend | 0 | 0 | 0 | 0 | 0 | 0 | 0 | 0 | 0 | 0 | 0 | 0 | 0 | 0 | 0 | 0 | 0 | 0 | 0 | 0 | 0 | 0 | 0 | 0 | 0 | 0 | 0 | 0 | 0 | 0
[8 empty] | 6574 | October | Winter | Weekend | 0 | 0 | 0 | 0 | 0 | 0 | 0 | 0 | 0 | 0 | 0 | 0 | 0 | 0 | 0 | 0 | 0 | 0 | 0 | 0 | 0 | 0 | 0 | 0 | 0 | 0 | 0 | 0 | 0 | 0
[8 empty] | 6575 | October | Winter | Weekend | 0 | 0 | 0 | 0 | 0 | 0 | 0 | 0 | 0 | 0 | 0 | 0 | 0 | 0 | 0 | 0 | 0 | 0 | 0 | 0 | 0 | 0 | 0 | 0 | 0 | 0 | 0 | 0 | 0 | 0
[8 empty] | 6576 | October | Winter | Weekend | 0 | 0 | 0 | 0 | 0 | 0 | 0 | 0 | 0 | 0 | 0 | 0 | 0 | 0 | 0 | 0 | 0 | 0 | 0 | 0 | 0 | 0 | 0 | 0 | 0 | 0 | 0 | 0 | 0 | 0
[8 empty] | 6577 | October | Winter | Weekday | 0 | 0 | 0 | 0 | 0 | 0 | 0 | 0 | 0 | 0 | 0 | 0 | 0 | 0 | 0 | 0 | 0 | 0 | 0 | 0 | 0 | 0 | 0 | 0 | 0 | 4.8 | 4.8 | 0 | 0 | 0
[8 empty] | 6578 | October | Winter | Weekday | 0 | 0 | 0 | 0 | 0 | 0 | 0 | 0 | 0 | 0 | 0 | 0 | 0 | 0 | 0 | 0 | 0 | 0 | 0 | 0 | 0 | 0 | 0 | 0 | 0 | 4.8 | 4.8 | 0 | 0 | 0
[8 empty] | 6579 | October | Winter | Weekday | 0 | 0 | 0 | 0 | 0 | 0 | 0 | 0 | 0 | 0 | 0 | 0 | 0 | 0 | 0 | 0 | 0 | 0 | 0 | 0 | 0 | 0 | 0 | 0 | 0 | 4.8 | 4.8 | 0 | 0 | 0
[8 empty] | 6580 | October | Winter | Weekday | 0 | 0 | 0 | 0 | 0 | 0 | 0 | 0 | 0 | 0 | 0 | 0 | 0 | 0 | 0 | 0 | 0 | 0 | 0 | 0 | 0 | 0 | 0 | 0 | 0 | 4.8 | 4.8 | 0 | 0 | 0
[8 empty] | 6581 | October | Winter | Weekday | 0 | 0 | 0 | 0 | 0 | 0 | 0 | 0 | 0 | 0 | 0 | 0 | 0 | 0 | 0 | 0 | 0 | 0 | 0 | 0 | 0 | 0 | 0 | 0 | 0 | 4.8 | 4.8 | 0 | 0 | 0
[8 empty] | 6582 | October | Winter | Weekday | 0 | 0 | 0 | 0 | 0 | 0 | 0 | 0 | 0 | 0 | 0 | 0 | 0 | 0 | 0 | 0 | 0 | 0 | 0 | 0 | 0 | 0 | 0 | 0 | 0 | 4.8 | 4.8 | 0 | 0 | 0
[8 empty] | 6583 | October | Winter | Weekday | 0 | 0 | 0 | 0 | 0 | 0 | 0 | 0 | 0 | 0 | 0 | 0 | 0 | 0 | 0 | 0 | 0 | 0 | 0 | 0 | 0 | 0 | 0 | 0 | 0 | 1.2 | 1.2 | 0 | 0 | 0
[8 empty] | 6584 | October | Winter | Weekday | 0 | 0 | 0 | 0 | 0 | 0 | 0 | 0 | 0 | 0 | 0 | 0 | 0 | 0 | 0 | 0 | 0 | 0 | 0 | 0 | 0 | 0 | 0 | 0 | 0 | 0 | 0 | 0 | 0 | 0
[8 empty] | 6585 | October | Winter | Weekday | 0 | 0 | 0 | 0 | 0 | 0 | 0 | 0 | 0 | 0 | 0 | 0 | 0 | 0 | 0 | 0 | 0 | 0 | 0 | 0 | 0 | 0 | 0 | 0 | 0 | 0 | 0 | 0 | 0 | 0
[8 empty] | 6586 | October | Winter | Weekday | 0 | 0 | 0 | 0 | 0 | 0 | 0 | 0 | 0 | 0 | 0 | 0 | 0 | 0 | 0 | 0 | 0 | 0 | 0 | 0 | 0 | 0 | 0 | 0 | 0 | 0 | 0 | 0 | 0 | 0
[8 empty] | 6587 | October | Winter | Weekday | 0 | 0 | 0 | 0 | 0 | 0 | 0 | 0 | 0 | 0 | 0 | 0 | 0 | 0 | 0 | 0 | 0 | 0 | 0 | 0 | 0 | 0 | 0 | 0 | 0 | 0 | 0 | 0 | 0 | 0
[8 empty] | 6588 | October | Winter | Weekday | 0 | 0 | 0 | 0 | 0 | 0 | 0 | 0 | 0 | 0 | 0 | 0 | 0 | 0 | 0 | 0 | 0 | 0 | 0 | 0 | 0 | 0 | 0 | 0 | 0 | 0 | 0 | 0 | 0 | 0
[8 empty] | 6589 | October | Winter | Weekday | 0 | 0 | 0 | 0 | 0 | 0 | 0 | 0 | 0 | 0 | 0 | 0 | 0 | 0 | 0 | 0 | 0 | 0 | 0 | 0 | 0 | 0 | 0 | 0 | 0 | 0 | 0 | 0 | 0 | 0
[8 empty] | 6590 | October | Winter | Weekday | 0 | 0 | 0 | 0 | 0 | 0 | 0 | 0 | 0 | 0 | 0 | 0 | 0 | 0 | 0 | 0 | 0 | 0 | 0 | 0 | 0 | 0 | 0 | 0 | 0 | 0 | 0 | 0 | 0 | 0
[8 empty] | 6591 | October | Winter | Weekday | 0 | 0 | 0 | 0 | 0 | 0 | 0 | 0 | 0 | 0 | 0 | 0 | 0 | 0 | 0 | 0 | 0 | 0 | 0 | 0 | 0 | 0 | 0 | 0 | 0 | 0 | 0 | 0 | 0 | 0
[8 empty] | 6592 | October | Winter | Weekday | 0 | 0 | 0 | 0 | 0 | 0 | 0 | 0 | 0 | 0 | 0 | 0 | 0 | 0 | 0 | 0 | 0 | 0 | 0 | 0 | 0 | 0 | 0 | 0 | 0 | 0 | 0 | 0 | 0 | 0
[8 empty] | 6593 | October | Winter | Weekday | 0 | 0 | 0 | 0 | 0 | 0 | 0 | 0 | 0 | 0 | 0 | 0 | 0 | 0 | 0 | 0 | 0 | 0 | 0 | 0 | 0 | 0 | 0 | 0 | 0 | 0 | 0 | 0 | 0 | 0
[8 empty] | 6594 | October | Winter | Weekday | 0 | 0 | 0 | 0 | 0 | 0 | 0 | 0 | 0 | 0 | 0 | 0 | 0 | 0 | 0 | 0 | 0 | 0 | 0 | 0 | 0 | 0 | 0 | 0 | 0 | 0 | 0 | 0 | 0 | 0
[8 empty] | 6595 | October | Winter | Weekday | 0 | 0 | 0 | 0 | 0 | 0 | 0 | 0 | 0 | 0 | 0 | 0 | 0 | 0 | 0 | 0 | 0 | 0 | 0 | 0 | 0 | 0 | 0 | 0 | 0 | 0 | 0 | 0 | 0 | 0
[8 empty] | 6596 | October | Winter | Weekday | 0 | 0 | 0 | 0 | 0 | 0 | 0 | 0 | 0 | 0 | 0 | 0 | 0 | 0 | 0 | 0 | 0 | 0 | 0 | 0 | 0 | 0 | 0 | 0 | 0 | 0 | 0 | 0 | 0 | 0
[8 empty] | 6597 | October | Winter | Weekday | 0 | 0 | 0 | 0 | 0 | 0 | 0 | 0 | 0 | 0 | 0 | 0 | 0 | 0 | 0 | 0 | 0 | 0 | 0 | 0 | 0 | 0 | 0 | 0 | 0 | 0 | 0 | 0 | 0 | 0
[8 empty] | 6598 | October | Winter | Weekday | 0 | 0 | 0 | 0 | 0 | 0 | 0 | 0 | 0 | 0 | 0 | 0 | 0 | 0 | 0 | 0 | 0 | 0 | 0 | 0 | 0 | 0 | 0 | 0 | 0 | 0 | 0 | 0 | 0 | 0
[8 empty] | 6599 | October | Winter | Weekday | 0 | 0 | 0 | 0 | 0 | 0 | 0 | 0 | 0 | 0 | 0 | 0 | 0 | 0 | 0 | 0 | 0 | 0 | 0 | 0 | 0 | 0 | 0 | 0 | 0 | 0 | 0 | 0 | 0 | 0
[8 empty] | 6600 | October | Winter | Weekday | 0 | 0 | 0 | 0 | 0 | 0 | 0 | 0 | 0 | 0 | 0 | 0 | 0 | 0 | 0 | 0 | 0 | 0 | 0 | 0 | 0 | 0 | 0 | 0 | 0 | 0 | 0 | 0 | 0 | 0
[8 empty] | 6601 | October | Winter | Weekday | 0 | 0 | 0 | 0 | 0 | 0 | 0 | 0 | 0 | 0 | 0 | 0 | 0 | 0 | 0 | 0 | 0 | 0 | 0 | 0 | 0 | 0 | 0 | 0 | 0 | 4.8 | 4.8 | 0 | 0 | 0
[8 empty] | 6602 | October | Winter | Weekday | 0 | 0 | 0 | 0 | 0 | 0 | 0 | 0 | 0 | 0 | 0 | 0 | 0 | 0 | 0 | 0 | 0 | 0 | 0 | 0 | 0 | 0 | 0 | 0 | 0 | 4.8 | 4.8 | 0 | 0 | 0
[8 empty] | 6603 | October | Winter | Weekday | 0 | 0 | 0 | 0 | 0 | 0 | 0 | 0 | 0 | 0 | 0 | 0 | 0 | 0 | 0 | 0 | 0 | 0 | 0 | 0 | 0 | 0 | 0 | 0 | 0 | 4.8 | 4.8 | 0 | 0 | 0
[8 empty] | 6604 | October | Winter | Weekday | 0 | 0 | 0 | 0 | 0 | 0 | 0 | 0 | 0 | 0 | 0 | 0 | 0 | 0 | 0 | 0 | 0 | 0 | 0 | 0 | 0 | 0 | 0 | 0 | 0 | 4.8 | 4.8 | 0 | 0 | 0
[8 empty] | 6605 | October | Winter | Weekday | 0 | 0 | 0 | 0 | 0 | 0 | 0 | 0 | 0 | 0 | 0 | 0 | 0 | 0 | 0 | 0 | 0 | 0 | 0 | 0 | 0 | 0 | 0 | 0 | 0 | 4.8 | 4.8 | 0 | 0 | 0
[8 empty] | 6606 | October | Winter | Weekday | 0 | 0 | 0 | 0 | 0 | 0 | 0 | 0 | 0 | 0 | 0 | 0 | 0 | 0 | 0 | 0 | 0 | 0 | 0 | 0 | 0 | 0 | 0 | 0 | 0 | 4.8 | 4.8 | 0 | 0 | 0
[8 empty] | 6607 | October | Winter | Weekday | 0 | 0 | 0 | 0 | 0 | 0 | 0 | 0 | 0 | 0 | 0 | 0 | 0 | 0 | 0 | 0 | 0 | 0 | 0 | 0 | 0 | 0 | 0 | 0 | 0 | 1.2 | 1.2 | 0 | 0 | 0
[8 empty] | 6608 | October | Winter | Weekday | 0 | 0 | 0 | 0 | 0 | 0 | 0 | 0 | 0 | 0 | 0 | 0 | 0 | 0 | 0 | 0 | 0 | 0 | 0 | 0 | 0 | 0 | 0 | 0 | 0 | 0 | 0 | 0 | 0 | 0
[8 empty] | 6609 | October | Winter | Weekday | 0 | 0 | 0 | 0 | 0 | 0 | 0 | 0 | 0 | 0 | 0 | 0 | 0 | 0 | 0 | 0 | 0 | 0 | 0 | 0 | 0 | 0 | 0 | 0 | 0 | 0 | 0 | 0 | 0 | 0
[8 empty] | 6610 | October | Winter | Weekday | 0 | 0 | 0 | 0 | 0 | 0 | 0 | 0 | 0 | 0 | 0 | 0 | 0 | 0 | 0 | 0 | 0 | 0 | 0 | 0 | 0 | 0 | 0 | 0 | 0 | 0 | 0 | 0 | 0 | 0
[8 empty] | 6611 | October | Winter | Weekday | 0 | 0 | 0 | 0 | 0 | 0 | 0 | 0 | 0 | 0 | 0 | 0 | 0 | 0 | 0 | 0 | 0 | 0 | 0 | 0 | 0 | 0 | 0 | 0 | 0 | 0 | 0 | 0 | 0 | 0
[8 empty] | 6612 | October | Winter | Weekday | 0 | 0 | 0 | 0 | 0 | 0 | 0 | 0 | 0 | 0 | 0 | 0 | 0 | 0 | 0 | 0 | 0 | 0 | 0 | 0 | 0 | 0 | 0 | 0 | 0 | 0 | 0 | 0 | 0 | 0
[8 empty] | 6613 | October | Winter | Weekday | 0 | 0 | 0 | 0 | 0 | 0 | 0 | 0 | 0 | 0 | 0 | 0 | 0 | 0 | 0 | 0 | 0 | 0 | 0 | 0 | 0 | 0 | 0 | 0 | 0 | 0 | 0 | 0 | 0 | 0
[8 empty] | 6614 | October | Winter | Weekday | 0 | 0 | 0 | 0 | 0 | 0 | 0 | 0 | 0 | 0 | 0 | 0 | 0 | 0 | 0 | 0 | 0 | 0 | 0 | 0 | 0 | 0 | 0 | 0 | 0 | 0 | 0 | 0 | 0 | 0
[8 empty] | 6615 | October | Winter | Weekday | 0 | 0 | 0 | 0 | 0 | 0 | 0 | 0 | 0 | 0 | 0 | 0 | 0 | 0 | 0 | 0 | 0 | 0 | 0 | 0 | 0 | 0 | 0 | 0 | 0 | 0 | 0 | 0 | 0 | 0
[8 empty] | 6616 | October | Winter | Weekday | 0 | 0 | 0 | 0 | 0 | 0 | 0 | 0 | 0 | 0 | 0 | 0 | 0 | 0 | 0 | 0 | 0 | 0 | 0 | 0 | 0 | 0 | 0 | 0 | 0 | 0 | 0 | 0 | 0 | 0
[8 empty] | 6617 | October | Winter | Weekday | 0 | 0 | 0 | 0 | 0 | 0 | 0 | 0 | 0 | 0 | 0 | 0 | 0 | 0 | 0 | 0 | 0 | 0 | 0 | 0 | 0 | 0 | 0 | 0 | 0 | 0 | 0 | 0 | 0 | 0
[8 empty] | 6618 | October | Winter | Weekday | 0 | 0 | 0 | 0 | 0 | 0 | 0 | 0 | 0 | 0 | 0 | 0 | 0 | 0 | 0 | 0 | 0 | 0 | 0 | 0 | 0 | 0 | 0 | 0 | 0 | 0 | 0 | 0 | 0 | 0
[8 empty] | 6619 | October | Winter | Weekday | 0 | 0 | 0 | 0 | 0 | 0 | 0 | 0 | 0 | 0 | 0 | 0 | 0 | 0 | 0 | 0 | 0 | 0 | 0 | 0 | 0 | 0 | 0 | 0 | 0 | 0 | 0 | 0 | 0 | 0
[8 empty] | 6620 | October | Winter | Weekday | 0 | 0 | 0 | 0 | 0 | 0 | 0 | 0 | 0 | 0 | 0 | 0 | 0 | 0 | 0 | 0 | 0 | 0 | 0 | 0 | 0 | 0 | 0 | 0 | 0 | 0 | 0 | 0 | 0 | 0
[8 empty] | 6621 | October | Winter | Weekday | 0 | 0 | 0 | 0 | 0 | 0 | 0 | 0 | 0 | 0 | 0 | 0 | 0 | 0 | 0 | 0 | 0 | 0 | 0 | 0 | 0 | 0 | 0 | 0 | 0 | 0 | 0 | 0 | 0 | 0
[8 empty] | 6622 | October | Winter | Weekday | 0 | 0 | 0 | 0 | 0 | 0 | 0 | 0 | 0 | 0 | 0 | 0 | 0 | 0 | 0 | 0 | 0 | 0 | 0 | 0 | 0 | 0 | 0 | 0 | 0 | 0 | 0 | 0 | 0 | 0
[8 empty] | 6623 | October | Winter | Weekday | 0 | 0 | 0 | 0 | 0 | 0 | 0 | 0 | 0 | 0 | 0 | 0 | 0 | 0 | 0 | 0 | 0 | 0 | 0 | 0 | 0 | 0 | 0 | 0 | 0 | 0 | 0 | 0 | 0 | 0
[8 empty] | 6624 | October | Winter | Weekday | 0 | 0 | 0 | 0 | 0 | 0 | 0 | 0 | 0 | 0 | 0 | 0 | 0 | 0 | 0 | 0 | 0 | 0 | 0 | 0 | 0 | 0 | 0 | 0 | 0 | 0 | 0 | 0 | 0 | 0
[8 empty] | 6625 | October | Winter | Weekday | 0 | 0 | 0 | 0 | 0 | 0 | 0 | 0 | 0 | 0 | 0 | 0 | 0 | 0 | 0 | 0 | 0 | 0 | 0 | 0 | 0 | 0 | 0 | 0 | 0 | 4.8 | 4.8 | 0 | 0 | 0
[8 empty] | 6626 | October | Winter | Weekday | 0 | 0 | 0 | 0 | 0 | 0 | 0 | 0 | 0 | 0 | 0 | 0 | 0 | 0 | 0 | 0 | 0 | 0 | 0 | 0 | 0 | 0 | 0 | 0 | 0 | 4.8 | 4.8 | 0 | 0 | 0
[8 empty] | 6627 | October | Winter | Weekday | 0 | 0 | 0 | 0 | 0 | 0 | 0 | 0 | 0 | 0 | 0 | 0 | 0 | 0 | 0 | 0 | 0 | 0 | 0 | 0 | 0 | 0 | 0 | 0 | 0 | 4.8 | 4.8 | 0 | 0 | 0
[8 empty] | 6628 | October | Winter | Weekday | 0 | 0 | 0 | 0 | 0 | 0 | 0 | 0 | 0 | 0 | 0 | 0 | 0 | 0 | 0 | 0 | 0 | 0 | 0 | 0 | 0 | 0 | 0 | 0 | 0 | 4.8 | 4.8 | 0 | 0 | 0
[8 empty] | 6629 | October | Winter | Weekday | 0 | 0 | 0 | 0 | 0 | 0 | 0 | 0 | 0 | 0 | 0 | 0 | 0 | 0 | 0 | 0 | 0 | 0 | 0 | 0 | 0 | 0 | 0 | 0 | 0 | 4.8 | 4.8 | 0 | 0 | 0
[8 empty] | 6630 | October | Winter | Weekday | 0 | 0 | 0 | 0 | 0 | 0 | 0 | 0 | 0 | 0 | 0 | 0 | 0 | 0 | 0 | 0 | 0 | 0 | 0 | 0 | 0 | 0 | 0 | 0 | 0 | 4.8 | 4.8 | 0 | 0 | 0
[8 empty] | 6631 | October | Winter | Weekday | 0 | 0 | 0 | 0 | 0 | 0 | 0 | 0 | 0 | 0 | 0 | 0 | 0 | 0 | 0 | 0 | 0 | 0 | 0 | 0 | 0 | 0 | 0 | 0 | 0 | 1.2 | 1.2 | 0 | 0 | 0
[8 empty] | 6632 | October | Winter | Weekday | 0 | 0 | 0 | 0 | 0 | 0 | 0 | 0 | 0 | 0 | 0 | 0 | 0 | 0 | 0 | 0 | 0 | 0 | 0 | 0 | 0 | 0 | 0 | 0 | 0 | 0 | 0 | 0 | 0 | 0
[8 empty] | 6633 | October | Winter | Weekday | 0 | 0 | 0 | 0 | 0 | 0 | 0 | 0 | 0 | 0 | 0 | 0 | 0 | 0 | 0 | 0 | 0 | 0 | 0 | 0 | 0 | 0 | 0 | 0 | 0 | 0 | 0 | 0 | 0 | 0
[8 empty] | 6634 | October | Winter | Weekday | 0 | 0 | 0 | 0 | 0 | 0 | 0 | 0 | 0 | 0 | 0 | 0 | 0 | 0 | 0 | 0 | 0 | 0 | 0 | 0 | 0 | 0 | 0 | 0 | 0 | 0 | 0 | 0 | 0 | 0
[8 empty] | 6635 | October | Winter | Weekday | 0 | 0 | 0 | 0 | 0 | 0 | 0 | 0 | 0 | 0 | 0 | 0 | 0 | 0 | 0 | 0 | 0 | 0 | 0 | 0 | 0 | 0 | 0 | 0 | 0 | 0 | 0 | 0 | 0 | 0
[8 empty] | 6636 | October | Winter | Weekday | 0 | 0 | 0 | 0 | 0 | 0 | 0 | 0 | 0 | 0 | 0 | 0 | 0 | 0 | 0 | 0 | 0 | 0 | 0 | 0 | 0 | 0 | 0 | 0 | 0 | 0 | 0 | 0 | 0 | 0
[8 empty] | 6637 | October | Winter | Weekday | 0 | 0 | 0 | 0 | 0 | 0 | 0 | 0 | 0 | 0 | 0 | 0 | 0 | 0 | 0 | 0 | 0 | 0 | 0 | 0 | 0 | 0 | 0 | 0 | 0 | 0 | 0 | 0 | 0 | 0
[8 empty] | 6638 | October | Winter | Weekday | 0 | 0 | 0 | 0 | 0 | 0 | 0 | 0 | 0 | 0 | 0 | 0 | 0 | 0 | 0 | 0 | 0 | 0 | 0 | 0 | 0 | 0 | 0 | 0 | 0 | 0 | 0 | 0 | 0 | 0
[8 empty] | 6639 | October | Winter | Weekday | 0 | 0 | 0 | 0 | 0 | 0 | 0 | 0 | 0 | 0 | 0 | 0 | 0 | 0 | 0 | 0 | 0 | 0 | 0 | 0 | 0 | 0 | 0 | 0 | 0 | 0 | 0 | 0 | 0 | 0
[8 empty] | 6640 | October | Winter | Weekday | 0 | 0 | 0 | 0 | 0 | 0 | 0 | 0 | 0 | 0 | 0 | 0 | 0 | 0 | 0 | 0 | 0 | 0 | 0 | 0 | 0 | 0 | 0 | 0 | 0 | 0 | 0 | 0 | 0 | 0
[8 empty] | 6641 | October | Winter | Weekday | 0 | 0 | 0 | 0 | 0 | 0 | 0 | 0 | 0 | 0 | 0 | 0 | 0 | 0 | 0 | 0 | 0 | 0 | 0 | 0 | 0 | 0 | 0 | 0 | 0 | 0 | 0 | 0 | 0 | 0
[8 empty] | 6642 | October | Winter | Weekday | 0 | 0 | 0 | 0 | 0 | 0 | 0 | 0 | 0 | 0 | 0 | 0 | 0 | 0 | 0 | 0 | 0 | 0 | 0 | 0 | 0 | 0 | 0 | 0 | 0 | 0 | 0 | 0 | 0 | 0
[8 empty] | 6643 | October | Winter | Weekday | 0 | 0 | 0 | 0 | 0 | 0 | 0 | 0 | 0 | 0 | 0 | 0 | 0 | 0 | 0 | 0 | 0 | 0 | 0 | 0 | 0 | 0 | 0 | 0 | 0 | 0 | 0 | 0 | 0 | 0
[8 empty] | 6644 | October | Winter | Weekday | 0 | 0 | 0 | 0 | 0 | 0 | 0 | 0 | 0 | 0 | 0 | 0 | 0 | 0 | 0 | 0 | 0 | 0 | 0 | 0 | 0 | 0 | 0 | 0 | 0 | 0 | 0 | 0 | 0 | 0
[8 empty] | 6645 | October | Winter | Weekday | 0 | 0 | 0 | 0 | 0 | 0 | 0 | 0 | 0 | 0 | 0 | 0 | 0 | 0 | 0 | 0 | 0 | 0 | 0 | 0 | 0 | 0 | 0 | 0 | 0 | 0 | 0 | 0 | 0 | 0
[8 empty] | 6646 | October | Winter | Weekday | 0 | 0 | 0 | 0 | 0 | 0 | 0 | 0 | 0 | 0 | 0 | 0 | 0 | 0 | 0 | 0 | 0 | 0 | 0 | 0 | 0 | 0 | 0 | 0 | 0 | 0 | 0 | 0 | 0 | 0
[8 empty] | 6647 | October | Winter | Weekday | 0 | 0 | 0 | 0 | 0 | 0 | 0 | 0 | 0 | 0 | 0 | 0 | 0 | 0 | 0 | 0 | 0 | 0 | 0 | 0 | 0 | 0 | 0 | 0 | 0 | 0 | 0 | 0 | 0 | 0
[8 empty] | 6648 | October | Winter | Weekday | 0 | 0 | 0 | 0 | 0 | 0 | 0 | 0 | 0 | 0 | 0 | 0 | 0 | 0 | 0 | 0 | 0 | 0 | 0 | 0 | 0 | 0 | 0 | 0 | 0 | 0 | 0 | 0 | 0 | 0
[8 empty] | 6649 | October | Winter | Weekday | 0 | 0 | 0 | 0 | 0 | 0 | 0 | 0 | 0 | 0 | 0 | 0 | 0 | 0 | 0 | 0 | 0 | 0 | 0 | 0 | 0 | 0 | 0 | 0 | 0 | 4.8 | 4.8 | 0 | 0 | 0
[8 empty] | 6650 | October | Winter | Weekday | 0 | 0 | 0 | 0 | 0 | 0 | 0 | 0 | 0 | 0 | 0 | 0 | 0 | 0 | 0 | 0 | 0 | 0 | 0 | 0 | 0 | 0 | 0 | 0 | 0 | 4.8 | 4.8 | 0 | 0 | 0
[8 empty] | 6651 | October | Winter | Weekday | 0 | 0 | 0 | 0 | 0 | 0 | 0 | 0 | 0 | 0 | 0 | 0 | 0 | 0 | 0 | 0 | 0 | 0 | 0 | 0 | 0 | 0 | 0 | 0 | 0 | 4.8 | 4.8 | 0 | 0 | 0
[8 empty] | 6652 | October | Winter | Weekday | 0 | 0 | 0 | 0 | 0 | 0 | 0 | 0 | 0 | 0 | 0 | 0 | 0 | 0 | 0 | 0 | 0 | 0 | 0 | 0 | 0 | 0 | 0 | 0 | 0 | 4.8 | 4.8 | 0 | 0 | 0
[8 empty] | 6653 | October | Winter | Weekday | 0 | 0 | 0 | 0 | 0 | 0 | 0 | 0 | 0 | 0 | 0 | 0 | 0 | 0 | 0 | 0 | 0 | 0 | 0 | 0 | 0 | 0 | 0 | 0 | 0 | 4.8 | 4.8 | 0 | 0 | 0
[8 empty] | 6654 | October | Winter | Weekday | 0 | 0 | 0 | 0 | 0 | 0 | 0 | 0 | 0 | 0 | 0 | 0 | 0 | 0 | 0 | 0 | 0 | 0 | 0 | 0 | 0 | 0 | 0 | 0 | 0 | 4.8 | 4.8 | 0 | 0 | 0
[8 empty] | 6655 | October | Winter | Weekday | 0 | 0 | 0 | 0 | 0 | 0 | 0 | 0 | 0 | 0 | 0 | 0 | 0 | 0 | 0 | 0 | 0 | 0 | 0 | 0 | 0 | 0 | 0 | 0 | 0 | 1.2 | 1.2 | 0 | 0 | 0
[8 empty] | 6656 | October | Winter | Weekday | 0 | 0 | 0 | 0 | 0 | 0 | 0 | 0 | 0 | 0 | 0 | 0 | 0 | 0 | 0 | 0 | 0 | 0 | 0 | 0 | 0 | 0 | 0 | 0 | 0 | 0 | 0 | 0 | 0 | 0
[8 empty] | 6657 | October | Winter | Weekday | 0 | 0 | 0 | 0 | 0 | 0 | 0 | 0 | 0 | 0 | 0 | 0 | 0 | 0 | 0 | 0 | 0 | 0 | 0 | 0 | 0 | 0 | 0 | 0 | 0 | 0 | 0 | 0 | 0 | 0
[8 empty] | 6658 | October | Winter | Weekday | 0 | 0 | 0 | 0 | 0 | 0 | 0 | 0 | 0 | 0 | 0 | 0 | 0 | 0 | 0 | 0 | 0 | 0 | 0 | 0 | 0 | 0 | 0 | 0 | 0 | 0 | 0 | 0 | 0 | 0
[8 empty] | 6659 | October | Winter | Weekday | 0 | 0 | 0 | 0 | 0 | 0 | 0 | 0 | 0 | 0 | 0 | 0 | 0 | 0 | 0 | 0 | 0 | 0 | 0 | 0 | 0 | 0 | 0 | 0 | 0 | 0 | 0 | 0 | 0 | 0
[8 empty] | 6660 | October | Winter | Weekday | 0 | 0 | 0 | 0 | 0 | 0 | 0 | 0 | 0 | 0 | 0 | 0 | 0 | 0 | 0 | 0 | 0 | 0 | 0 | 0 | 0 | 0 | 0 | 0 | 0 | 0 | 0 | 0 | 0 | 0
[8 empty] | 6661 | October | Winter | Weekday | 0 | 0 | 0 | 0 | 0 | 0 | 0 | 0 | 0 | 0 | 0 | 0 | 0 | 0 | 0 | 0 | 0 | 0 | 0 | 0 | 0 | 0 | 0 | 0 | 0 | 0 | 0 | 0 | 0 | 0
[8 empty] | 6662 | October | Winter | Weekday | 0 | 0 | 0 | 0 | 0 | 0 | 0 | 0 | 0 | 0 | 0 | 0 | 0 | 0 | 0 | 0 | 0 | 0 | 0 | 0 | 0 | 0 | 0 | 0 | 0 | 0 | 0 | 0 | 0 | 0
[8 empty] | 6663 | October | Winter | Weekday | 0 | 0 | 0 | 0 | 0 | 0 | 0 | 0 | 0 | 0 | 0 | 0 | 0 | 0 | 0 | 0 | 0 | 0 | 0 | 0 | 0 | 0 | 0 | 0 | 0 | 0 | 0 | 0 | 0 | 0
[8 empty] | 6664 | October | Winter | Weekday | 0 | 0 | 0 | 0 | 0 | 0 | 0 | 0 | 0 | 0 | 0 | 0 | 0 | 0 | 0 | 0 | 0 | 0 | 0 | 0 | 0 | 0 | 0 | 0 | 0 | 0 | 0 | 0 | 0 | 0
[8 empty] | 6665 | October | Winter | Weekday | 0 | 0 | 0 | 0 | 0 | 0 | 0 | 0 | 0 | 0 | 0 | 0 | 0 | 0 | 0 | 0 | 0 | 0 | 0 | 0 | 0 | 0 | 0 | 0 | 0 | 0 | 0 | 0 | 0 | 0
[8 empty] | 6666 | October | Winter | Weekday | 0 | 0 | 0 | 0 | 0 | 0 | 0 | 0 | 0 | 0 | 0 | 0 | 0 | 0 | 0 | 0 | 0 | 0 | 0 | 0 | 0 | 0 | 0 | 0 | 0 | 0 | 0 | 0 | 0 | 0
[8 empty] | 6667 | October | Winter | Weekday | 0 | 0 | 0 | 0 | 0 | 0 | 0 | 0 | 0 | 0 | 0 | 0 | 0 | 0 | 0 | 0 | 0 | 0 | 0 | 0 | 0 | 0 | 0 | 0 | 0 | 0 | 0 | 0 | 0 | 0
[8 empty] | 6668 | October | Winter | Weekday | 0 | 0 | 0 | 0 | 0 | 0 | 0 | 0 | 0 | 0 | 0 | 0 | 0 | 0 | 0 | 0 | 0 | 0 | 0 | 0 | 0 | 0 | 0 | 0 | 0 | 0 | 0 | 0 | 0 | 0
[8 empty] | 6669 | October | Winter | Weekday | 0 | 0 | 0 | 0 | 0 | 0 | 0 | 0 | 0 | 0 | 0 | 0 | 0 | 0 | 0 | 0 | 0 | 0 | 0 | 0 | 0 | 0 | 0 | 0 | 0 | 0 | 0 | 0 | 0 | 0
[8 empty] | 6670 | October | Winter | Weekday | 0 | 0 | 0 | 0 | 0 | 0 | 0 | 0 | 0 | 0 | 0 | 0 | 0 | 0 | 0 | 0 | 0 | 0 | 0 | 0 | 0 | 0 | 0 | 0 | 0 | 0 | 0 | 0 | 0 | 0
[8 empty] | 6671 | October | Winter | Weekday | 0 | 0 | 0 | 0 | 0 | 0 | 0 | 0 | 0 | 0 | 0 | 0 | 0 | 0 | 0 | 0 | 0 | 0 | 0 | 0 | 0 | 0 | 0 | 0 | 0 | 0 | 0 | 0 | 0 | 0
[8 empty] | 6672 | October | Winter | Weekday | 0 | 0 | 0 | 0 | 0 | 0 | 0 | 0 | 0 | 0 | 0 | 0 | 0 | 0 | 0 | 0 | 0 | 0 | 0 | 0 | 0 | 0 | 0 | 0 | 0 | 0 | 0 | 0 | 0 | 0
[8 empty] | 6673 | October | Winter | Weekday | 0 | 0 | 0 | 0 | 0 | 0 | 0 | 0 | 0 | 0 | 0 | 0 | 0 | 0 | 0 | 0 | 0 | 0 | 0 | 0 | 0 | 0 | 0 | 0 | 0 | 4.8 | 4.8 | 0 | 0 | 0
[8 empty] | 6674 | October | Winter | Weekday | 0 | 0 | 0 | 0 | 0 | 0 | 0 | 0 | 0 | 0 | 0 | 0 | 0 | 0 | 0 | 0 | 0 | 0 | 0 | 0 | 0 | 0 | 0 | 0 | 0 | 4.8 | 4.8 | 0 | 0 | 0
[8 empty] | 6675 | October | Winter | Weekday | 0 | 0 | 0 | 0 | 0 | 0 | 0 | 0 | 0 | 0 | 0 | 0 | 0 | 0 | 0 | 0 | 0 | 0 | 0 | 0 | 0 | 0 | 0 | 0 | 0 | 4.8 | 4.8 | 0 | 0 | 0
[8 empty] | 6676 | October | Winter | Weekday | 0 | 0 | 0 | 0 | 0 | 0 | 0 | 0 | 0 | 0 | 0 | 0 | 0 | 0 | 0 | 0 | 0 | 0 | 0 | 0 | 0 | 0 | 0 | 0 | 0 | 4.8 | 4.8 | 0 | 0 | 0
[8 empty] | 6677 | October | Winter | Weekday | 0 | 0 | 0 | 0 | 0 | 0 | 0 | 0 | 0 | 0 | 0 | 0 | 0 | 0 | 0 | 0 | 0 | 0 | 0 | 0 | 0 | 0 | 0 | 0 | 0 | 4.8 | 4.8 | 0 | 0 | 0
[8 empty] | 6678 | October | Winter | Weekday | 0 | 0 | 0 | 0 | 0 | 0 | 0 | 0 | 0 | 0 | 0 | 0 | 0 | 0 | 0 | 0 | 0 | 0 | 0 | 0 | 0 | 0 | 0 | 0 | 0 | 4.8 | 4.8 | 0 | 0 | 0
[8 empty] | 6679 | October | Winter | Weekday | 0 | 0 | 0 | 0 | 0 | 0 | 0 | 0 | 0 | 0 | 0 | 0 | 0 | 0 | 0 | 0 | 0 | 0 | 0 | 0 | 0 | 0 | 0 | 0 | 0 | 1.2 | 1.2 | 0 | 0 | 0
[8 empty] | 6680 | October | Winter | Weekday | 0 | 0 | 0 | 0 | 0 | 0 | 0 | 0 | 0 | 0 | 0 | 0 | 0 | 0 | 0 | 0 | 0 | 0 | 0 | 0 | 0 | 0 | 0 | 0 | 0 | 0 | 0 | 0 | 0 | 0
[8 empty] | 6681 | October | Winter | Weekday | 0 | 0 | 0 | 0 | 0 | 0 | 0 | 0 | 0 | 0 | 0 | 0 | 0 | 0 | 0 | 0 | 0 | 0 | 0 | 0 | 0 | 0 | 0 | 0 | 0 | 0 | 0 | 0 | 0 | 0
[8 empty] | 6682 | October | Winter | Weekday | 0 | 0 | 0 | 0 | 0 | 0 | 0 | 0 | 0 | 0 | 0 | 0 | 0 | 0 | 0 | 0 | 0 | 0 | 0 | 0 | 0 | 0 | 0 | 0 | 0 | 0 | 0 | 0 | 0 | 0
[8 empty] | 6683 | October | Winter | Weekday | 0 | 0 | 0 | 0 | 0 | 0 | 0 | 0 | 0 | 0 | 0 | 0 | 0 | 0 | 0 | 0 | 0 | 0 | 0 | 0 | 0 | 0 | 0 | 0 | 0 | 0 | 0 | 0 | 0 | 0
[8 empty] | 6684 | October | Winter | Weekday | 0 | 0 | 0 | 0 | 0 | 0 | 0 | 0 | 0 | 0 | 0 | 0 | 0 | 0 | 0 | 0 | 0 | 0 | 0 | 0 | 0 | 0 | 0 | 0 | 0 | 0 | 0 | 0 | 0 | 0
[8 empty] | 6685 | October | Winter | Weekday | 0 | 0 | 0 | 0 | 0 | 0 | 0 | 0 | 0 | 0 | 0 | 0 | 0 | 0 | 0 | 0 | 0 | 0 | 0 | 0 | 0 | 0 | 0 | 0 | 0 | 0 | 0 | 0 | 0 | 0
[8 empty] | 6686 | October | Winter | Weekday | 0 | 0 | 0 | 0 | 0 | 0 | 0 | 0 | 0 | 0 | 0 | 0 | 0 | 0 | 0 | 0 | 0 | 0 | 0 | 0 | 0 | 0 | 0 | 0 | 0 | 0 | 0 | 0 | 0 | 0
[8 empty] | 6687 | October | Winter | Weekday | 0 | 0 | 0 | 0 | 0 | 0 | 0 | 0 | 0 | 0 | 0 | 0 | 0 | 0 | 0 | 0 | 0 | 0 | 0 | 0 | 0 | 0 | 0 | 0 | 0 | 0 | 0 | 0 | 0 | 0
[8 empty] | 6688 | October | Winter | Weekday | 0 | 0 | 0 | 0 | 0 | 0 | 0 | 0 | 0 | 0 | 0 | 0 | 0 | 0 | 0 | 0 | 0 | 0 | 0 | 0 | 0 | 0 | 0 | 0 | 0 | 0 | 0 | 0 | 0 | 0
[8 empty] | 6689 | October | Winter | Weekday | 0 | 0 | 0 | 0 | 0 | 0 | 0 | 0 | 0 | 0 | 0 | 0 | 0 | 0 | 0 | 0 | 0 | 0 | 0 | 0 | 0 | 0 | 0 | 0 | 0 | 0 | 0 | 0 | 0 | 0
[8 empty] | 6690 | October | Winter | Weekday | 0 | 0 | 0 | 0 | 0 | 0 | 0 | 0 | 0 | 0 | 0 | 0 | 0 | 0 | 0 | 0 | 0 | 0 | 0 | 0 | 0 | 0 | 0 | 0 | 0 | 0 | 0 | 0 | 0 | 0
[8 empty] | 6691 | October | Winter | Weekday | 0 | 0 | 0 | 0 | 0 | 0 | 0 | 0 | 0 | 0 | 0 | 0 | 0 | 0 | 0 | 0 | 0 | 0 | 0 | 0 | 0 | 0 | 0 | 0 | 0 | 0 | 0 | 0 | 0 | 0
[8 empty] | 6692 | October | Winter | Weekday | 0 | 0 | 0 | 0 | 0 | 0 | 0 | 0 | 0 | 0 | 0 | 0 | 0 | 0 | 0 | 0 | 0 | 0 | 0 | 0 | 0 | 0 | 0 | 0 | 0 | 0 | 0 | 0 | 0 | 0
[8 empty] | 6693 | October | Winter | Weekday | 0 | 0 | 0 | 0 | 0 | 0 | 0 | 0 | 0 | 0 | 0 | 0 | 0 | 0 | 0 | 0 | 0 | 0 | 0 | 0 | 0 | 0 | 0 | 0 | 0 | 0 | 0 | 0 | 0 | 0
[8 empty] | 6694 | October | Winter | Weekday | 0 | 0 | 0 | 0 | 0 | 0 | 0 | 0 | 0 | 0 | 0 | 0 | 0 | 0 | 0 | 0 | 0 | 0 | 0 | 0 | 0 | 0 | 0 | 0 | 0 | 0 | 0 | 0 | 0 | 0
[8 empty] | 6695 | October | Winter | Weekday | 0 | 0 | 0 | 0 | 0 | 0 | 0 | 0 | 0 | 0 | 0 | 0 | 0 | 0 | 0 | 0 | 0 | 0 | 0 | 0 | 0 | 0 | 0 | 0 | 0 | 0 | 0 | 0 | 0 | 0
[8 empty] | 6696 | October | Winter | Weekday | 0 | 0 | 0 | 0 | 0 | 0 | 0 | 0 | 0 | 0 | 0 | 0 | 0 | 0 | 0 | 0 | 0 | 0 | 0 | 0 | 0 | 0 | 0 | 0 | 0 | 0 | 0 | 0 | 0 | 0
[8 empty] | 6697 | October | Winter | Weekend | 0 | 0 | 0 | 0 | 0 | 0 | 0 | 0 | 0 | 0 | 0 | 0 | 0 | 0 | 0 | 0 | 0 | 0 | 0 | 0 | 0 | 0 | 0 | 0 | 0 | 4.8 | 4.8 | 0 | 0 | 0
[8 empty] | 6698 | October | Winter | Weekend | 0 | 0 | 0 | 0 | 0 | 0 | 0 | 0 | 0 | 0 | 0 | 0 | 0 | 0 | 0 | 0 | 0 | 0 | 0 | 0 | 0 | 0 | 0 | 0 | 0 | 4.8 | 4.8 | 0 | 0 | 0
[8 empty] | 6699 | October | Winter | Weekend | 0 | 0 | 0 | 0 | 0 | 0 | 0 | 0 | 0 | 0 | 0 | 0 | 0 | 0 | 0 | 0 | 0 | 0 | 0 | 0 | 0 | 0 | 0 | 0 | 0 | 4.8 | 4.8 | 0 | 0 | 0
[8 empty] | 6700 | October | Winter | Weekend | 0 | 0 | 0 | 0 | 0 | 0 | 0 | 0 | 0 | 0 | 0 | 0 | 0 | 0 | 0 | 0 | 0 | 0 | 0 | 0 | 0 | 0 | 0 | 0 | 0 | 4.8 | 4.8 | 0 | 0 | 0
[8 empty] | 6701 | October | Winter | Weekend | 0 | 0 | 0 | 0 | 0 | 0 | 0 | 0 | 0 | 0 | 0 | 0 | 0 | 0 | 0 | 0 | 0 | 0 | 0 | 0 | 0 | 0 | 0 | 0 | 0 | 4.8 | 4.8 | 0 | 0 | 0
[8 empty] | 6702 | October | Winter | Weekend | 0 | 0 | 0 | 0 | 0 | 0 | 0 | 0 | 0 | 0 | 0 | 0 | 0 | 0 | 0 | 0 | 0 | 0 | 0 | 0 | 0 | 0 | 0 | 0 | 0 | 4.8 | 4.8 | 0 | 0 | 0
[8 empty] | 6703 | October | Winter | Weekend | 0 | 0 | 0 | 0 | 0 | 0 | 0 | 0 | 0 | 0 | 0 | 0 | 0 | 0 | 0 | 0 | 0 | 0 | 0 | 0 | 0 | 0 | 0 | 0 | 0 | 1.2 | 1.2 | 0 | 0 | 0
[8 empty] | 6704 | October | Winter | Weekend | 0 | 0 | 0 | 0 | 0 | 0 | 0 | 0 | 0 | 0 | 0 | 0 | 0 | 0 | 0 | 0 | 0 | 0 | 0 | 0 | 0 | 0 | 0 | 0 | 0 | 0 | 0 | 0 | 0 | 0
[8 empty] | 6705 | October | Winter | Weekend | 0 | 0 | 0 | 0 | 0 | 0 | 0 | 0 | 0 | 0 | 0 | 0 | 0 | 0 | 0 | 0 | 0 | 0 | 0 | 0 | 0 | 0 | 0 | 0 | 0 | 0 | 0 | 0 | 0 | 0
[8 empty] | 6706 | October | Winter | Weekend | 0 | 0 | 0 | 0 | 0 | 0 | 0 | 0 | 0 | 0 | 0 | 0 | 0 | 0 | 0 | 0 | 0 | 0 | 0 | 0 | 0 | 0 | 0 | 0 | 0 | 0 | 0 | 0 | 0 | 0
[8 empty] | 6707 | October | Winter | Weekend | 0 | 0 | 0 | 0 | 0 | 0 | 0 | 0 | 0 | 0 | 0 | 0 | 0 | 0 | 0 | 0 | 0 | 0 | 0 | 0 | 0 | 0 | 0 | 0 | 0 | 0 | 0 | 0 | 0 | 0
[8 empty] | 6708 | October | Winter | Weekend | 0 | 0 | 0 | 0 | 0 | 0 | 0 | 0 | 0 | 0 | 0 | 0 | 0 | 0 | 0 | 0 | 0 | 0 | 0 | 0 | 0 | 0 | 0 | 0 | 0 | 0 | 0 | 0 | 0 | 0
[8 empty] | 6709 | October | Winter | Weekend | 0 | 0 | 0 | 0 | 0 | 0 | 0 | 0 | 0 | 0 | 0 | 0 | 0 | 0 | 0 | 0 | 0 | 0 | 0 | 0 | 0 | 0 | 0 | 0 | 0 | 0 | 0 | 0 | 0 | 0
[8 empty] | 6710 | October | Winter | Weekend | 0 | 0 | 0 | 0 | 0 | 0 | 0 | 0 | 0 | 0 | 0 | 0 | 0 | 0 | 0 | 0 | 0 | 0 | 0 | 0 | 0 | 0 | 0 | 0 | 0 | 0 | 0 | 0 | 0 | 0
[8 empty] | 6711 | October | Winter | Weekend | 0 | 0 | 0 | 0 | 0 | 0 | 0 | 0 | 0 | 0 | 0 | 0 | 0 | 0 | 0 | 0 | 0 | 0 | 0 | 0 | 0 | 0 | 0 | 0 | 0 | 0 | 0 | 0 | 0 | 0
[8 empty] | 6712 | October | Winter | Weekend | 0 | 0 | 0 | 0 | 0 | 0 | 0 | 0 | 0 | 0 | 0 | 0 | 0 | 0 | 0 | 0 | 0 | 0 | 0 | 0 | 0 | 0 | 0 | 0 | 0 | 0 | 0 | 0 | 0 | 0
[8 empty] | 6713 | October | Winter | Weekend | 0 | 0 | 0 | 0 | 0 | 0 | 0 | 0 | 0 | 0 | 0 | 0 | 0 | 0 | 0 | 0 | 0 | 0 | 0 | 0 | 0 | 0 | 0 | 0 | 0 | 0 | 0 | 0 | 0 | 0
[8 empty] | 6714 | October | Winter | Weekend | 0 | 0 | 0 | 0 | 0 | 0 | 0 | 0 | 0 | 0 | 0 | 0 | 0 | 0 | 0 | 0 | 0 | 0 | 0 | 0 | 0 | 0 | 0 | 0 | 0 | 0 | 0 | 0 | 0 | 0
[8 empty] | 6715 | October | Winter | Weekend | 0 | 0 | 0 | 0 | 0 | 0 | 0 | 0 | 0 | 0 | 0 | 0 | 0 | 0 | 0 | 0 | 0 | 0 | 0 | 0 | 0 | 0 | 0 | 0 | 0 | 0 | 0 | 0 | 0 | 0
[8 empty] | 6716 | October | Winter | Weekend | 0 | 0 | 0 | 0 | 0 | 0 | 0 | 0 | 0 | 0 | 0 | 0 | 0 | 0 | 0 | 0 | 0 | 0 | 0 | 0 | 0 | 0 | 0 | 0 | 0 | 0 | 0 | 0 | 0 | 0
[8 empty] | 6717 | October | Winter | Weekend | 0 | 0 | 0 | 0 | 0 | 0 | 0 | 0 | 0 | 0 | 0 | 0 | 0 | 0 | 0 | 0 | 0 | 0 | 0 | 0 | 0 | 0 | 0 | 0 | 0 | 0 | 0 | 0 | 0 | 0
[8 empty] | 6718 | October | Winter | Weekend | 0 | 0 | 0 | 0 | 0 | 0 | 0 | 0 | 0 | 0 | 0 | 0 | 0 | 0 | 0 | 0 | 0 | 0 | 0 | 0 | 0 | 0 | 0 | 0 | 0 | 0 | 0 | 0 | 0 | 0
[8 empty] | 6719 | October | Winter | Weekend | 0 | 0 | 0 | 0 | 0 | 0 | 0 | 0 | 0 | 0 | 0 | 0 | 0 | 0 | 0 | 0 | 0 | 0 | 0 | 0 | 0 | 0 | 0 | 0 | 0 | 0 | 0 | 0 | 0 | 0
[8 empty] | 6720 | October | Winter | Weekend | 0 | 0 | 0 | 0 | 0 | 0 | 0 | 0 | 0 | 0 | 0 | 0 | 0 | 0 | 0 | 0 | 0 | 0 | 0 | 0 | 0 | 0 | 0 | 0 | 0 | 0 | 0 | 0 | 0 | 0
[8 empty] | 6721 | October | Winter | Weekend | 0 | 0 | 0 | 0 | 0 | 0 | 0 | 0 | 0 | 0 | 0 | 0 | 0 | 0 | 0 | 0 | 0 | 0 | 0 | 0 | 0 | 0 | 0 | 0 | 0 | 4.8 | 4.8 | 0 | 0 | 0
[8 empty] | 6722 | October | Winter | Weekend | 0 | 0 | 0 | 0 | 0 | 0 | 0 | 0 | 0 | 0 | 0 | 0 | 0 | 0 | 0 | 0 | 0 | 0 | 0 | 0 | 0 | 0 | 0 | 0 | 0 | 4.8 | 4.8 | 0 | 0 | 0
[8 empty] | 6723 | October | Winter | Weekend | 0 | 0 | 0 | 0 | 0 | 0 | 0 | 0 | 0 | 0 | 0 | 0 | 0 | 0 | 0 | 0 | 0 | 0 | 0 | 0 | 0 | 0 | 0 | 0 | 0 | 4.8 | 4.8 | 0 | 0 | 0
[8 empty] | 6724 | October | Winter | Weekend | 0 | 0 | 0 | 0 | 0 | 0 | 0 | 0 | 0 | 0 | 0 | 0 | 0 | 0 | 0 | 0 | 0 | 0 | 0 | 0 | 0 | 0 | 0 | 0 | 0 | 4.8 | 4.8 | 0 | 0 | 0
[8 empty] | 6725 | October | Winter | Weekend | 0 | 0 | 0 | 0 | 0 | 0 | 0 | 0 | 0 | 0 | 0 | 0 | 0 | 0 | 0 | 0 | 0 | 0 | 0 | 0 | 0 | 0 | 0 | 0 | 0 | 4.8 | 4.8 | 0 | 0 | 0
[8 empty] | 6726 | October | Winter | Weekend | 0 | 0 | 0 | 0 | 0 | 0 | 0 | 0 | 0 | 0 | 0 | 0 | 0 | 0 | 0 | 0 | 0 | 0 | 0 | 0 | 0 | 0 | 0 | 0 | 0 | 4.8 | 4.8 | 0 | 0 | 0
[8 empty] | 6727 | October | Winter | Weekend | 0 | 0 | 0 | 0 | 0 | 0 | 0 | 0 | 0 | 0 | 0 | 0 | 0 | 0 | 0 | 0 | 0 | 0 | 0 | 0 | 0 | 0 | 0 | 0 | 0 | 1.2 | 1.2 | 0 | 0 | 0
[8 empty] | 6728 | October | Winter | Weekend | 0 | 0 | 0 | 0 | 0 | 0 | 0 | 0 | 0 | 0 | 0 | 0 | 0 | 0 | 0 | 0 | 0 | 0 | 0 | 0 | 0 | 0 | 0 | 0 | 0 | 0 | 0 | 0 | 0 | 0
[8 empty] | 6729 | October | Winter | Weekend | 0 | 0 | 0 | 0 | 0 | 0 | 0 | 0 | 0 | 0 | 0 | 0 | 0 | 0 | 0 | 0 | 0 | 0 | 0 | 0 | 0 | 0 | 0 | 0 | 0 | 0 | 0 | 0 | 0 | 0
[8 empty] | 6730 | October | Winter | Weekend | 0 | 0 | 0 | 0 | 0 | 0 | 0 | 0 | 0 | 0 | 0 | 0 | 0 | 0 | 0 | 0 | 0 | 0 | 0 | 0 | 0 | 0 | 0 | 0 | 0 | 0 | 0 | 0 | 0 | 0
[8 empty] | 6731 | October | Winter | Weekend | 0 | 0 | 0 | 0 | 0 | 0 | 0 | 0 | 0 | 0 | 0 | 0 | 0 | 0 | 0 | 0 | 0 | 0 | 0 | 0 | 0 | 0 | 0 | 0 | 0 | 0 | 0 | 0 | 0 | 0
[8 empty] | 6732 | October | Winter | Weekend | 0 | 0 | 0 | 0 | 0 | 0 | 0 | 0 | 0 | 0 | 0 | 0 | 0 | 0 | 0 | 0 | 0 | 0 | 0 | 0 | 0 | 0 | 0 | 0 | 0 | 0 | 0 | 0 | 0 | 0
[8 empty] | 6733 | October | Winter | Weekend | 0 | 0 | 0 | 0 | 0 | 0 | 0 | 0 | 0 | 0 | 0 | 0 | 0 | 0 | 0 | 0 | 0 | 0 | 0 | 0 | 0 | 0 | 0 | 0 | 0 | 0 | 0 | 0 | 0 | 0
[8 empty] | 6734 | October | Winter | Weekend | 0 | 0 | 0 | 0 | 0 | 0 | 0 | 0 | 0 | 0 | 0 | 0 | 0 | 0 | 0 | 0 | 0 | 0 | 0 | 0 | 0 | 0 | 0 | 0 | 0 | 0 | 0 | 0 | 0 | 0
[8 empty] | 6735 | October | Winter | Weekend | 0 | 0 | 0 | 0 | 0 | 0 | 0 | 0 | 0 | 0 | 0 | 0 | 0 | 0 | 0 | 0 | 0 | 0 | 0 | 0 | 0 | 0 | 0 | 0 | 0 | 0 | 0 | 0 | 0 | 0
[8 empty] | 6736 | October | Winter | Weekend | 0 | 0 | 0 | 0 | 0 | 0 | 0 | 0 | 0 | 0 | 0 | 0 | 0 | 0 | 0 | 0 | 0 | 0 | 0 | 0 | 0 | 0 | 0 | 0 | 0 | 0 | 0 | 0 | 0 | 0
[8 empty] | 6737 | October | Winter | Weekend | 0 | 0 | 0 | 0 | 0 | 0 | 0 | 0 | 0 | 0 | 0 | 0 | 0 | 0 | 0 | 0 | 0 | 0 | 0 | 0 | 0 | 0 | 0 | 0 | 0 | 0 | 0 | 0 | 0 | 0
[8 empty] | 6738 | October | Winter | Weekend | 0 | 0 | 0 | 0 | 0 | 0 | 0 | 0 | 0 | 0 | 0 | 0 | 0 | 0 | 0 | 0 | 0 | 0 | 0 | 0 | 0 | 0 | 0 | 0 | 0 | 0 | 0 | 0 | 0 | 0
[8 empty] | 6739 | October | Winter | Weekend | 0 | 0 | 0 | 0 | 0 | 0 | 0 | 0 | 0 | 0 | 0 | 0 | 0 | 0 | 0 | 0 | 0 | 0 | 0 | 0 | 0 | 0 | 0 | 0 | 0 | 0 | 0 | 0 | 0 | 0
[8 empty] | 6740 | October | Winter | Weekend | 0 | 0 | 0 | 0 | 0 | 0 | 0 | 0 | 0 | 0 | 0 | 0 | 0 | 0 | 0 | 0 | 0 | 0 | 0 | 0 | 0 | 0 | 0 | 0 | 0 | 0 | 0 | 0 | 0 | 0
[8 empty] | 6741 | October | Winter | Weekend | 0 | 0 | 0 | 0 | 0 | 0 | 0 | 0 | 0 | 0 | 0 | 0 | 0 | 0 | 0 | 0 | 0 | 0 | 0 | 0 | 0 | 0 | 0 | 0 | 0 | 0 | 0 | 0 | 0 | 0
[8 empty] | 6742 | October | Winter | Weekend | 0 | 0 | 0 | 0 | 0 | 0 | 0 | 0 | 0 | 0 | 0 | 0 | 0 | 0 | 0 | 0 | 0 | 0 | 0 | 0 | 0 | 0 | 0 | 0 | 0 | 0 | 0 | 0 | 0 | 0
[8 empty] | 6743 | October | Winter | Weekend | 0 | 0 | 0 | 0 | 0 | 0 | 0 | 0 | 0 | 0 | 0 | 0 | 0 | 0 | 0 | 0 | 0 | 0 | 0 | 0 | 0 | 0 | 0 | 0 | 0 | 0 | 0 | 0 | 0 | 0
[8 empty] | 6744 | October | Winter | Weekend | 0 | 0 | 0 | 0 | 0 | 0 | 0 | 0 | 0 | 0 | 0 | 0 | 0 | 0 | 0 | 0 | 0 | 0 | 0 | 0 | 0 | 0 | 0 | 0 | 0 | 0 | 0 | 0 | 0 | 0
[8 empty] | 6745 | October | Winter | Weekday | 0 | 0 | 0 | 0 | 0 | 0 | 0 | 0 | 0 | 0 | 0 | 0 | 0 | 0 | 0 | 0 | 0 | 0 | 0 | 0 | 0 | 0 | 0 | 0 | 0 | 4.8 | 4.8 | 0 | 0 | 0
[8 empty] | 6746 | October | Winter | Weekday | 0 | 0 | 0 | 0 | 0 | 0 | 0 | 0 | 0 | 0 | 0 | 0 | 0 | 0 | 0 | 0 | 0 | 0 | 0 | 0 | 0 | 0 | 0 | 0 | 0 | 4.8 | 4.8 | 0 | 0 | 0
[8 empty] | 6747 | October | Winter | Weekday | 0 | 0 | 0 | 0 | 0 | 0 | 0 | 0 | 0 | 0 | 0 | 0 | 0 | 0 | 0 | 0 | 0 | 0 | 0 | 0 | 0 | 0 | 0 | 0 | 0 | 4.8 | 4.8 | 0 | 0 | 0
[8 empty] | 6748 | October | Winter | Weekday | 0 | 0 | 0 | 0 | 0 | 0 | 0 | 0 | 0 | 0 | 0 | 0 | 0 | 0 | 0 | 0 | 0 | 0 | 0 | 0 | 0 | 0 | 0 | 0 | 0 | 4.8 | 4.8 | 0 | 0 | 0
[8 empty] | 6749 | October | Winter | Weekday | 0 | 0 | 0 | 0 | 0 | 0 | 0 | 0 | 0 | 0 | 0 | 0 | 0 | 0 | 0 | 0 | 0 | 0 | 0 | 0 | 0 | 0 | 0 | 0 | 0 | 4.8 | 4.8 | 0 | 0 | 0
[8 empty] | 6750 | October | Winter | Weekday | 0 | 0 | 0 | 0 | 0 | 0 | 0 | 0 | 0 | 0 | 0 | 0 | 0 | 0 | 0 | 0 | 0 | 0 | 0 | 0 | 0 | 0 | 0 | 0 | 0 | 4.8 | 4.8 | 0 | 0 | 0
[8 empty] | 6751 | October | Winter | Weekday | 0 | 0 | 0 | 0 | 0 | 0 | 0 | 0 | 0 | 0 | 0 | 0 | 0 | 0 | 0 | 0 | 0 | 0 | 0 | 0 | 0 | 0 | 0 | 0 | 0 | 1.2 | 1.2 | 0 | 0 | 0
[8 empty] | 6752 | October | Winter | Weekday | 0 | 0 | 0 | 0 | 0 | 0 | 0 | 0 | 0 | 0 | 0 | 0 | 0 | 0 | 0 | 0 | 0 | 0 | 0 | 0 | 0 | 0 | 0 | 0 | 0 | 0 | 0 | 0 | 0 | 0
[8 empty] | 6753 | October | Winter | Weekday | 0 | 0 | 0 | 0 | 0 | 0 | 0 | 0 | 0 | 0 | 0 | 0 | 0 | 0 | 0 | 0 | 0 | 0 | 0 | 0 | 0 | 0 | 0 | 0 | 0 | 0 | 0 | 0 | 0 | 0
[8 empty] | 6754 | October | Winter | Weekday | 0 | 0 | 0 | 0 | 0 | 0 | 0 | 0 | 0 | 0 | 0 | 0 | 0 | 0 | 0 | 0 | 0 | 0 | 0 | 0 | 0 | 0 | 0 | 0 | 0 | 0 | 0 | 0 | 0 | 0
[8 empty] | 6755 | October | Winter | Weekday | 0 | 0 | 0 | 0 | 0 | 0 | 0 | 0 | 0 | 0 | 0 | 0 | 0 | 0 | 0 | 0 | 0 | 0 | 0 | 0 | 0 | 0 | 0 | 0 | 0 | 0 | 0 | 0 | 0 | 0
[8 empty] | 6756 | October | Winter | Weekday | 0 | 0 | 0 | 0 | 0 | 0 | 0 | 0 | 0 | 0 | 0 | 0 | 0 | 0 | 0 | 0 | 0 | 0 | 0 | 0 | 0 | 0 | 0 | 0 | 0 | 0 | 0 | 0 | 0 | 0
[8 empty] | 6757 | October | Winter | Weekday | 0 | 0 | 0 | 0 | 0 | 0 | 0 | 0 | 0 | 0 | 0 | 0 | 0 | 0 | 0 | 0 | 0 | 0 | 0 | 0 | 0 | 0 | 0 | 0 | 0 | 0 | 0 | 0 | 0 | 0
[8 empty] | 6758 | October | Winter | Weekday | 0 | 0 | 0 | 0 | 0 | 0 | 0 | 0 | 0 | 0 | 0 | 0 | 0 | 0 | 0 | 0 | 0 | 0 | 0 | 0 | 0 | 0 | 0 | 0 | 0 | 0 | 0 | 0 | 0 | 0
[8 empty] | 6759 | October | Winter | Weekday | 0 | 0 | 0 | 0 | 0 | 0 | 0 | 0 | 0 | 0 | 0 | 0 | 0 | 0 | 0 | 0 | 0 | 0 | 0 | 0 | 0 | 0 | 0 | 0 | 0 | 0 | 0 | 0 | 0 | 0
[8 empty] | 6760 | October | Winter | Weekday | 0 | 0 | 0 | 0 | 0 | 0 | 0 | 0 | 0 | 0 | 0 | 0 | 0 | 0 | 0 | 0 | 0 | 0 | 0 | 0 | 0 | 0 | 0 | 0 | 0 | 0 | 0 | 0 | 0 | 0
[8 empty] | 6761 | October | Winter | Weekday | 0 | 0 | 0 | 0 | 0 | 0 | 0 | 0 | 0 | 0 | 0 | 0 | 0 | 0 | 0 | 0 | 0 | 0 | 0 | 0 | 0 | 0 | 0 | 0 | 0 | 0 | 0 | 0 | 0 | 0
[8 empty] | 6762 | October | Winter | Weekday | 0 | 0 | 0 | 0 | 0 | 0 | 0 | 0 | 0 | 0 | 0 | 0 | 0 | 0 | 0 | 0 | 0 | 0 | 0 | 0 | 0 | 0 | 0 | 0 | 0 | 0 | 0 | 0 | 0 | 0
[8 empty] | 6763 | October | Winter | Weekday | 0 | 0 | 0 | 0 | 0 | 0 | 0 | 0 | 0 | 0 | 0 | 0 | 0 | 0 | 0 | 0 | 0 | 0 | 0 | 0 | 0 | 0 | 0 | 0 | 0 | 0 | 0 | 0 | 0 | 0
[8 empty] | 6764 | October | Winter | Weekday | 0 | 0 | 0 | 0 | 0 | 0 | 0 | 0 | 0 | 0 | 0 | 0 | 0 | 0 | 0 | 0 | 0 | 0 | 0 | 0 | 0 | 0 | 0 | 0 | 0 | 0 | 0 | 0 | 0 | 0
[8 empty] | 6765 | October | Winter | Weekday | 0 | 0 | 0 | 0 | 0 | 0 | 0 | 0 | 0 | 0 | 0 | 0 | 0 | 0 | 0 | 0 | 0 | 0 | 0 | 0 | 0 | 0 | 0 | 0 | 0 | 0 | 0 | 0 | 0 | 0
[8 empty] | 6766 | October | Winter | Weekday | 0 | 0 | 0 | 0 | 0 | 0 | 0 | 0 | 0 | 0 | 0 | 0 | 0 | 0 | 0 | 0 | 0 | 0 | 0 | 0 | 0 | 0 | 0 | 0 | 0 | 0 | 0 | 0 | 0 | 0
[8 empty] | 6767 | October | Winter | Weekday | 0 | 0 | 0 | 0 | 0 | 0 | 0 | 0 | 0 | 0 | 0 | 0 | 0 | 0 | 0 | 0 | 0 | 0 | 0 | 0 | 0 | 0 | 0 | 0 | 0 | 0 | 0 | 0 | 0 | 0
[8 empty] | 6768 | October | Winter | Weekday | 0 | 0 | 0 | 0 | 0 | 0 | 0 | 0 | 0 | 0 | 0 | 0 | 0 | 0 | 0 | 0 | 0 | 0 | 0 | 0 | 0 | 0 | 0 | 0 | 0 | 0 | 0 | 0 | 0 | 0
[8 empty] | 6769 | October | Winter | Weekday | 0 | 0 | 0 | 0 | 0 | 0 | 0 | 0 | 0 | 0 | 0 | 0 | 0 | 0 | 0 | 0 | 0 | 0 | 0 | 0 | 0 | 0 | 0 | 0 | 0 | 4.8 | 4.8 | 0 | 0 | 0
[8 empty] | 6770 | October | Winter | Weekday | 0 | 0 | 0 | 0 | 0 | 0 | 0 | 0 | 0 | 0 | 0 | 0 | 0 | 0 | 0 | 0 | 0 | 0 | 0 | 0 | 0 | 0 | 0 | 0 | 0 | 4.8 | 4.8 | 0 | 0 | 0
[8 empty] | 6771 | October | Winter | Weekday | 0 | 0 | 0 | 0 | 0 | 0 | 0 | 0 | 0 | 0 | 0 | 0 | 0 | 0 | 0 | 0 | 0 | 0 | 0 | 0 | 0 | 0 | 0 | 0 | 0 | 4.8 | 4.8 | 0 | 0 | 0
[8 empty] | 6772 | October | Winter | Weekday | 0 | 0 | 0 | 0 | 0 | 0 | 0 | 0 | 0 | 0 | 0 | 0 | 0 | 0 | 0 | 0 | 0 | 0 | 0 | 0 | 0 | 0 | 0 | 0 | 0 | 4.8 | 4.8 | 0 | 0 | 0
[8 empty] | 6773 | October | Winter | Weekday | 0 | 0 | 0 | 0 | 0 | 0 | 0 | 0 | 0 | 0 | 0 | 0 | 0 | 0 | 0 | 0 | 0 | 0 | 0 | 0 | 0 | 0 | 0 | 0 | 0 | 4.8 | 4.8 | 0 | 0 | 0
[8 empty] | 6774 | October | Winter | Weekday | 0 | 0 | 0 | 0 | 0 | 0 | 0 | 0 | 0 | 0 | 0 | 0 | 0 | 0 | 0 | 0 | 0 | 0 | 0 | 0 | 0 | 0 | 0 | 0 | 0 | 4.8 | 4.8 | 0 | 0 | 0
[8 empty] | 6775 | October | Winter | Weekday | 0 | 0 | 0 | 0 | 0 | 0 | 0 | 0 | 0 | 0 | 0 | 0 | 0 | 0 | 0 | 0 | 0 | 0 | 0 | 0 | 0 | 0 | 0 | 0 | 0 | 1.2 | 1.2 | 0 | 0 | 0
[8 empty] | 6776 | October | Winter | Weekday | 0 | 0 | 0 | 0 | 0 | 0 | 0 | 0 | 0 | 0 | 0 | 0 | 0 | 0 | 0 | 0 | 0 | 0 | 0 | 0 | 0 | 0 | 0 | 0 | 0 | 0 | 0 | 0 | 0 | 0
[8 empty] | 6777 | October | Winter | Weekday | 0 | 0 | 0 | 0 | 0 | 0 | 0 | 0 | 0 | 0 | 0 | 0 | 0 | 0 | 0 | 0 | 0 | 0 | 0 | 0 | 0 | 0 | 0 | 0 | 0 | 0 | 0 | 0 | 0 | 0
[8 empty] | 6778 | October | Winter | Weekday | 0 | 0 | 0 | 0 | 0 | 0 | 0 | 0 | 0 | 0 | 0 | 0 | 0 | 0 | 0 | 0 | 0 | 0 | 0 | 0 | 0 | 0 | 0 | 0 | 0 | 0 | 0 | 0 | 0 | 0
[8 empty] | 6779 | October | Winter | Weekday | 0 | 0 | 0 | 0 | 0 | 0 | 0 | 0 | 0 | 0 | 0 | 0 | 0 | 0 | 0 | 0 | 0 | 0 | 0 | 0 | 0 | 0 | 0 | 0 | 0 | 0 | 0 | 0 | 0 | 0
[8 empty] | 6780 | October | Winter | Weekday | 0 | 0 | 0 | 0 | 0 | 0 | 0 | 0 | 0 | 0 | 0 | 0 | 0 | 0 | 0 | 0 | 0 | 0 | 0 | 0 | 0 | 0 | 0 | 0 | 0 | 0 | 0 | 0 | 0 | 0
[8 empty] | 6781 | October | Winter | Weekday | 0 | 0 | 0 | 0 | 0 | 0 | 0 | 0 | 0 | 0 | 0 | 0 | 0 | 0 | 0 | 0 | 0 | 0 | 0 | 0 | 0 | 0 | 0 | 0 | 0 | 0 | 0 | 0 | 0 | 0
[8 empty] | 6782 | October | Winter | Weekday | 0 | 0 | 0 | 0 | 0 | 0 | 0 | 0 | 0 | 0 | 0 | 0 | 0 | 0 | 0 | 0 | 0 | 0 | 0 | 0 | 0 | 0 | 0 | 0 | 0 | 0 | 0 | 0 | 0 | 0
[8 empty] | 6783 | October | Winter | Weekday | 0 | 0 | 0 | 0 | 0 | 0 | 0 | 0 | 0 | 0 | 0 | 0 | 0 | 0 | 0 | 0 | 0 | 0 | 0 | 0 | 0 | 0 | 0 | 0 | 0 | 0 | 0 | 0 | 0 | 0
[8 empty] | 6784 | October | Winter | Weekday | 0 | 0 | 0 | 0 | 0 | 0 | 0 | 0 | 0 | 0 | 0 | 0 | 0 | 0 | 0 | 0 | 0 | 0 | 0 | 0 | 0 | 0 | 0 | 0 | 0 | 0 | 0 | 0 | 0 | 0
[8 empty] | 6785 | October | Winter | Weekday | 0 | 0 | 0 | 0 | 0 | 0 | 0 | 0 | 0 | 0 | 0 | 0 | 0 | 0 | 0 | 0 | 0 | 0 | 0 | 0 | 0 | 0 | 0 | 0 | 0 | 0 | 0 | 0 | 0 | 0
[8 empty] | 6786 | October | Winter | Weekday | 0 | 0 | 0 | 0 | 0 | 0 | 0 | 0 | 0 | 0 | 0 | 0 | 0 | 0 | 0 | 0 | 0 | 0 | 0 | 0 | 0 | 0 | 0 | 0 | 0 | 0 | 0 | 0 | 0 | 0
[8 empty] | 6787 | October | Winter | Weekday | 0 | 0 | 0 | 0 | 0 | 0 | 0 | 0 | 0 | 0 | 0 | 0 | 0 | 0 | 0 | 0 | 0 | 0 | 0 | 0 | 0 | 0 | 0 | 0 | 0 | 0 | 0 | 0 | 0 | 0
[8 empty] | 6788 | October | Winter | Weekday | 0 | 0 | 0 | 0 | 0 | 0 | 0 | 0 | 0 | 0 | 0 | 0 | 0 | 0 | 0 | 0 | 0 | 0 | 0 | 0 | 0 | 0 | 0 | 0 | 0 | 0 | 0 | 0 | 0 | 0
[8 empty] | 6789 | October | Winter | Weekday | 0 | 0 | 0 | 0 | 0 | 0 | 0 | 0 | 0 | 0 | 0 | 0 | 0 | 0 | 0 | 0 | 0 | 0 | 0 | 0 | 0 | 0 | 0 | 0 | 0 | 0 | 0 | 0 | 0 | 0
[8 empty] | 6790 | October | Winter | Weekday | 0 | 0 | 0 | 0 | 0 | 0 | 0 | 0 | 0 | 0 | 0 | 0 | 0 | 0 | 0 | 0 | 0 | 0 | 0 | 0 | 0 | 0 | 0 | 0 | 0 | 0 | 0 | 0 | 0 | 0
[8 empty] | 6791 | October | Winter | Weekday | 0 | 0 | 0 | 0 | 0 | 0 | 0 | 0 | 0 | 0 | 0 | 0 | 0 | 0 | 0 | 0 | 0 | 0 | 0 | 0 | 0 | 0 | 0 | 0 | 0 | 0 | 0 | 0 | 0 | 0
[8 empty] | 6792 | October | Winter | Weekday | 0 | 0 | 0 | 0 | 0 | 0 | 0 | 0 | 0 | 0 | 0 | 0 | 0 | 0 | 0 | 0 | 0 | 0 | 0 | 0 | 0 | 0 | 0 | 0 | 0 | 0 | 0 | 0 | 0 | 0
[8 empty] | 6793 | October | Winter | Weekday | 0 | 0 | 0 | 0 | 0 | 0 | 0 | 0 | 0 | 0 | 0 | 0 | 0 | 0 | 0 | 0 | 0 | 0 | 0 | 0 | 0 | 0 | 0 | 0 | 0 | 4.8 | 4.8 | 0 | 0 | 0
[8 empty] | 6794 | October | Winter | Weekday | 0 | 0 | 0 | 0 | 0 | 0 | 0 | 0 | 0 | 0 | 0 | 0 | 0 | 0 | 0 | 0 | 0 | 0 | 0 | 0 | 0 | 0 | 0 | 0 | 0 | 4.8 | 4.8 | 0 | 0 | 0
[8 empty] | 6795 | October | Winter | Weekday | 0 | 0 | 0 | 0 | 0 | 0 | 0 | 0 | 0 | 0 | 0 | 0 | 0 | 0 | 0 | 0 | 0 | 0 | 0 | 0 | 0 | 0 | 0 | 0 | 0 | 4.8 | 4.8 | 0 | 0 | 0
[8 empty] | 6796 | October | Winter | Weekday | 0 | 0 | 0 | 0 | 0 | 0 | 0 | 0 | 0 | 0 | 0 | 0 | 0 | 0 | 0 | 0 | 0 | 0 | 0 | 0 | 0 | 0 | 0 | 0 | 0 | 4.8 | 4.8 | 0 | 0 | 0
[8 empty] | 6797 | October | Winter | Weekday | 0 | 0 | 0 | 0 | 0 | 0 | 0 | 0 | 0 | 0 | 0 | 0 | 0 | 0 | 0 | 0 | 0 | 0 | 0 | 0 | 0 | 0 | 0 | 0 | 0 | 4.8 | 4.8 | 0 | 0 | 0
[8 empty] | 6798 | October | Winter | Weekday | 0 | 0 | 0 | 0 | 0 | 0 | 0 | 0 | 0 | 0 | 0 | 0 | 0 | 0 | 0 | 0 | 0 | 0 | 0 | 0 | 0 | 0 | 0 | 0 | 0 | 4.8 | 4.8 | 0 | 0 | 0
[8 empty] | 6799 | October | Winter | Weekday | 0 | 0 | 0 | 0 | 0 | 0 | 0 | 0 | 0 | 0 | 0 | 0 | 0 | 0 | 0 | 0 | 0 | 0 | 0 | 0 | 0 | 0 | 0 | 0 | 0 | 1.2 | 1.2 | 0 | 0 | 0
[8 empty] | 6800 | October | Winter | Weekday | 0 | 0 | 0 | 0 | 0 | 0 | 0 | 0 | 0 | 0 | 0 | 0 | 0 | 0 | 0 | 0 | 0 | 0 | 0 | 0 | 0 | 0 | 0 | 0 | 0 | 0 | 0 | 0 | 0 | 0
[8 empty] | 6801 | October | Winter | Weekday | 0 | 0 | 0 | 0 | 0 | 0 | 0 | 0 | 0 | 0 | 0 | 0 | 0 | 0 | 0 | 0 | 0 | 0 | 0 | 0 | 0 | 0 | 0 | 0 | 0 | 0 | 0 | 0 | 0 | 0
[8 empty] | 6802 | October | Winter | Weekday | 0 | 0 | 0 | 0 | 0 | 0 | 0 | 0 | 0 | 0 | 0 | 0 | 0 | 0 | 0 | 0 | 0 | 0 | 0 | 0 | 0 | 0 | 0 | 0 | 0 | 0 | 0 | 0 | 0 | 0
[8 empty] | 6803 | October | Winter | Weekday | 0 | 0 | 0 | 0 | 0 | 0 | 0 | 0 | 0 | 0 | 0 | 0 | 0 | 0 | 0 | 0 | 0 | 0 | 0 | 0 | 0 | 0 | 0 | 0 | 0 | 0 | 0 | 0 | 0 | 0
[8 empty] | 6804 | October | Winter | Weekday | 0 | 0 | 0 | 0 | 0 | 0 | 0 | 0 | 0 | 0 | 0 | 0 | 0 | 0 | 0 | 0 | 0 | 0 | 0 | 0 | 0 | 0 | 0 | 0 | 0 | 0 | 0 | 0 | 0 | 0
[8 empty] | 6805 | October | Winter | Weekday | 0 | 0 | 0 | 0 | 0 | 0 | 0 | 0 | 0 | 0 | 0 | 0 | 0 | 0 | 0 | 0 | 0 | 0 | 0 | 0 | 0 | 0 | 0 | 0 | 0 | 0 | 0 | 0 | 0 | 0
[8 empty] | 6806 | October | Winter | Weekday | 0 | 0 | 0 | 0 | 0 | 0 | 0 | 0 | 0 | 0 | 0 | 0 | 0 | 0 | 0 | 0 | 0 | 0 | 0 | 0 | 0 | 0 | 0 | 0 | 0 | 0 | 0 | 0 | 0 | 0
[8 empty] | 6807 | October | Winter | Weekday | 0 | 0 | 0 | 0 | 0 | 0 | 0 | 0 | 0 | 0 | 0 | 0 | 0 | 0 | 0 | 0 | 0 | 0 | 0 | 0 | 0 | 0 | 0 | 0 | 0 | 0 | 0 | 0 | 0 | 0
[8 empty] | 6808 | October | Winter | Weekday | 0 | 0 | 0 | 0 | 0 | 0 | 0 | 0 | 0 | 0 | 0 | 0 | 0 | 0 | 0 | 0 | 0 | 0 | 0 | 0 | 0 | 0 | 0 | 0 | 0 | 0 | 0 | 0 | 0 | 0
[8 empty] | 6809 | October | Winter | Weekday | 0 | 0 | 0 | 0 | 0 | 0 | 0 | 0 | 0 | 0 | 0 | 0 | 0 | 0 | 0 | 0 | 0 | 0 | 0 | 0 | 0 | 0 | 0 | 0 | 0 | 0 | 0 | 0 | 0 | 0
[8 empty] | 6810 | October | Winter | Weekday | 0 | 0 | 0 | 0 | 0 | 0 | 0 | 0 | 0 | 0 | 0 | 0 | 0 | 0 | 0 | 0 | 0 | 0 | 0 | 0 | 0 | 0 | 0 | 0 | 0 | 0 | 0 | 0 | 0 | 0
[8 empty] | 6811 | October | Winter | Weekday | 0 | 0 | 0 | 0 | 0 | 0 | 0 | 0 | 0 | 0 | 0 | 0 | 0 | 0 | 0 | 0 | 0 | 0 | 0 | 0 | 0 | 0 | 0 | 0 | 0 | 0 | 0 | 0 | 0 | 0
[8 empty] | 6812 | October | Winter | Weekday | 0 | 0 | 0 | 0 | 0 | 0 | 0 | 0 | 0 | 0 | 0 | 0 | 0 | 0 | 0 | 0 | 0 | 0 | 0 | 0 | 0 | 0 | 0 | 0 | 0 | 0 | 0 | 0 | 0 | 0
[8 empty] | 6813 | October | Winter | Weekday | 0 | 0 | 0 | 0 | 0 | 0 | 0 | 0 | 0 | 0 | 0 | 0 | 0 | 0 | 0 | 0 | 0 | 0 | 0 | 0 | 0 | 0 | 0 | 0 | 0 | 0 | 0 | 0 | 0 | 0
[8 empty] | 6814 | October | Winter | Weekday | 0 | 0 | 0 | 0 | 0 | 0 | 0 | 0 | 0 | 0 | 0 | 0 | 0 | 0 | 0 | 0 | 0 | 0 | 0 | 0 | 0 | 0 | 0 | 0 | 0 | 0 | 0 | 0 | 0 | 0
[8 empty] | 6815 | October | Winter | Weekday | 0 | 0 | 0 | 0 | 0 | 0 | 0 | 0 | 0 | 0 | 0 | 0 | 0 | 0 | 0 | 0 | 0 | 0 | 0 | 0 | 0 | 0 | 0 | 0 | 0 | 0 | 0 | 0 | 0 | 0
[8 empty] | 6816 | October | Winter | Weekday | 0 | 0 | 0 | 0 | 0 | 0 | 0 | 0 | 0 | 0 | 0 | 0 | 0 | 0 | 0 | 0 | 0 | 0 | 0 | 0 | 0 | 0 | 0 | 0 | 0 | 0 | 0 | 0 | 0 | 0
[8 empty] | 6817 | October | Winter | Weekday | 0 | 0 | 0 | 0 | 0 | 0 | 0 | 0 | 0 | 0 | 0 | 0 | 0 | 0 | 0 | 0 | 0 | 0 | 0 | 0 | 0 | 0 | 0 | 0 | 0 | 4.8 | 4.8 | 0 | 0 | 0
[8 empty] | 6818 | October | Winter | Weekday | 0 | 0 | 0 | 0 | 0 | 0 | 0 | 0 | 0 | 0 | 0 | 0 | 0 | 0 | 0 | 0 | 0 | 0 | 0 | 0 | 0 | 0 | 0 | 0 | 0 | 4.8 | 4.8 | 0 | 0 | 0
[8 empty] | 6819 | October | Winter | Weekday | 0 | 0 | 0 | 0 | 0 | 0 | 0 | 0 | 0 | 0 | 0 | 0 | 0 | 0 | 0 | 0 | 0 | 0 | 0 | 0 | 0 | 0 | 0 | 0 | 0 | 4.8 | 4.8 | 0 | 0 | 0
[8 empty] | 6820 | October | Winter | Weekday | 0 | 0 | 0 | 0 | 0 | 0 | 0 | 0 | 0 | 0 | 0 | 0 | 0 | 0 | 0 | 0 | 0 | 0 | 0 | 0 | 0 | 0 | 0 | 0 | 0 | 4.8 | 4.8 | 0 | 0 | 0
[8 empty] | 6821 | October | Winter | Weekday | 0 | 0 | 0 | 0 | 0 | 0 | 0 | 0 | 0 | 0 | 0 | 0 | 0 | 0 | 0 | 0 | 0 | 0 | 0 | 0 | 0 | 0 | 0 | 0 | 0 | 4.8 | 4.8 | 0 | 0 | 0
[8 empty] | 6822 | October | Winter | Weekday | 0 | 0 | 0 | 0 | 0 | 0 | 0 | 0 | 0 | 0 | 0 | 0 | 0 | 0 | 0 | 0 | 0 | 0 | 0 | 0 | 0 | 0 | 0 | 0 | 0 | 4.8 | 4.8 | 0 | 0 | 0
[8 empty] | 6823 | October | Winter | Weekday | 0 | 0 | 0 | 0 | 0 | 0 | 0 | 0 | 0 | 0 | 0 | 0 | 0 | 0 | 0 | 0 | 0 | 0 | 0 | 0 | 0 | 0 | 0 | 0 | 0 | 1.2 | 1.2 | 0 | 0 | 0
[8 empty] | 6824 | October | Winter | Weekday | 0 | 0 | 0 | 0 | 0 | 0 | 0 | 0 | 0 | 0 | 0 | 0 | 0 | 0 | 0 | 0 | 0 | 0 | 0 | 0 | 0 | 0 | 0 | 0 | 0 | 0 | 0 | 0 | 0 | 0
[8 empty] | 6825 | October | Winter | Weekday | 0 | 0 | 0 | 0 | 0 | 0 | 0 | 0 | 0 | 0 | 0 | 0 | 0 | 0 | 0 | 0 | 0 | 0 | 0 | 0 | 0 | 0 | 0 | 0 | 0 | 0 | 0 | 0 | 0 | 0
[8 empty] | 6826 | October | Winter | Weekday | 0 | 0 | 0 | 0 | 0 | 0 | 0 | 0 | 0 | 0 | 0 | 0 | 0 | 0 | 0 | 0 | 0 | 0 | 0 | 0 | 0 | 0 | 0 | 0 | 0 | 0 | 0 | 0 | 0 | 0
[8 empty] | 6827 | October | Winter | Weekday | 0 | 0 | 0 | 0 | 0 | 0 | 0 | 0 | 0 | 0 | 0 | 0 | 0 | 0 | 0 | 0 | 0 | 0 | 0 | 0 | 0 | 0 | 0 | 0 | 0 | 0 | 0 | 0 | 0 | 0
[8 empty] | 6828 | October | Winter | Weekday | 0 | 0 | 0 | 0 | 0 | 0 | 0 | 0 | 0 | 0 | 0 | 0 | 0 | 0 | 0 | 0 | 0 | 0 | 0 | 0 | 0 | 0 | 0 | 0 | 0 | 0 | 0 | 0 | 0 | 0
[8 empty] | 6829 | October | Winter | Weekday | 0 | 0 | 0 | 0 | 0 | 0 | 0 | 0 | 0 | 0 | 0 | 0 | 0 | 0 | 0 | 0 | 0 | 0 | 0 | 0 | 0 | 0 | 0 | 0 | 0 | 0 | 0 | 0 | 0 | 0
[8 empty] | 6830 | October | Winter | Weekday | 0 | 0 | 0 | 0 | 0 | 0 | 0 | 0 | 0 | 0 | 0 | 0 | 0 | 0 | 0 | 0 | 0 | 0 | 0 | 0 | 0 | 0 | 0 | 0 | 0 | 0 | 0 | 0 | 0 | 0
[8 empty] | 6831 | October | Winter | Weekday | 0 | 0 | 0 | 0 | 0 | 0 | 0 | 0 | 0 | 0 | 0 | 0 | 0 | 0 | 0 | 0 | 0 | 0 | 0 | 0 | 0 | 0 | 0 | 0 | 0 | 0 | 0 | 0 | 0 | 0
[8 empty] | 6832 | October | Winter | Weekday | 0 | 0 | 0 | 0 | 0 | 0 | 0 | 0 | 0 | 0 | 0 | 0 | 0 | 0 | 0 | 0 | 0 | 0 | 0 | 0 | 0 | 0 | 0 | 0 | 0 | 0 | 0 | 0 | 0 | 0
[8 empty] | 6833 | October | Winter | Weekday | 0 | 0 | 0 | 0 | 0 | 0 | 0 | 0 | 0 | 0 | 0 | 0 | 0 | 0 | 0 | 0 | 0 | 0 | 0 | 0 | 0 | 0 | 0 | 0 | 0 | 0 | 0 | 0 | 0 | 0
[8 empty] | 6834 | October | Winter | Weekday | 0 | 0 | 0 | 0 | 0 | 0 | 0 | 0 | 0 | 0 | 0 | 0 | 0 | 0 | 0 | 0 | 0 | 0 | 0 | 0 | 0 | 0 | 0 | 0 | 0 | 0 | 0 | 0 | 0 | 0
[8 empty] | 6835 | October | Winter | Weekday | 0 | 0 | 0 | 0 | 0 | 0 | 0 | 0 | 0 | 0 | 0 | 0 | 0 | 0 | 0 | 0 | 0 | 0 | 0 | 0 | 0 | 0 | 0 | 0 | 0 | 0 | 0 | 0 | 0 | 0
[8 empty] | 6836 | October | Winter | Weekday | 0 | 0 | 0 | 0 | 0 | 0 | 0 | 0 | 0 | 0 | 0 | 0 | 0 | 0 | 0 | 0 | 0 | 0 | 0 | 0 | 0 | 0 | 0 | 0 | 0 | 0 | 0 | 0 | 0 | 0
[8 empty] | 6837 | October | Winter | Weekday | 0 | 0 | 0 | 0 | 0 | 0 | 0 | 0 | 0 | 0 | 0 | 0 | 0 | 0 | 0 | 0 | 0 | 0 | 0 | 0 | 0 | 0 | 0 | 0 | 0 | 0 | 0 | 0 | 0 | 0
[8 empty] | 6838 | October | Winter | Weekday | 0 | 0 | 0 | 0 | 0 | 0 | 0 | 0 | 0 | 0 | 0 | 0 | 0 | 0 | 0 | 0 | 0 | 0 | 0 | 0 | 0 | 0 | 0 | 0 | 0 | 0 | 0 | 0 | 0 | 0
[8 empty] | 6839 | October | Winter | Weekday | 0 | 0 | 0 | 0 | 0 | 0 | 0 | 0 | 0 | 0 | 0 | 0 | 0 | 0 | 0 | 0 | 0 | 0 | 0 | 0 | 0 | 0 | 0 | 0 | 0 | 0 | 0 | 0 | 0 | 0
[8 empty] | 6840 | October | Winter | Weekday | 0 | 0 | 0 | 0 | 0 | 0 | 0 | 0 | 0 | 0 | 0 | 0 | 0 | 0 | 0 | 0 | 0 | 0 | 0 | 0 | 0 | 0 | 0 | 0 | 0 | 0 | 0 | 0 | 0 | 0
[8 empty] | 6841 | October | Winter | Weekday | 0 | 0 | 0 | 0 | 0 | 0 | 0 | 0 | 0 | 0 | 0 | 0 | 0 | 0 | 0 | 0 | 0 | 0 | 0 | 0 | 0 | 0 | 0 | 0 | 0 | 4.8 | 4.8 | 0 | 0 | 0
[8 empty] | 6842 | October | Winter | Weekday | 0 | 0 | 0 | 0 | 0 | 0 | 0 | 0 | 0 | 0 | 0 | 0 | 0 | 0 | 0 | 0 | 0 | 0 | 0 | 0 | 0 | 0 | 0 | 0 | 0 | 4.8 | 4.8 | 0 | 0 | 0
[8 empty] | 6843 | October | Winter | Weekday | 0 | 0 | 0 | 0 | 0 | 0 | 0 | 0 | 0 | 0 | 0 | 0 | 0 | 0 | 0 | 0 | 0 | 0 | 0 | 0 | 0 | 0 | 0 | 0 | 0 | 4.8 | 4.8 | 0 | 0 | 0
[8 empty] | 6844 | October | Winter | Weekday | 0 | 0 | 0 | 0 | 0 | 0 | 0 | 0 | 0 | 0 | 0 | 0 | 0 | 0 | 0 | 0 | 0 | 0 | 0 | 0 | 0 | 0 | 0 | 0 | 0 | 4.8 | 4.8 | 0 | 0 | 0
[8 empty] | 6845 | October | Winter | Weekday | 0 | 0 | 0 | 0 | 0 | 0 | 0 | 0 | 0 | 0 | 0 | 0 | 0 | 0 | 0 | 0 | 0 | 0 | 0 | 0 | 0 | 0 | 0 | 0 | 0 | 4.8 | 4.8 | 0 | 0 | 0
[8 empty] | 6846 | October | Winter | Weekday | 0 | 0 | 0 | 0 | 0 | 0 | 0 | 0 | 0 | 0 | 0 | 0 | 0 | 0 | 0 | 0 | 0 | 0 | 0 | 0 | 0 | 0 | 0 | 0 | 0 | 4.8 | 4.8 | 0 | 0 | 0
[8 empty] | 6847 | October | Winter | Weekday | 0 | 0 | 0 | 0 | 0 | 0 | 0 | 0 | 0 | 0 | 0 | 0 | 0 | 0 | 0 | 0 | 0 | 0 | 0 | 0 | 0 | 0 | 0 | 0 | 0 | 1.2 | 1.2 | 0 | 0 | 0
[8 empty] | 6848 | October | Winter | Weekday | 0 | 0 | 0 | 0 | 0 | 0 | 0 | 0 | 0 | 0 | 0 | 0 | 0 | 0 | 0 | 0 | 0 | 0 | 0 | 0 | 0 | 0 | 0 | 0 | 0 | 0 | 0 | 0 | 0 | 0
[8 empty] | 6849 | October | Winter | Weekday | 0 | 0 | 0 | 0 | 0 | 0 | 0 | 0 | 0 | 0 | 0 | 0 | 0 | 0 | 0 | 0 | 0 | 0 | 0 | 0 | 0 | 0 | 0 | 0 | 0 | 0 | 0 | 0 | 0 | 0
[8 empty] | 6850 | October | Winter | Weekday | 0 | 0 | 0 | 0 | 0 | 0 | 0 | 0 | 0 | 0 | 0 | 0 | 0 | 0 | 0 | 0 | 0 | 0 | 0 | 0 | 0 | 0 | 0 | 0 | 0 | 0 | 0 | 0 | 0 | 0
[8 empty] | 6851 | October | Winter | Weekday | 0 | 0 | 0 | 0 | 0 | 0 | 0 | 0 | 0 | 0 | 0 | 0 | 0 | 0 | 0 | 0 | 0 | 0 | 0 | 0 | 0 | 0 | 0 | 0 | 0 | 0 | 0 | 0 | 0 | 0
[8 empty] | 6852 | October | Winter | Weekday | 0 | 0 | 0 | 0 | 0 | 0 | 0 | 0 | 0 | 0 | 0 | 0 | 0 | 0 | 0 | 0 | 0 | 0 | 0 | 0 | 0 | 0 | 0 | 0 | 0 | 0 | 0 | 0 | 0 | 0
[8 empty] | 6853 | October | Winter | Weekday | 0 | 0 | 0 | 0 | 0 | 0 | 0 | 0 | 0 | 0 | 0 | 0 | 0 | 0 | 0 | 0 | 0 | 0 | 0 | 0 | 0 | 0 | 0 | 0 | 0 | 0 | 0 | 0 | 0 | 0
[8 empty] | 6854 | October | Winter | Weekday | 0 | 0 | 0 | 0 | 0 | 0 | 0 | 0 | 0 | 0 | 0 | 0 | 0 | 0 | 0 | 0 | 0 | 0 | 0 | 0 | 0 | 0 | 0 | 0 | 0 | 0 | 0 | 0 | 0 | 0
[8 empty] | 6855 | October | Winter | Weekday | 0 | 0 | 0 | 0 | 0 | 0 | 0 | 0 | 0 | 0 | 0 | 0 | 0 | 0 | 0 | 0 | 0 | 0 | 0 | 0 | 0 | 0 | 0 | 0 | 0 | 0 | 0 | 0 | 0 | 0
[8 empty] | 6856 | October | Winter | Weekday | 0 | 0 | 0 | 0 | 0 | 0 | 0 | 0 | 0 | 0 | 0 | 0 | 0 | 0 | 0 | 0 | 0 | 0 | 0 | 0 | 0 | 0 | 0 | 0 | 0 | 0 | 0 | 0 | 0 | 0
[8 empty] | 6857 | October | Winter | Weekday | 0 | 0 | 0 | 0 | 0 | 0 | 0 | 0 | 0 | 0 | 0 | 0 | 0 | 0 | 0 | 0 | 0 | 0 | 0 | 0 | 0 | 0 | 0 | 0 | 0 | 0 | 0 | 0 | 0 | 0
[8 empty] | 6858 | October | Winter | Weekday | 0 | 0 | 0 | 0 | 0 | 0 | 0 | 0 | 0 | 0 | 0 | 0 | 0 | 0 | 0 | 0 | 0 | 0 | 0 | 0 | 0 | 0 | 0 | 0 | 0 | 0 | 0 | 0 | 0 | 0
[8 empty] | 6859 | October | Winter | Weekday | 0 | 0 | 0 | 0 | 0 | 0 | 0 | 0 | 0 | 0 | 0 | 0 | 0 | 0 | 0 | 0 | 0 | 0 | 0 | 0 | 0 | 0 | 0 | 0 | 0 | 0 | 0 | 0 | 0 | 0
[8 empty] | 6860 | October | Winter | Weekday | 0 | 0 | 0 | 0 | 0 | 0 | 0 | 0 | 0 | 0 | 0 | 0 | 0 | 0 | 0 | 0 | 0 | 0 | 0 | 0 | 0 | 0 | 0 | 0 | 0 | 0 | 0 | 0 | 0 | 0
[8 empty] | 6861 | October | Winter | Weekday | 0 | 0 | 0 | 0 | 0 | 0 | 0 | 0 | 0 | 0 | 0 | 0 | 0 | 0 | 0 | 0 | 0 | 0 | 0 | 0 | 0 | 0 | 0 | 0 | 0 | 0 | 0 | 0 | 0 | 0
[8 empty] | 6862 | October | Winter | Weekday | 0 | 0 | 0 | 0 | 0 | 0 | 0 | 0 | 0 | 0 | 0 | 0 | 0 | 0 | 0 | 0 | 0 | 0 | 0 | 0 | 0 | 0 | 0 | 0 | 0 | 0 | 0 | 0 | 0 | 0
[8 empty] | 6863 | October | Winter | Weekday | 0 | 0 | 0 | 0 | 0 | 0 | 0 | 0 | 0 | 0 | 0 | 0 | 0 | 0 | 0 | 0 | 0 | 0 | 0 | 0 | 0 | 0 | 0 | 0 | 0 | 0 | 0 | 0 | 0 | 0
[8 empty] | 6864 | October | Winter | Weekday | 0 | 0 | 0 | 0 | 0 | 0 | 0 | 0 | 0 | 0 | 0 | 0 | 0 | 0 | 0 | 0 | 0 | 0 | 0 | 0 | 0 | 0 | 0 | 0 | 0 | 0 | 0 | 0 | 0 | 0
[8 empty] | 6865 | October | Winter | Weekend | 0 | 0 | 0 | 0 | 0 | 0 | 0 | 0 | 0 | 0 | 0 | 0 | 0 | 0 | 0 | 0 | 0 | 0 | 0 | 0 | 0 | 0 | 0 | 0 | 0 | 4.8 | 4.8 | 0 | 0 | 0
[8 empty] | 6866 | October | Winter | Weekend | 0 | 0 | 0 | 0 | 0 | 0 | 0 | 0 | 0 | 0 | 0 | 0 | 0 | 0 | 0 | 0 | 0 | 0 | 0 | 0 | 0 | 0 | 0 | 0 | 0 | 4.8 | 4.8 | 0 | 0 | 0
[8 empty] | 6867 | October | Winter | Weekend | 0 | 0 | 0 | 0 | 0 | 0 | 0 | 0 | 0 | 0 | 0 | 0 | 0 | 0 | 0 | 0 | 0 | 0 | 0 | 0 | 0 | 0 | 0 | 0 | 0 | 4.8 | 4.8 | 0 | 0 | 0
[8 empty] | 6868 | October | Winter | Weekend | 0 | 0 | 0 | 0 | 0 | 0 | 0 | 0 | 0 | 0 | 0 | 0 | 0 | 0 | 0 | 0 | 0 | 0 | 0 | 0 | 0 | 0 | 0 | 0 | 0 | 4.8 | 4.8 | 0 | 0 | 0
[8 empty] | 6869 | October | Winter | Weekend | 0 | 0 | 0 | 0 | 0 | 0 | 0 | 0 | 0 | 0 | 0 | 0 | 0 | 0 | 0 | 0 | 0 | 0 | 0 | 0 | 0 | 0 | 0 | 0 | 0 | 4.8 | 4.8 | 0 | 0 | 0
[8 empty] | 6870 | October | Winter | Weekend | 0 | 0 | 0 | 0 | 0 | 0 | 0 | 0 | 0 | 0 | 0 | 0 | 0 | 0 | 0 | 0 | 0 | 0 | 0 | 0 | 0 | 0 | 0 | 0 | 0 | 4.8 | 4.8 | 0 | 0 | 0
[8 empty] | 6871 | October | Winter | Weekend | 0 | 0 | 0 | 0 | 0 | 0 | 0 | 0 | 0 | 0 | 0 | 0 | 0 | 0 | 0 | 0 | 0 | 0 | 0 | 0 | 0 | 0 | 0 | 0 | 0 | 1.2 | 1.2 | 0 | 0 | 0
[8 empty] | 6872 | October | Winter | Weekend | 0 | 0 | 0 | 0 | 0 | 0 | 0 | 0 | 0 | 0 | 0 | 0 | 0 | 0 | 0 | 0 | 0 | 0 | 0 | 0 | 0 | 0 | 0 | 0 | 0 | 0 | 0 | 0 | 0 | 0
[8 empty] | 6873 | October | Winter | Weekend | 0 | 0 | 0 | 0 | 0 | 0 | 0 | 0 | 0 | 0 | 0 | 0 | 0 | 0 | 0 | 0 | 0 | 0 | 0 | 0 | 0 | 0 | 0 | 0 | 0 | 0 | 0 | 0 | 0 | 0
[8 empty] | 6874 | October | Winter | Weekend | 0 | 0 | 0 | 0 | 0 | 0 | 0 | 0 | 0 | 0 | 0 | 0 | 0 | 0 | 0 | 0 | 0 | 0 | 0 | 0 | 0 | 0 | 0 | 0 | 0 | 0 | 0 | 0 | 0 | 0
[8 empty] | 6875 | October | Winter | Weekend | 0 | 0 | 0 | 0 | 0 | 0 | 0 | 0 | 0 | 0 | 0 | 0 | 0 | 0 | 0 | 0 | 0 | 0 | 0 | 0 | 0 | 0 | 0 | 0 | 0 | 0 | 0 | 0 | 0 | 0
[8 empty] | 6876 | October | Winter | Weekend | 0 | 0 | 0 | 0 | 0 | 0 | 0 | 0 | 0 | 0 | 0 | 0 | 0 | 0 | 0 | 0 | 0 | 0 | 0 | 0 | 0 | 0 | 0 | 0 | 0 | 0 | 0 | 0 | 0 | 0
[8 empty] | 6877 | October | Winter | Weekend | 0 | 0 | 0 | 0 | 0 | 0 | 0 | 0 | 0 | 0 | 0 | 0 | 0 | 0 | 0 | 0 | 0 | 0 | 0 | 0 | 0 | 0 | 0 | 0 | 0 | 0 | 0 | 0 | 0 | 0
[8 empty] | 6878 | October | Winter | Weekend | 0 | 0 | 0 | 0 | 0 | 0 | 0 | 0 | 0 | 0 | 0 | 0 | 0 | 0 | 0 | 0 | 0 | 0 | 0 | 0 | 0 | 0 | 0 | 0 | 0 | 0 | 0 | 0 | 0 | 0
[8 empty] | 6879 | October | Winter | Weekend | 0 | 0 | 0 | 0 | 0 | 0 | 0 | 0 | 0 | 0 | 0 | 0 | 0 | 0 | 0 | 0 | 0 | 0 | 0 | 0 | 0 | 0 | 0 | 0 | 0 | 0 | 0 | 0 | 0 | 0
[8 empty] | 6880 | October | Winter | Weekend | 0 | 0 | 0 | 0 | 0 | 0 | 0 | 0 | 0 | 0 | 0 | 0 | 0 | 0 | 0 | 0 | 0 | 0 | 0 | 0 | 0 | 0 | 0 | 0 | 0 | 0 | 0 | 0 | 0 | 0
[8 empty] | 6881 | October | Winter | Weekend | 0 | 0 | 0 | 0 | 0 | 0 | 0 | 0 | 0 | 0 | 0 | 0 | 0 | 0 | 0 | 0 | 0 | 0 | 0 | 0 | 0 | 0 | 0 | 0 | 0 | 0 | 0 | 0 | 0 | 0
[8 empty] | 6882 | October | Winter | Weekend | 0 | 0 | 0 | 0 | 0 | 0 | 0 | 0 | 0 | 0 | 0 | 0 | 0 | 0 | 0 | 0 | 0 | 0 | 0 | 0 | 0 | 0 | 0 | 0 | 0 | 0 | 0 | 0 | 0 | 0
[8 empty] | 6883 | October | Winter | Weekend | 0 | 0 | 0 | 0 | 0 | 0 | 0 | 0 | 0 | 0 | 0 | 0 | 0 | 0 | 0 | 0 | 0 | 0 | 0 | 0 | 0 | 0 | 0 | 0 | 0 | 0 | 0 | 0 | 0 | 0
[8 empty] | 6884 | October | Winter | Weekend | 0 | 0 | 0 | 0 | 0 | 0 | 0 | 0 | 0 | 0 | 0 | 0 | 0 | 0 | 0 | 0 | 0 | 0 | 0 | 0 | 0 | 0 | 0 | 0 | 0 | 0 | 0 | 0 | 0 | 0
[8 empty] | 6885 | October | Winter | Weekend | 0 | 0 | 0 | 0 | 0 | 0 | 0 | 0 | 0 | 0 | 0 | 0 | 0 | 0 | 0 | 0 | 0 | 0 | 0 | 0 | 0 | 0 | 0 | 0 | 0 | 0 | 0 | 0 | 0 | 0
[8 empty] | 6886 | October | Winter | Weekend | 0 | 0 | 0 | 0 | 0 | 0 | 0 | 0 | 0 | 0 | 0 | 0 | 0 | 0 | 0 | 0 | 0 | 0 | 0 | 0 | 0 | 0 | 0 | 0 | 0 | 0 | 0 | 0 | 0 | 0
[8 empty] | 6887 | October | Winter | Weekend | 0 | 0 | 0 | 0 | 0 | 0 | 0 | 0 | 0 | 0 | 0 | 0 | 0 | 0 | 0 | 0 | 0 | 0 | 0 | 0 | 0 | 0 | 0 | 0 | 0 | 0 | 0 | 0 | 0 | 0
[8 empty] | 6888 | October | Winter | Weekend | 0 | 0 | 0 | 0 | 0 | 0 | 0 | 0 | 0 | 0 | 0 | 0 | 0 | 0 | 0 | 0 | 0 | 0 | 0 | 0 | 0 | 0 | 0 | 0 | 0 | 0 | 0 | 0 | 0 | 0
[8 empty] | 6889 | October | Winter | Weekend | 0 | 0 | 0 | 0 | 0 | 0 | 0 | 0 | 0 | 0 | 0 | 0 | 0 | 0 | 0 | 0 | 0 | 0 | 0 | 0 | 0 | 0 | 0 | 0 | 0 | 4.8 | 4.8 | 0 | 0 | 0
[8 empty] | 6890 | October | Winter | Weekend | 0 | 0 | 0 | 0 | 0 | 0 | 0 | 0 | 0 | 0 | 0 | 0 | 0 | 0 | 0 | 0 | 0 | 0 | 0 | 0 | 0 | 0 | 0 | 0 | 0 | 4.8 | 4.8 | 0 | 0 | 0
[8 empty] | 6891 | October | Winter | Weekend | 0 | 0 | 0 | 0 | 0 | 0 | 0 | 0 | 0 | 0 | 0 | 0 | 0 | 0 | 0 | 0 | 0 | 0 | 0 | 0 | 0 | 0 | 0 | 0 | 0 | 4.8 | 4.8 | 0 | 0 | 0
[8 empty] | 6892 | October | Winter | Weekend | 0 | 0 | 0 | 0 | 0 | 0 | 0 | 0 | 0 | 0 | 0 | 0 | 0 | 0 | 0 | 0 | 0 | 0 | 0 | 0 | 0 | 0 | 0 | 0 | 0 | 4.8 | 4.8 | 0 | 0 | 0
[8 empty] | 6893 | October | Winter | Weekend | 0 | 0 | 0 | 0 | 0 | 0 | 0 | 0 | 0 | 0 | 0 | 0 | 0 | 0 | 0 | 0 | 0 | 0 | 0 | 0 | 0 | 0 | 0 | 0 | 0 | 4.8 | 4.8 | 0 | 0 | 0
[8 empty] | 6894 | October | Winter | Weekend | 0 | 0 | 0 | 0 | 0 | 0 | 0 | 0 | 0 | 0 | 0 | 0 | 0 | 0 | 0 | 0 | 0 | 0 | 0 | 0 | 0 | 0 | 0 | 0 | 0 | 4.8 | 4.8 | 0 | 0 | 0
[8 empty] | 6895 | October | Winter | Weekend | 0 | 0 | 0 | 0 | 0 | 0 | 0 | 0 | 0 | 0 | 0 | 0 | 0 | 0 | 0 | 0 | 0 | 0 | 0 | 0 | 0 | 0 | 0 | 0 | 0 | 1.2 | 1.2 | 0 | 0 | 0
[8 empty] | 6896 | October | Winter | Weekend | 0 | 0 | 0 | 0 | 0 | 0 | 0 | 0 | 0 | 0 | 0 | 0 | 0 | 0 | 0 | 0 | 0 | 0 | 0 | 0 | 0 | 0 | 0 | 0 | 0 | 0 | 0 | 0 | 0 | 0
[8 empty] | 6897 | October | Winter | Weekend | 0 | 0 | 0 | 0 | 0 | 0 | 0 | 0 | 0 | 0 | 0 | 0 | 0 | 0 | 0 | 0 | 0 | 0 | 0 | 0 | 0 | 0 | 0 | 0 | 0 | 0 | 0 | 0 | 0 | 0
[8 empty] | 6898 | October | Winter | Weekend | 0 | 0 | 0 | 0 | 0 | 0 | 0 | 0 | 0 | 0 | 0 | 0 | 0 | 0 | 0 | 0 | 0 | 0 | 0 | 0 | 0 | 0 | 0 | 0 | 0 | 0 | 0 | 0 | 0 | 0
[8 empty] | 6899 | October | Winter | Weekend | 0 | 0 | 0 | 0 | 0 | 0 | 0 | 0 | 0 | 0 | 0 | 0 | 0 | 0 | 0 | 0 | 0 | 0 | 0 | 0 | 0 | 0 | 0 | 0 | 0 | 0 | 0 | 0 | 0 | 0
[8 empty] | 6900 | October | Winter | Weekend | 0 | 0 | 0 | 0 | 0 | 0 | 0 | 0 | 0 | 0 | 0 | 0 | 0 | 0 | 0 | 0 | 0 | 0 | 0 | 0 | 0 | 0 | 0 | 0 | 0 | 0 | 0 | 0 | 0 | 0
[8 empty] | 6901 | October | Winter | Weekend | 0 | 0 | 0 | 0 | 0 | 0 | 0 | 0 | 0 | 0 | 0 | 0 | 0 | 0 | 0 | 0 | 0 | 0 | 0 | 0 | 0 | 0 | 0 | 0 | 0 | 0 | 0 | 0 | 0 | 0
[8 empty] | 6902 | October | Winter | Weekend | 0 | 0 | 0 | 0 | 0 | 0 | 0 | 0 | 0 | 0 | 0 | 0 | 0 | 0 | 0 | 0 | 0 | 0 | 0 | 0 | 0 | 0 | 0 | 0 | 0 | 0 | 0 | 0 | 0 | 0
[8 empty] | 6903 | October | Winter | Weekend | 0 | 0 | 0 | 0 | 0 | 0 | 0 | 0 | 0 | 0 | 0 | 0 | 0 | 0 | 0 | 0 | 0 | 0 | 0 | 0 | 0 | 0 | 0 | 0 | 0 | 0 | 0 | 0 | 0 | 0
[8 empty] | 6904 | October | Winter | Weekend | 0 | 0 | 0 | 0 | 0 | 0 | 0 | 0 | 0 | 0 | 0 | 0 | 0 | 0 | 0 | 0 | 0 | 0 | 0 | 0 | 0 | 0 | 0 | 0 | 0 | 0 | 0 | 0 | 0 | 0
[8 empty] | 6905 | October | Winter | Weekend | 0 | 0 | 0 | 0 | 0 | 0 | 0 | 0 | 0 | 0 | 0 | 0 | 0 | 0 | 0 | 0 | 0 | 0 | 0 | 0 | 0 | 0 | 0 | 0 | 0 | 0 | 0 | 0 | 0 | 0
[8 empty] | 6906 | October | Winter | Weekend | 0 | 0 | 0 | 0 | 0 | 0 | 0 | 0 | 0 | 0 | 0 | 0 | 0 | 0 | 0 | 0 | 0 | 0 | 0 | 0 | 0 | 0 | 0 | 0 | 0 | 0 | 0 | 0 | 0 | 0
[8 empty] | 6907 | October | Winter | Weekend | 0 | 0 | 0 | 0 | 0 | 0 | 0 | 0 | 0 | 0 | 0 | 0 | 0 | 0 | 0 | 0 | 0 | 0 | 0 | 0 | 0 | 0 | 0 | 0 | 0 | 0 | 0 | 0 | 0 | 0
[8 empty] | 6908 | October | Winter | Weekend | 0 | 0 | 0 | 0 | 0 | 0 | 0 | 0 | 0 | 0 | 0 | 0 | 0 | 0 | 0 | 0 | 0 | 0 | 0 | 0 | 0 | 0 | 0 | 0 | 0 | 0 | 0 | 0 | 0 | 0
[8 empty] | 6909 | October | Winter | Weekend | 0 | 0 | 0 | 0 | 0 | 0 | 0 | 0 | 0 | 0 | 0 | 0 | 0 | 0 | 0 | 0 | 0 | 0 | 0 | 0 | 0 | 0 | 0 | 0 | 0 | 0 | 0 | 0 | 0 | 0
[8 empty] | 6910 | October | Winter | Weekend | 0 | 0 | 0 | 0 | 0 | 0 | 0 | 0 | 0 | 0 | 0 | 0 | 0 | 0 | 0 | 0 | 0 | 0 | 0 | 0 | 0 | 0 | 0 | 0 | 0 | 0 | 0 | 0 | 0 | 0
[8 empty] | 6911 | October | Winter | Weekend | 0 | 0 | 0 | 0 | 0 | 0 | 0 | 0 | 0 | 0 | 0 | 0 | 0 | 0 | 0 | 0 | 0 | 0 | 0 | 0 | 0 | 0 | 0 | 0 | 0 | 0 | 0 | 0 | 0 | 0
[8 empty] | 6912 | October | Winter | Weekend | 0 | 0 | 0 | 0 | 0 | 0 | 0 | 0 | 0 | 0 | 0 | 0 | 0 | 0 | 0 | 0 | 0 | 0 | 0 | 0 | 0 | 0 | 0 | 0 | 0 | 0 | 0 | 0 | 0 | 0
[8 empty] | 6913 | October | Winter | Weekday | 0 | 0 | 0 | 0 | 0 | 0 | 0 | 0 | 0 | 0 | 0 | 0 | 0 | 0 | 0 | 0 | 0 | 0 | 0 | 0 | 0 | 0 | 0 | 0 | 0 | 4.8 | 4.8 | 0 | 0 | 0
[8 empty] | 6914 | October | Winter | Weekday | 0 | 0 | 0 | 0 | 0 | 0 | 0 | 0 | 0 | 0 | 0 | 0 | 0 | 0 | 0 | 0 | 0 | 0 | 0 | 0 | 0 | 0 | 0 | 0 | 0 | 4.8 | 4.8 | 0 | 0 | 0
[8 empty] | 6915 | October | Winter | Weekday | 0 | 0 | 0 | 0 | 0 | 0 | 0 | 0 | 0 | 0 | 0 | 0 | 0 | 0 | 0 | 0 | 0 | 0 | 0 | 0 | 0 | 0 | 0 | 0 | 0 | 4.8 | 4.8 | 0 | 0 | 0
[8 empty] | 6916 | October | Winter | Weekday | 0 | 0 | 0 | 0 | 0 | 0 | 0 | 0 | 0 | 0 | 0 | 0 | 0 | 0 | 0 | 0 | 0 | 0 | 0 | 0 | 0 | 0 | 0 | 0 | 0 | 4.8 | 4.8 | 0 | 0 | 0
[8 empty] | 6917 | October | Winter | Weekday | 0 | 0 | 0 | 0 | 0 | 0 | 0 | 0 | 0 | 0 | 0 | 0 | 0 | 0 | 0 | 0 | 0 | 0 | 0 | 0 | 0 | 0 | 0 | 0 | 0 | 4.8 | 4.8 | 0 | 0 | 0
[8 empty] | 6918 | October | Winter | Weekday | 0 | 0 | 0 | 0 | 0 | 0 | 0 | 0 | 0 | 0 | 0 | 0 | 0 | 0 | 0 | 0 | 0 | 0 | 0 | 0 | 0 | 0 | 0 | 0 | 0 | 4.8 | 4.8 | 0 | 0 | 0
[8 empty] | 6919 | October | Winter | Weekday | 0 | 0 | 0 | 0 | 0 | 0 | 0 | 0 | 0 | 0 | 0 | 0 | 0 | 0 | 0 | 0 | 0 | 0 | 0 | 0 | 0 | 0 | 0 | 0 | 0 | 1.2 | 1.2 | 0 | 0 | 0
[8 empty] | 6920 | October | Winter | Weekday | 0 | 0 | 0 | 0 | 0 | 0 | 0 | 0 | 0 | 0 | 0 | 0 | 0 | 0 | 0 | 0 | 0 | 0 | 0 | 0 | 0 | 0 | 0 | 0 | 0 | 0 | 0 | 0 | 0 | 0
[8 empty] | 6921 | October | Winter | Weekday | 0 | 0 | 0 | 0 | 0 | 0 | 0 | 0 | 0 | 0 | 0 | 0 | 0 | 0 | 0 | 0 | 0 | 0 | 0 | 0 | 0 | 0 | 0 | 0 | 0 | 0 | 0 | 0 | 0 | 0
[8 empty] | 6922 | October | Winter | Weekday | 0 | 0 | 0 | 0 | 0 | 0 | 0 | 0 | 0 | 0 | 0 | 0 | 0 | 0 | 0 | 0 | 0 | 0 | 0 | 0 | 0 | 0 | 0 | 0 | 0 | 0 | 0 | 0 | 0 | 0
[8 empty] | 6923 | October | Winter | Weekday | 0 | 0 | 0 | 0 | 0 | 0 | 0 | 0 | 0 | 0 | 0 | 0 | 0 | 0 | 0 | 0 | 0 | 0 | 0 | 0 | 0 | 0 | 0 | 0 | 0 | 0 | 0 | 0 | 0 | 0
[8 empty] | 6924 | October | Winter | Weekday | 0 | 0 | 0 | 0 | 0 | 0 | 0 | 0 | 0 | 0 | 0 | 0 | 0 | 0 | 0 | 0 | 0 | 0 | 0 | 0 | 0 | 0 | 0 | 0 | 0 | 0 | 0 | 0 | 0 | 0
[8 empty] | 6925 | October | Winter | Weekday | 0 | 0 | 0 | 0 | 0 | 0 | 0 | 0 | 0 | 0 | 0 | 0 | 0 | 0 | 0 | 0 | 0 | 0 | 0 | 0 | 0 | 0 | 0 | 0 | 0 | 0 | 0 | 0 | 0 | 0
[8 empty] | 6926 | October | Winter | Weekday | 0 | 0 | 0 | 0 | 0 | 0 | 0 | 0 | 0 | 0 | 0 | 0 | 0 | 0 | 0 | 0 | 0 | 0 | 0 | 0 | 0 | 0 | 0 | 0 | 0 | 0 | 0 | 0 | 0 | 0
[8 empty] | 6927 | October | Winter | Weekday | 0 | 0 | 0 | 0 | 0 | 0 | 0 | 0 | 0 | 0 | 0 | 0 | 0 | 0 | 0 | 0 | 0 | 0 | 0 | 0 | 0 | 0 | 0 | 0 | 0 | 0 | 0 | 0 | 0 | 0
[8 empty] | 6928 | October | Winter | Weekday | 0 | 0 | 0 | 0 | 0 | 0 | 0 | 0 | 0 | 0 | 0 | 0 | 0 | 0 | 0 | 0 | 0 | 0 | 0 | 0 | 0 | 0 | 0 | 0 | 0 | 0 | 0 | 0 | 0 | 0
[8 empty] | 6929 | October | Winter | Weekday | 0 | 0 | 0 | 0 | 0 | 0 | 0 | 0 | 0 | 0 | 0 | 0 | 0 | 0 | 0 | 0 | 0 | 0 | 0 | 0 | 0 | 0 | 0 | 0 | 0 | 0 | 0 | 0 | 0 | 0
[8 empty] | 6930 | October | Winter | Weekday | 0 | 0 | 0 | 0 | 0 | 0 | 0 | 0 | 0 | 0 | 0 | 0 | 0 | 0 | 0 | 0 | 0 | 0 | 0 | 0 | 0 | 0 | 0 | 0 | 0 | 0 | 0 | 0 | 0 | 0
[8 empty] | 6931 | October | Winter | Weekday | 0 | 0 | 0 | 0 | 0 | 0 | 0 | 0 | 0 | 0 | 0 | 0 | 0 | 0 | 0 | 0 | 0 | 0 | 0 | 0 | 0 | 0 | 0 | 0 | 0 | 0 | 0 | 0 | 0 | 0
[8 empty] | 6932 | October | Winter | Weekday | 0 | 0 | 0 | 0 | 0 | 0 | 0 | 0 | 0 | 0 | 0 | 0 | 0 | 0 | 0 | 0 | 0 | 0 | 0 | 0 | 0 | 0 | 0 | 0 | 0 | 0 | 0 | 0 | 0 | 0
[8 empty] | 6933 | October | Winter | Weekday | 0 | 0 | 0 | 0 | 0 | 0 | 0 | 0 | 0 | 0 | 0 | 0 | 0 | 0 | 0 | 0 | 0 | 0 | 0 | 0 | 0 | 0 | 0 | 0 | 0 | 0 | 0 | 0 | 0 | 0
[8 empty] | 6934 | October | Winter | Weekday | 0 | 0 | 0 | 0 | 0 | 0 | 0 | 0 | 0 | 0 | 0 | 0 | 0 | 0 | 0 | 0 | 0 | 0 | 0 | 0 | 0 | 0 | 0 | 0 | 0 | 0 | 0 | 0 | 0 | 0
[8 empty] | 6935 | October | Winter | Weekday | 0 | 0 | 0 | 0 | 0 | 0 | 0 | 0 | 0 | 0 | 0 | 0 | 0 | 0 | 0 | 0 | 0 | 0 | 0 | 0 | 0 | 0 | 0 | 0 | 0 | 0 | 0 | 0 | 0 | 0
[8 empty] | 6936 | October | Winter | Weekday | 0 | 0 | 0 | 0 | 0 | 0 | 0 | 0 | 0 | 0 | 0 | 0 | 0 | 0 | 0 | 0 | 0 | 0 | 0 | 0 | 0 | 0 | 0 | 0 | 0 | 0 | 0 | 0 | 0 | 0
[8 empty] | 6937 | October | Winter | Weekday | 0 | 0 | 0 | 0 | 0 | 0 | 0 | 0 | 0 | 0 | 0 | 0 | 0 | 0 | 0 | 0 | 0 | 0 | 0 | 0 | 0 | 0 | 0 | 0 | 0 | 4.8 | 4.8 | 0 | 0 | 0
[8 empty] | 6938 | October | Winter | Weekday | 0 | 0 | 0 | 0 | 0 | 0 | 0 | 0 | 0 | 0 | 0 | 0 | 0 | 0 | 0 | 0 | 0 | 0 | 0 | 0 | 0 | 0 | 0 | 0 | 0 | 4.8 | 4.8 | 0 | 0 | 0
[8 empty] | 6939 | October | Winter | Weekday | 0 | 0 | 0 | 0 | 0 | 0 | 0 | 0 | 0 | 0 | 0 | 0 | 0 | 0 | 0 | 0 | 0 | 0 | 0 | 0 | 0 | 0 | 0 | 0 | 0 | 4.8 | 4.8 | 0 | 0 | 0
[8 empty] | 6940 | October | Winter | Weekday | 0 | 0 | 0 | 0 | 0 | 0 | 0 | 0 | 0 | 0 | 0 | 0 | 0 | 0 | 0 | 0 | 0 | 0 | 0 | 0 | 0 | 0 | 0 | 0 | 0 | 4.8 | 4.8 | 0 | 0 | 0
[8 empty] | 6941 | October | Winter | Weekday | 0 | 0 | 0 | 0 | 0 | 0 | 0 | 0 | 0 | 0 | 0 | 0 | 0 | 0 | 0 | 0 | 0 | 0 | 0 | 0 | 0 | 0 | 0 | 0 | 0 | 4.8 | 4.8 | 0 | 0 | 0
[8 empty] | 6942 | October | Winter | Weekday | 0 | 0 | 0 | 0 | 0 | 0 | 0 | 0 | 0 | 0 | 0 | 0 | 0 | 0 | 0 | 0 | 0 | 0 | 0 | 0 | 0 | 0 | 0 | 0 | 0 | 4.8 | 4.8 | 0 | 0 | 0
[8 empty] | 6943 | October | Winter | Weekday | 0 | 0 | 0 | 0 | 0 | 0 | 0 | 0 | 0 | 0 | 0 | 0 | 0 | 0 | 0 | 0 | 0 | 0 | 0 | 0 | 0 | 0 | 0 | 0 | 0 | 1.2 | 1.2 | 0 | 0 | 0
[8 empty] | 6944 | October | Winter | Weekday | 0 | 0 | 0 | 0 | 0 | 0 | 0 | 0 | 0 | 0 | 0 | 0 | 0 | 0 | 0 | 0 | 0 | 0 | 0 | 0 | 0 | 0 | 0 | 0 | 0 | 0 | 0 | 0 | 0 | 0
[8 empty] | 6945 | October | Winter | Weekday | 0 | 0 | 0 | 0 | 0 | 0 | 0 | 0 | 0 | 0 | 0 | 0 | 0 | 0 | 0 | 0 | 0 | 0 | 0 | 0 | 0 | 0 | 0 | 0 | 0 | 0 | 0 | 0 | 0 | 0
[8 empty] | 6946 | October | Winter | Weekday | 0 | 0 | 0 | 0 | 0 | 0 | 0 | 0 | 0 | 0 | 0 | 0 | 0 | 0 | 0 | 0 | 0 | 0 | 0 | 0 | 0 | 0 | 0 | 0 | 0 | 0 | 0 | 0 | 0 | 0
[8 empty] | 6947 | October | Winter | Weekday | 0 | 0 | 0 | 0 | 0 | 0 | 0 | 0 | 0 | 0 | 0 | 0 | 0 | 0 | 0 | 0 | 0 | 0 | 0 | 0 | 0 | 0 | 0 | 0 | 0 | 0 | 0 | 0 | 0 | 0
[8 empty] | 6948 | October | Winter | Weekday | 0 | 0 | 0 | 0 | 0 | 0 | 0 | 0 | 0 | 0 | 0 | 0 | 0 | 0 | 0 | 0 | 0 | 0 | 0 | 0 | 0 | 0 | 0 | 0 | 0 | 0 | 0 | 0 | 0 | 0
[8 empty] | 6949 | October | Winter | Weekday | 0 | 0 | 0 | 0 | 0 | 0 | 0 | 0 | 0 | 0 | 0 | 0 | 0 | 0 | 0 | 0 | 0 | 0 | 0 | 0 | 0 | 0 | 0 | 0 | 0 | 0 | 0 | 0 | 0 | 0
[8 empty] | 6950 | October | Winter | Weekday | 0 | 0 | 0 | 0 | 0 | 0 | 0 | 0 | 0 | 0 | 0 | 0 | 0 | 0 | 0 | 0 | 0 | 0 | 0 | 0 | 0 | 0 | 0 | 0 | 0 | 0 | 0 | 0 | 0 | 0
[8 empty] | 6951 | October | Winter | Weekday | 0 | 0 | 0 | 0 | 0 | 0 | 0 | 0 | 0 | 0 | 0 | 0 | 0 | 0 | 0 | 0 | 0 | 0 | 0 | 0 | 0 | 0 | 0 | 0 | 0 | 0 | 0 | 0 | 0 | 0
[8 empty] | 6952 | October | Winter | Weekday | 0 | 0 | 0 | 0 | 0 | 0 | 0 | 0 | 0 | 0 | 0 | 0 | 0 | 0 | 0 | 0 | 0 | 0 | 0 | 0 | 0 | 0 | 0 | 0 | 0 | 0 | 0 | 0 | 0 | 0
[8 empty] | 6953 | October | Winter | Weekday | 0 | 0 | 0 | 0 | 0 | 0 | 0 | 0 | 0 | 0 | 0 | 0 | 0 | 0 | 0 | 0 | 0 | 0 | 0 | 0 | 0 | 0 | 0 | 0 | 0 | 0 | 0 | 0 | 0 | 0
[8 empty] | 6954 | October | Winter | Weekday | 0 | 0 | 0 | 0 | 0 | 0 | 0 | 0 | 0 | 0 | 0 | 0 | 0 | 0 | 0 | 0 | 0 | 0 | 0 | 0 | 0 | 0 | 0 | 0 | 0 | 0 | 0 | 0 | 0 | 0
[8 empty] | 6955 | October | Winter | Weekday | 0 | 0 | 0 | 0 | 0 | 0 | 0 | 0 | 0 | 0 | 0 | 0 | 0 | 0 | 0 | 0 | 0 | 0 | 0 | 0 | 0 | 0 | 0 | 0 | 0 | 0 | 0 | 0 | 0 | 0
[8 empty] | 6956 | October | Winter | Weekday | 0 | 0 | 0 | 0 | 0 | 0 | 0 | 0 | 0 | 0 | 0 | 0 | 0 | 0 | 0 | 0 | 0 | 0 | 0 | 0 | 0 | 0 | 0 | 0 | 0 | 0 | 0 | 0 | 0 | 0
[8 empty] | 6957 | October | Winter | Weekday | 0 | 0 | 0 | 0 | 0 | 0 | 0 | 0 | 0 | 0 | 0 | 0 | 0 | 0 | 0 | 0 | 0 | 0 | 0 | 0 | 0 | 0 | 0 | 0 | 0 | 0 | 0 | 0 | 0 | 0
[8 empty] | 6958 | October | Winter | Weekday | 0 | 0 | 0 | 0 | 0 | 0 | 0 | 0 | 0 | 0 | 0 | 0 | 0 | 0 | 0 | 0 | 0 | 0 | 0 | 0 | 0 | 0 | 0 | 0 | 0 | 0 | 0 | 0 | 0 | 0
[8 empty] | 6959 | October | Winter | Weekday | 0 | 0 | 0 | 0 | 0 | 0 | 0 | 0 | 0 | 0 | 0 | 0 | 0 | 0 | 0 | 0 | 0 | 0 | 0 | 0 | 0 | 0 | 0 | 0 | 0 | 0 | 0 | 0 | 0 | 0
[8 empty] | 6960 | October | Winter | Weekday | 0 | 0 | 0 | 0 | 0 | 0 | 0 | 0 | 0 | 0 | 0 | 0 | 0 | 0 | 0 | 0 | 0 | 0 | 0 | 0 | 0 | 0 | 0 | 0 | 0 | 0 | 0 | 0 | 0 | 0
[8 empty] | 6961 | October | Winter | Weekday | 0 | 0 | 0 | 0 | 0 | 0 | 0 | 0 | 0 | 0 | 0 | 0 | 0 | 0 | 0 | 0 | 0 | 0 | 0 | 0 | 0 | 0 | 0 | 0 | 0 | 4.8 | 4.8 | 0 | 0 | 0
[8 empty] | 6962 | October | Winter | Weekday | 0 | 0 | 0 | 0 | 0 | 0 | 0 | 0 | 0 | 0 | 0 | 0 | 0 | 0 | 0 | 0 | 0 | 0 | 0 | 0 | 0 | 0 | 0 | 0 | 0 | 4.8 | 4.8 | 0 | 0 | 0
[8 empty] | 6963 | October | Winter | Weekday | 0 | 0 | 0 | 0 | 0 | 0 | 0 | 0 | 0 | 0 | 0 | 0 | 0 | 0 | 0 | 0 | 0 | 0 | 0 | 0 | 0 | 0 | 0 | 0 | 0 | 4.8 | 4.8 | 0 | 0 | 0
[8 empty] | 6964 | October | Winter | Weekday | 0 | 0 | 0 | 0 | 0 | 0 | 0 | 0 | 0 | 0 | 0 | 0 | 0 | 0 | 0 | 0 | 0 | 0 | 0 | 0 | 0 | 0 | 0 | 0 | 0 | 4.8 | 4.8 | 0 | 0 | 0
[8 empty] | 6965 | October | Winter | Weekday | 0 | 0 | 0 | 0 | 0 | 0 | 0 | 0 | 0 | 0 | 0 | 0 | 0 | 0 | 0 | 0 | 0 | 0 | 0 | 0 | 0 | 0 | 0 | 0 | 0 | 4.8 | 4.8 | 0 | 0 | 0
[8 empty] | 6966 | October | Winter | Weekday | 0 | 0 | 0 | 0 | 0 | 0 | 0 | 0 | 0 | 0 | 0 | 0 | 0 | 0 | 0 | 0 | 0 | 0 | 0 | 0 | 0 | 0 | 0 | 0 | 0 | 4.8 | 4.8 | 0 | 0 | 0
[8 empty] | 6967 | October | Winter | Weekday | 0 | 0 | 0 | 0 | 0 | 0 | 0 | 0 | 0 | 0 | 0 | 0 | 0 | 0 | 0 | 0 | 0 | 0 | 0 | 0 | 0 | 0 | 0 | 0 | 0 | 1.2 | 1.2 | 0 | 0 | 0
[8 empty] | 6968 | October | Winter | Weekday | 0 | 0 | 0 | 0 | 0 | 0 | 0 | 0 | 0 | 0 | 0 | 0 | 0 | 0 | 0 | 0 | 0 | 0 | 0 | 0 | 0 | 0 | 0 | 0 | 0 | 0 | 0 | 0 | 0 | 0
[8 empty] | 6969 | October | Winter | Weekday | 0 | 0 | 0 | 0 | 0 | 0 | 0 | 0 | 0 | 0 | 0 | 0 | 0 | 0 | 0 | 0 | 0 | 0 | 0 | 0 | 0 | 0 | 0 | 0 | 0 | 0 | 0 | 0 | 0 | 0
[8 empty] | 6970 | October | Winter | Weekday | 0 | 0 | 0 | 0 | 0 | 0 | 0 | 0 | 0 | 0 | 0 | 0 | 0 | 0 | 0 | 0 | 0 | 0 | 0 | 0 | 0 | 0 | 0 | 0 | 0 | 0 | 0 | 0 | 0 | 0
[8 empty] | 6971 | October | Winter | Weekday | 0 | 0 | 0 | 0 | 0 | 0 | 0 | 0 | 0 | 0 | 0 | 0 | 0 | 0 | 0 | 0 | 0 | 0 | 0 | 0 | 0 | 0 | 0 | 0 | 0 | 0 | 0 | 0 | 0 | 0
[8 empty] | 6972 | October | Winter | Weekday | 0 | 0 | 0 | 0 | 0 | 0 | 0 | 0 | 0 | 0 | 0 | 0 | 0 | 0 | 0 | 0 | 0 | 0 | 0 | 0 | 0 | 0 | 0 | 0 | 0 | 0 | 0 | 0 | 0 | 0
[8 empty] | 6973 | October | Winter | Weekday | 0 | 0 | 0 | 0 | 0 | 0 | 0 | 0 | 0 | 0 | 0 | 0 | 0 | 0 | 0 | 0 | 0 | 0 | 0 | 0 | 0 | 0 | 0 | 0 | 0 | 0 | 0 | 0 | 0 | 0
[8 empty] | 6974 | October | Winter | Weekday | 0 | 0 | 0 | 0 | 0 | 0 | 0 | 0 | 0 | 0 | 0 | 0 | 0 | 0 | 0 | 0 | 0 | 0 | 0 | 0 | 0 | 0 | 0 | 0 | 0 | 0 | 0 | 0 | 0 | 0
[8 empty] | 6975 | October | Winter | Weekday | 0 | 0 | 0 | 0 | 0 | 0 | 0 | 0 | 0 | 0 | 0 | 0 | 0 | 0 | 0 | 0 | 0 | 0 | 0 | 0 | 0 | 0 | 0 | 0 | 0 | 0 | 0 | 0 | 0 | 0
[8 empty] | 6976 | October | Winter | Weekday | 0 | 0 | 0 | 0 | 0 | 0 | 0 | 0 | 0 | 0 | 0 | 0 | 0 | 0 | 0 | 0 | 0 | 0 | 0 | 0 | 0 | 0 | 0 | 0 | 0 | 0 | 0 | 0 | 0 | 0
[8 empty] | 6977 | October | Winter | Weekday | 0 | 0 | 0 | 0 | 0 | 0 | 0 | 0 | 0 | 0 | 0 | 0 | 0 | 0 | 0 | 0 | 0 | 0 | 0 | 0 | 0 | 0 | 0 | 0 | 0 | 0 | 0 | 0 | 0 | 0
[8 empty] | 6978 | October | Winter | Weekday | 0 | 0 | 0 | 0 | 0 | 0 | 0 | 0 | 0 | 0 | 0 | 0 | 0 | 0 | 0 | 0 | 0 | 0 | 0 | 0 | 0 | 0 | 0 | 0 | 0 | 0 | 0 | 0 | 0 | 0
[8 empty] | 6979 | October | Winter | Weekday | 0 | 0 | 0 | 0 | 0 | 0 | 0 | 0 | 0 | 0 | 0 | 0 | 0 | 0 | 0 | 0 | 0 | 0 | 0 | 0 | 0 | 0 | 0 | 0 | 0 | 0 | 0 | 0 | 0 | 0
[8 empty] | 6980 | October | Winter | Weekday | 0 | 0 | 0 | 0 | 0 | 0 | 0 | 0 | 0 | 0 | 0 | 0 | 0 | 0 | 0 | 0 | 0 | 0 | 0 | 0 | 0 | 0 | 0 | 0 | 0 | 0 | 0 | 0 | 0 | 0
[8 empty] | 6981 | October | Winter | Weekday | 0 | 0 | 0 | 0 | 0 | 0 | 0 | 0 | 0 | 0 | 0 | 0 | 0 | 0 | 0 | 0 | 0 | 0 | 0 | 0 | 0 | 0 | 0 | 0 | 0 | 0 | 0 | 0 | 0 | 0
[8 empty] | 6982 | October | Winter | Weekday | 0 | 0 | 0 | 0 | 0 | 0 | 0 | 0 | 0 | 0 | 0 | 0 | 0 | 0 | 0 | 0 | 0 | 0 | 0 | 0 | 0 | 0 | 0 | 0 | 0 | 0 | 0 | 0 | 0 | 0
[8 empty] | 6983 | October | Winter | Weekday | 0 | 0 | 0 | 0 | 0 | 0 | 0 | 0 | 0 | 0 | 0 | 0 | 0 | 0 | 0 | 0 | 0 | 0 | 0 | 0 | 0 | 0 | 0 | 0 | 0 | 0 | 0 | 0 | 0 | 0
[8 empty] | 6984 | October | Winter | Weekday | 0 | 0 | 0 | 0 | 0 | 0 | 0 | 0 | 0 | 0 | 0 | 0 | 0 | 0 | 0 | 0 | 0 | 0 | 0 | 0 | 0 | 0 | 0 | 0 | 0 | 0 | 0 | 0 | 0 | 0
[8 empty] | 6985 | October | Winter | Weekday | 0 | 0 | 0 | 0 | 0 | 0 | 0 | 0 | 0 | 0 | 0 | 0 | 0 | 0 | 0 | 0 | 0 | 0 | 0 | 0 | 0 | 0 | 0 | 0 | 0 | 4.8 | 4.8 | 0 | 0 | 0
[8 empty] | 6986 | October | Winter | Weekday | 0 | 0 | 0 | 0 | 0 | 0 | 0 | 0 | 0 | 0 | 0 | 0 | 0 | 0 | 0 | 0 | 0 | 0 | 0 | 0 | 0 | 0 | 0 | 0 | 0 | 4.8 | 4.8 | 0 | 0 | 0
[8 empty] | 6987 | October | Winter | Weekday | 0 | 0 | 0 | 0 | 0 | 0 | 0 | 0 | 0 | 0 | 0 | 0 | 0 | 0 | 0 | 0 | 0 | 0 | 0 | 0 | 0 | 0 | 0 | 0 | 0 | 4.8 | 4.8 | 0 | 0 | 0
[8 empty] | 6988 | October | Winter | Weekday | 0 | 0 | 0 | 0 | 0 | 0 | 0 | 0 | 0 | 0 | 0 | 0 | 0 | 0 | 0 | 0 | 0 | 0 | 0 | 0 | 0 | 0 | 0 | 0 | 0 | 4.8 | 4.8 | 0 | 0 | 0
[8 empty] | 6989 | October | Winter | Weekday | 0 | 0 | 0 | 0 | 0 | 0 | 0 | 0 | 0 | 0 | 0 | 0 | 0 | 0 | 0 | 0 | 0 | 0 | 0 | 0 | 0 | 0 | 0 | 0 | 0 | 4.8 | 4.8 | 0 | 0 | 0
[8 empty] | 6990 | October | Winter | Weekday | 0 | 0 | 0 | 0 | 0 | 0 | 0 | 0 | 0 | 0 | 0 | 0 | 0 | 0 | 0 | 0 | 0 | 0 | 0 | 0 | 0 | 0 | 0 | 0 | 0 | 4.8 | 4.8 | 0 | 0 | 0
[8 empty] | 6991 | October | Winter | Weekday | 0 | 0 | 0 | 0 | 0 | 0 | 0 | 0 | 0 | 0 | 0 | 0 | 0 | 0 | 0 | 0 | 0 | 0 | 0 | 0 | 0 | 0 | 0 | 0 | 0 | 1.2 | 1.2 | 0 | 0 | 0
[8 empty] | 6992 | October | Winter | Weekday | 0 | 0 | 0 | 0 | 0 | 0 | 0 | 0 | 0 | 0 | 0 | 0 | 0 | 0 | 0 | 0 | 0 | 0 | 0 | 0 | 0 | 0 | 0 | 0 | 0 | 0 | 0 | 0 | 0 | 0
[8 empty] | 6993 | October | Winter | Weekday | 0 | 0 | 0 | 0 | 0 | 0 | 0 | 0 | 0 | 0 | 0 | 0 | 0 | 0 | 0 | 0 | 0 | 0 | 0 | 0 | 0 | 0 | 0 | 0 | 0 | 0 | 0 | 0 | 0 | 0
[8 empty] | 6994 | October | Winter | Weekday | 0 | 0 | 0 | 0 | 0 | 0 | 0 | 0 | 0 | 0 | 0 | 0 | 0 | 0 | 0 | 0 | 0 | 0 | 0 | 0 | 0 | 0 | 0 | 0 | 0 | 0 | 0 | 0 | 0 | 0
[8 empty] | 6995 | October | Winter | Weekday | 0 | 0 | 0 | 0 | 0 | 0 | 0 | 0 | 0 | 0 | 0 | 0 | 0 | 0 | 0 | 0 | 0 | 0 | 0 | 0 | 0 | 0 | 0 | 0 | 0 | 0 | 0 | 0 | 0 | 0
[8 empty] | 6996 | October | Winter | Weekday | 0 | 0 | 0 | 0 | 0 | 0 | 0 | 0 | 0 | 0 | 0 | 0 | 0 | 0 | 0 | 0 | 0 | 0 | 0 | 0 | 0 | 0 | 0 | 0 | 0 | 0 | 0 | 0 | 0 | 0
[8 empty] | 6997 | October | Winter | Weekday | 0 | 0 | 0 | 0 | 0 | 0 | 0 | 0 | 0 | 0 | 0 | 0 | 0 | 0 | 0 | 0 | 0 | 0 | 0 | 0 | 0 | 0 | 0 | 0 | 0 | 0 | 0 | 0 | 0 | 0
[8 empty] | 6998 | October | Winter | Weekday | 0 | 0 | 0 | 0 | 0 | 0 | 0 | 0 | 0 | 0 | 0 | 0 | 0 | 0 | 0 | 0 | 0 | 0 | 0 | 0 | 0 | 0 | 0 | 0 | 0 | 0 | 0 | 0 | 0 | 0
[8 empty] | 6999 | October | Winter | Weekday | 0 | 0 | 0 | 0 | 0 | 0 | 0 | 0 | 0 | 0 | 0 | 0 | 0 | 0 | 0 | 0 | 0 | 0 | 0 | 0 | 0 | 0 | 0 | 0 | 0 | 0 | 0 | 0 | 0 | 0
[8 empty] | 7000 | October | Winter | Weekday | 0 | 0 | 0 | 0 | 0 | 0 | 0 | 0 | 0 | 0 | 0 | 0 | 0 | 0 | 0 | 0 | 0 | 0 | 0 | 0 | 0 | 0 | 0 | 0 | 0 | 0 | 0 | 0 | 0 | 0
[8 empty] | 7001 | October | Winter | Weekday | 0 | 0 | 0 | 0 | 0 | 0 | 0 | 0 | 0 | 0 | 0 | 0 | 0 | 0 | 0 | 0 | 0 | 0 | 0 | 0 | 0 | 0 | 0 | 0 | 0 | 0 | 0 | 0 | 0 | 0
[8 empty] | 7002 | October | Winter | Weekday | 0 | 0 | 0 | 0 | 0 | 0 | 0 | 0 | 0 | 0 | 0 | 0 | 0 | 0 | 0 | 0 | 0 | 0 | 0 | 0 | 0 | 0 | 0 | 0 | 0 | 0 | 0 | 0 | 0 | 0
[8 empty] | 7003 | October | Winter | Weekday | 0 | 0 | 0 | 0 | 0 | 0 | 0 | 0 | 0 | 0 | 0 | 0 | 0 | 0 | 0 | 0 | 0 | 0 | 0 | 0 | 0 | 0 | 0 | 0 | 0 | 0 | 0 | 0 | 0 | 0
[8 empty] | 7004 | October | Winter | Weekday | 0 | 0 | 0 | 0 | 0 | 0 | 0 | 0 | 0 | 0 | 0 | 0 | 0 | 0 | 0 | 0 | 0 | 0 | 0 | 0 | 0 | 0 | 0 | 0 | 0 | 0 | 0 | 0 | 0 | 0
[8 empty] | 7005 | October | Winter | Weekday | 0 | 0 | 0 | 0 | 0 | 0 | 0 | 0 | 0 | 0 | 0 | 0 | 0 | 0 | 0 | 0 | 0 | 0 | 0 | 0 | 0 | 0 | 0 | 0 | 0 | 0 | 0 | 0 | 0 | 0
[8 empty] | 7006 | October | Winter | Weekday | 0 | 0 | 0 | 0 | 0 | 0 | 0 | 0 | 0 | 0 | 0 | 0 | 0 | 0 | 0 | 0 | 0 | 0 | 0 | 0 | 0 | 0 | 0 | 0 | 0 | 0 | 0 | 0 | 0 | 0
[8 empty] | 7007 | October | Winter | Weekday | 0 | 0 | 0 | 0 | 0 | 0 | 0 | 0 | 0 | 0 | 0 | 0 | 0 | 0 | 0 | 0 | 0 | 0 | 0 | 0 | 0 | 0 | 0 | 0 | 0 | 0 | 0 | 0 | 0 | 0
[8 empty] | 7008 | October | Winter | Weekday | 0 | 0 | 0 | 0 | 0 | 0 | 0 | 0 | 0 | 0 | 0 | 0 | 0 | 0 | 0 | 0 | 0 | 0 | 0 | 0 | 0 | 0 | 0 | 0 | 0 | 0 | 0 | 0 | 0 | 0
[8 empty] | 7009 | October | Winter | Weekday | 0 | 0 | 0 | 0 | 0 | 0 | 0 | 0 | 0 | 0 | 0 | 0 | 0 | 0 | 0 | 0 | 0 | 0 | 0 | 0 | 0 | 0 | 0 | 0 | 0 | 4.8 | 4.8 | 0 | 0 | 0
[8 empty] | 7010 | October | Winter | Weekday | 0 | 0 | 0 | 0 | 0 | 0 | 0 | 0 | 0 | 0 | 0 | 0 | 0 | 0 | 0 | 0 | 0 | 0 | 0 | 0 | 0 | 0 | 0 | 0 | 0 | 4.8 | 4.8 | 0 | 0 | 0
[8 empty] | 7011 | October | Winter | Weekday | 0 | 0 | 0 | 0 | 0 | 0 | 0 | 0 | 0 | 0 | 0 | 0 | 0 | 0 | 0 | 0 | 0 | 0 | 0 | 0 | 0 | 0 | 0 | 0 | 0 | 4.8 | 4.8 | 0 | 0 | 0
[8 empty] | 7012 | October | Winter | Weekday | 0 | 0 | 0 | 0 | 0 | 0 | 0 | 0 | 0 | 0 | 0 | 0 | 0 | 0 | 0 | 0 | 0 | 0 | 0 | 0 | 0 | 0 | 0 | 0 | 0 | 4.8 | 4.8 | 0 | 0 | 0
[8 empty] | 7013 | October | Winter | Weekday | 0 | 0 | 0 | 0 | 0 | 0 | 0 | 0 | 0 | 0 | 0 | 0 | 0 | 0 | 0 | 0 | 0 | 0 | 0 | 0 | 0 | 0 | 0 | 0 | 0 | 4.8 | 4.8 | 0 | 0 | 0
[8 empty] | 7014 | October | Winter | Weekday | 0 | 0 | 0 | 0 | 0 | 0 | 0 | 0 | 0 | 0 | 0 | 0 | 0 | 0 | 0 | 0 | 0 | 0 | 0 | 0 | 0 | 0 | 0 | 0 | 0 | 4.8 | 4.8 | 0 | 0 | 0
[8 empty] | 7015 | October | Winter | Weekday | 0 | 0 | 0 | 0 | 0 | 0 | 0 | 0 | 0 | 0 | 0 | 0 | 0 | 0 | 0 | 0 | 0 | 0 | 0 | 0 | 0 | 0 | 0 | 0 | 0 | 1.2 | 1.2 | 0 | 0 | 0
[8 empty] | 7016 | October | Winter | Weekday | 0 | 0 | 0 | 0 | 0 | 0 | 0 | 0 | 0 | 0 | 0 | 0 | 0 | 0 | 0 | 0 | 0 | 0 | 0 | 0 | 0 | 0 | 0 | 0 | 0 | 0 | 0 | 0 | 0 | 0
[8 empty] | 7017 | October | Winter | Weekday | 0 | 0 | 0 | 0 | 0 | 0 | 0 | 0 | 0 | 0 | 0 | 0 | 0 | 0 | 0 | 0 | 0 | 0 | 0 | 0 | 0 | 0 | 0 | 0 | 0 | 0 | 0 | 0 | 0 | 0
[8 empty] | 7018 | October | Winter | Weekday | 0 | 0 | 0 | 0 | 0 | 0 | 0 | 0 | 0 | 0 | 0 | 0 | 0 | 0 | 0 | 0 | 0 | 0 | 0 | 0 | 0 | 0 | 0 | 0 | 0 | 0 | 0 | 0 | 0 | 0
[8 empty] | 7019 | October | Winter | Weekday | 0 | 0 | 0 | 0 | 0 | 0 | 0 | 0 | 0 | 0 | 0 | 0 | 0 | 0 | 0 | 0 | 0 | 0 | 0 | 0 | 0 | 0 | 0 | 0 | 0 | 0 | 0 | 0 | 0 | 0
[8 empty] | 7020 | October | Winter | Weekday | 0 | 0 | 0 | 0 | 0 | 0 | 0 | 0 | 0 | 0 | 0 | 0 | 0 | 0 | 0 | 0 | 0 | 0 | 0 | 0 | 0 | 0 | 0 | 0 | 0 | 0 | 0 | 0 | 0 | 0
[8 empty] | 7021 | October | Winter | Weekday | 0 | 0 | 0 | 0 | 0 | 0 | 0 | 0 | 0 | 0 | 0 | 0 | 0 | 0 | 0 | 0 | 0 | 0 | 0 | 0 | 0 | 0 | 0 | 0 | 0 | 0 | 0 | 0 | 0 | 0
[8 empty] | 7022 | October | Winter | Weekday | 0 | 0 | 0 | 0 | 0 | 0 | 0 | 0 | 0 | 0 | 0 | 0 | 0 | 0 | 0 | 0 | 0 | 0 | 0 | 0 | 0 | 0 | 0 | 0 | 0 | 0 | 0 | 0 | 0 | 0
[8 empty] | 7023 | October | Winter | Weekday | 0 | 0 | 0 | 0 | 0 | 0 | 0 | 0 | 0 | 0 | 0 | 0 | 0 | 0 | 0 | 0 | 0 | 0 | 0 | 0 | 0 | 0 | 0 | 0 | 0 | 0 | 0 | 0 | 0 | 0
[8 empty] | 7024 | October | Winter | Weekday | 0 | 0 | 0 | 0 | 0 | 0 | 0 | 0 | 0 | 0 | 0 | 0 | 0 | 0 | 0 | 0 | 0 | 0 | 0 | 0 | 0 | 0 | 0 | 0 | 0 | 0 | 0 | 0 | 0 | 0
[8 empty] | 7025 | October | Winter | Weekday | 0 | 0 | 0 | 0 | 0 | 0 | 0 | 0 | 0 | 0 | 0 | 0 | 0 | 0 | 0 | 0 | 0 | 0 | 0 | 0 | 0 | 0 | 0 | 0 | 0 | 0 | 0 | 0 | 0 | 0
[8 empty] | 7026 | October | Winter | Weekday | 0 | 0 | 0 | 0 | 0 | 0 | 0 | 0 | 0 | 0 | 0 | 0 | 0 | 0 | 0 | 0 | 0 | 0 | 0 | 0 | 0 | 0 | 0 | 0 | 0 | 0 | 0 | 0 | 0 | 0
[8 empty] | 7027 | October | Winter | Weekday | 0 | 0 | 0 | 0 | 0 | 0 | 0 | 0 | 0 | 0 | 0 | 0 | 0 | 0 | 0 | 0 | 0 | 0 | 0 | 0 | 0 | 0 | 0 | 0 | 0 | 0 | 0 | 0 | 0 | 0
[8 empty] | 7028 | October | Winter | Weekday | 0 | 0 | 0 | 0 | 0 | 0 | 0 | 0 | 0 | 0 | 0 | 0 | 0 | 0 | 0 | 0 | 0 | 0 | 0 | 0 | 0 | 0 | 0 | 0 | 0 | 0 | 0 | 0 | 0 | 0
[8 empty] | 7029 | October | Winter | Weekday | 0 | 0 | 0 | 0 | 0 | 0 | 0 | 0 | 0 | 0 | 0 | 0 | 0 | 0 | 0 | 0 | 0 | 0 | 0 | 0 | 0 | 0 | 0 | 0 | 0 | 0 | 0 | 0 | 0 | 0
[8 empty] | 7030 | October | Winter | Weekday | 0 | 0 | 0 | 0 | 0 | 0 | 0 | 0 | 0 | 0 | 0 | 0 | 0 | 0 | 0 | 0 | 0 | 0 | 0 | 0 | 0 | 0 | 0 | 0 | 0 | 0 | 0 | 0 | 0 | 0
[8 empty] | 7031 | October | Winter | Weekday | 0 | 0 | 0 | 0 | 0 | 0 | 0 | 0 | 0 | 0 | 0 | 0 | 0 | 0 | 0 | 0 | 0 | 0 | 0 | 0 | 0 | 0 | 0 | 0 | 0 | 0 | 0 | 0 | 0 | 0
[8 empty] | 7032 | October | Winter | Weekday | 0 | 0 | 0 | 0 | 0 | 0 | 0 | 0 | 0 | 0 | 0 | 0 | 0 | 0 | 0 | 0 | 0 | 0 | 0 | 0 | 0 | 0 | 0 | 0 | 0 | 0 | 0 | 0 | 0 | 0
[8 empty] | 7033 | October | Winter | Weekend | 0 | 0 | 0 | 0 | 0 | 0 | 0 | 0 | 0 | 0 | 0 | 0 | 0 | 0 | 0 | 0 | 0 | 0 | 0 | 0 | 0 | 0 | 0 | 0 | 0 | 4.8 | 4.8 | 0 | 0 | 0
[8 empty] | 7034 | October | Winter | Weekend | 0 | 0 | 0 | 0 | 0 | 0 | 0 | 0 | 0 | 0 | 0 | 0 | 0 | 0 | 0 | 0 | 0 | 0 | 0 | 0 | 0 | 0 | 0 | 0 | 0 | 4.8 | 4.8 | 0 | 0 | 0
[8 empty] | 7035 | October | Winter | Weekend | 0 | 0 | 0 | 0 | 0 | 0 | 0 | 0 | 0 | 0 | 0 | 0 | 0 | 0 | 0 | 0 | 0 | 0 | 0 | 0 | 0 | 0 | 0 | 0 | 0 | 4.8 | 4.8 | 0 | 0 | 0
[8 empty] | 7036 | October | Winter | Weekend | 0 | 0 | 0 | 0 | 0 | 0 | 0 | 0 | 0 | 0 | 0 | 0 | 0 | 0 | 0 | 0 | 0 | 0 | 0 | 0 | 0 | 0 | 0 | 0 | 0 | 4.8 | 4.8 | 0 | 0 | 0
[8 empty] | 7037 | October | Winter | Weekend | 0 | 0 | 0 | 0 | 0 | 0 | 0 | 0 | 0 | 0 | 0 | 0 | 0 | 0 | 0 | 0 | 0 | 0 | 0 | 0 | 0 | 0 | 0 | 0 | 0 | 4.8 | 4.8 | 0 | 0 | 0
[8 empty] | 7038 | October | Winter | Weekend | 0 | 0 | 0 | 0 | 0 | 0 | 0 | 0 | 0 | 0 | 0 | 0 | 0 | 0 | 0 | 0 | 0 | 0 | 0 | 0 | 0 | 0 | 0 | 0 | 0 | 4.8 | 4.8 | 0 | 0 | 0
[8 empty] | 7039 | October | Winter | Weekend | 0 | 0 | 0 | 0 | 0 | 0 | 0 | 0 | 0 | 0 | 0 | 0 | 0 | 0 | 0 | 0 | 0 | 0 | 0 | 0 | 0 | 0 | 0 | 0 | 0 | 1.2 | 1.2 | 0 | 0 | 0
[8 empty] | 7040 | October | Winter | Weekend | 0 | 0 | 0 | 0 | 0 | 0 | 0 | 0 | 0 | 0 | 0 | 0 | 0 | 0 | 0 | 0 | 0 | 0 | 0 | 0 | 0 | 0 | 0 | 0 | 0 | 0 | 0 | 0 | 0 | 0
[8 empty] | 7041 | October | Winter | Weekend | 0 | 0 | 0 | 0 | 0 | 0 | 0 | 0 | 0 | 0 | 0 | 0 | 0 | 0 | 0 | 0 | 0 | 0 | 0 | 0 | 0 | 0 | 0 | 0 | 0 | 0 | 0 | 0 | 0 | 0
[8 empty] | 7042 | October | Winter | Weekend | 0 | 0 | 0 | 0 | 0 | 0 | 0 | 0 | 0 | 0 | 0 | 0 | 0 | 0 | 0 | 0 | 0 | 0 | 0 | 0 | 0 | 0 | 0 | 0 | 0 | 0 | 0 | 0 | 0 | 0
[8 empty] | 7043 | October | Winter | Weekend | 0 | 0 | 0 | 0 | 0 | 0 | 0 | 0 | 0 | 0 | 0 | 0 | 0 | 0 | 0 | 0 | 0 | 0 | 0 | 0 | 0 | 0 | 0 | 0 | 0 | 0 | 0 | 0 | 0 | 0
[8 empty] | 7044 | October | Winter | Weekend | 0 | 0 | 0 | 0 | 0 | 0 | 0 | 0 | 0 | 0 | 0 | 0 | 0 | 0 | 0 | 0 | 0 | 0 | 0 | 0 | 0 | 0 | 0 | 0 | 0 | 0 | 0 | 0 | 0 | 0
[8 empty] | 7045 | October | Winter | Weekend | 0 | 0 | 0 | 0 | 0 | 0 | 0 | 0 | 0 | 0 | 0 | 0 | 0 | 0 | 0 | 0 | 0 | 0 | 0 | 0 | 0 | 0 | 0 | 0 | 0 | 0 | 0 | 0 | 0 | 0
[8 empty] | 7046 | October | Winter | Weekend | 0 | 0 | 0 | 0 | 0 | 0 | 0 | 0 | 0 | 0 | 0 | 0 | 0 | 0 | 0 | 0 | 0 | 0 | 0 | 0 | 0 | 0 | 0 | 0 | 0 | 0 | 0 | 0 | 0 | 0
[8 empty] | 7047 | October | Winter | Weekend | 0 | 0 | 0 | 0 | 0 | 0 | 0 | 0 | 0 | 0 | 0 | 0 | 0 | 0 | 0 | 0 | 0 | 0 | 0 | 0 | 0 | 0 | 0 | 0 | 0 | 0 | 0 | 0 | 0 | 0
[8 empty] | 7048 | October | Winter | Weekend | 0 | 0 | 0 | 0 | 0 | 0 | 0 | 0 | 0 | 0 | 0 | 0 | 0 | 0 | 0 | 0 | 0 | 0 | 0 | 0 | 0 | 0 | 0 | 0 | 0 | 0 | 0 | 0 | 0 | 0
[8 empty] | 7049 | October | Winter | Weekend | 0 | 0 | 0 | 0 | 0 | 0 | 0 | 0 | 0 | 0 | 0 | 0 | 0 | 0 | 0 | 0 | 0 | 0 | 0 | 0 | 0 | 0 | 0 | 0 | 0 | 0 | 0 | 0 | 0 | 0
[8 empty] | 7050 | October | Winter | Weekend | 0 | 0 | 0 | 0 | 0 | 0 | 0 | 0 | 0 | 0 | 0 | 0 | 0 | 0 | 0 | 0 | 0 | 0 | 0 | 0 | 0 | 0 | 0 | 0 | 0 | 0 | 0 | 0 | 0 | 0
[8 empty] | 7051 | October | Winter | Weekend | 0 | 0 | 0 | 0 | 0 | 0 | 0 | 0 | 0 | 0 | 0 | 0 | 0 | 0 | 0 | 0 | 0 | 0 | 0 | 0 | 0 | 0 | 0 | 0 | 0 | 0 | 0 | 0 | 0 | 0
[8 empty] | 7052 | October | Winter | Weekend | 0 | 0 | 0 | 0 | 0 | 0 | 0 | 0 | 0 | 0 | 0 | 0 | 0 | 0 | 0 | 0 | 0 | 0 | 0 | 0 | 0 | 0 | 0 | 0 | 0 | 0 | 0 | 0 | 0 | 0
[8 empty] | 7053 | October | Winter | Weekend | 0 | 0 | 0 | 0 | 0 | 0 | 0 | 0 | 0 | 0 | 0 | 0 | 0 | 0 | 0 | 0 | 0 | 0 | 0 | 0 | 0 | 0 | 0 | 0 | 0 | 0 | 0 | 0 | 0 | 0
[8 empty] | 7054 | October | Winter | Weekend | 0 | 0 | 0 | 0 | 0 | 0 | 0 | 0 | 0 | 0 | 0 | 0 | 0 | 0 | 0 | 0 | 0 | 0 | 0 | 0 | 0 | 0 | 0 | 0 | 0 | 0 | 0 | 0 | 0 | 0
[8 empty] | 7055 | October | Winter | Weekend | 0 | 0 | 0 | 0 | 0 | 0 | 0 | 0 | 0 | 0 | 0 | 0 | 0 | 0 | 0 | 0 | 0 | 0 | 0 | 0 | 0 | 0 | 0 | 0 | 0 | 0 | 0 | 0 | 0 | 0
[8 empty] | 7056 | October | Winter | Weekend | 0 | 0 | 0 | 0 | 0 | 0 | 0 | 0 | 0 | 0 | 0 | 0 | 0 | 0 | 0 | 0 | 0 | 0 | 0 | 0 | 0 | 0 | 0 | 0 | 0 | 0 | 0 | 0 | 0 | 0
[8 empty] | 7057 | October | Winter | Weekend | 0 | 0 | 0 | 0 | 0 | 0 | 0 | 0 | 0 | 0 | 0 | 0 | 0 | 0 | 0 | 0 | 0 | 0 | 0 | 0 | 0 | 0 | 0 | 0 | 0 | 4.8 | 4.8 | 0 | 0 | 0
[8 empty] | 7058 | October | Winter | Weekend | 0 | 0 | 0 | 0 | 0 | 0 | 0 | 0 | 0 | 0 | 0 | 0 | 0 | 0 | 0 | 0 | 0 | 0 | 0 | 0 | 0 | 0 | 0 | 0 | 0 | 4.8 | 4.8 | 0 | 0 | 0
[8 empty] | 7059 | October | Winter | Weekend | 0 | 0 | 0 | 0 | 0 | 0 | 0 | 0 | 0 | 0 | 0 | 0 | 0 | 0 | 0 | 0 | 0 | 0 | 0 | 0 | 0 | 0 | 0 | 0 | 0 | 4.8 | 4.8 | 0 | 0 | 0
[8 empty] | 7060 | October | Winter | Weekend | 0 | 0 | 0 | 0 | 0 | 0 | 0 | 0 | 0 | 0 | 0 | 0 | 0 | 0 | 0 | 0 | 0 | 0 | 0 | 0 | 0 | 0 | 0 | 0 | 0 | 4.8 | 4.8 | 0 | 0 | 0
[8 empty] | 7061 | October | Winter | Weekend | 0 | 0 | 0 | 0 | 0 | 0 | 0 | 0 | 0 | 0 | 0 | 0 | 0 | 0 | 0 | 0 | 0 | 0 | 0 | 0 | 0 | 0 | 0 | 0 | 0 | 4.8 | 4.8 | 0 | 0 | 0
[8 empty] | 7062 | October | Winter | Weekend | 0 | 0 | 0 | 0 | 0 | 0 | 0 | 0 | 0 | 0 | 0 | 0 | 0 | 0 | 0 | 0 | 0 | 0 | 0 | 0 | 0 | 0 | 0 | 0 | 0 | 4.8 | 4.8 | 0 | 0 | 0
[8 empty] | 7063 | October | Winter | Weekend | 0 | 0 | 0 | 0 | 0 | 0 | 0 | 0 | 0 | 0 | 0 | 0 | 0 | 0 | 0 | 0 | 0 | 0 | 0 | 0 | 0 | 0 | 0 | 0 | 0 | 1.2 | 1.2 | 0 | 0 | 0
[8 empty] | 7064 | October | Winter | Weekend | 0 | 0 | 0 | 0 | 0 | 0 | 0 | 0 | 0 | 0 | 0 | 0 | 0 | 0 | 0 | 0 | 0 | 0 | 0 | 0 | 0 | 0 | 0 | 0 | 0 | 0 | 0 | 0 | 0 | 0
[8 empty] | 7065 | October | Winter | Weekend | 0 | 0 | 0 | 0 | 0 | 0 | 0 | 0 | 0 | 0 | 0 | 0 | 0 | 0 | 0 | 0 | 0 | 0 | 0 | 0 | 0 | 0 | 0 | 0 | 0 | 0 | 0 | 0 | 0 | 0
[8 empty] | 7066 | October | Winter | Weekend | 0 | 0 | 0 | 0 | 0 | 0 | 0 | 0 | 0 | 0 | 0 | 0 | 0 | 0 | 0 | 0 | 0 | 0 | 0 | 0 | 0 | 0 | 0 | 0 | 0 | 0 | 0 | 0 | 0 | 0
[8 empty] | 7067 | October | Winter | Weekend | 0 | 0 | 0 | 0 | 0 | 0 | 0 | 0 | 0 | 0 | 0 | 0 | 0 | 0 | 0 | 0 | 0 | 0 | 0 | 0 | 0 | 0 | 0 | 0 | 0 | 0 | 0 | 0 | 0 | 0
[8 empty] | 7068 | October | Winter | Weekend | 0 | 0 | 0 | 0 | 0 | 0 | 0 | 0 | 0 | 0 | 0 | 0 | 0 | 0 | 0 | 0 | 0 | 0 | 0 | 0 | 0 | 0 | 0 | 0 | 0 | 0 | 0 | 0 | 0 | 0
[8 empty] | 7069 | October | Winter | Weekend | 0 | 0 | 0 | 0 | 0 | 0 | 0 | 0 | 0 | 0 | 0 | 0 | 0 | 0 | 0 | 0 | 0 | 0 | 0 | 0 | 0 | 0 | 0 | 0 | 0 | 0 | 0 | 0 | 0 | 0
[8 empty] | 7070 | October | Winter | Weekend | 0 | 0 | 0 | 0 | 0 | 0 | 0 | 0 | 0 | 0 | 0 | 0 | 0 | 0 | 0 | 0 | 0 | 0 | 0 | 0 | 0 | 0 | 0 | 0 | 0 | 0 | 0 | 0 | 0 | 0
[8 empty] | 7071 | October | Winter | Weekend | 0 | 0 | 0 | 0 | 0 | 0 | 0 | 0 | 0 | 0 | 0 | 0 | 0 | 0 | 0 | 0 | 0 | 0 | 0 | 0 | 0 | 0 | 0 | 0 | 0 | 0 | 0 | 0 | 0 | 0
[8 empty] | 7072 | October | Winter | Weekend | 0 | 0 | 0 | 0 | 0 | 0 | 0 | 0 | 0 | 0 | 0 | 0 | 0 | 0 | 0 | 0 | 0 | 0 | 0 | 0 | 0 | 0 | 0 | 0 | 0 | 0 | 0 | 0 | 0 | 0
[8 empty] | 7073 | October | Winter | Weekend | 0 | 0 | 0 | 0 | 0 | 0 | 0 | 0 | 0 | 0 | 0 | 0 | 0 | 0 | 0 | 0 | 0 | 0 | 0 | 0 | 0 | 0 | 0 | 0 | 0 | 0 | 0 | 0 | 0 | 0
[8 empty] | 7074 | October | Winter | Weekend | 0 | 0 | 0 | 0 | 0 | 0 | 0 | 0 | 0 | 0 | 0 | 0 | 0 | 0 | 0 | 0 | 0 | 0 | 0 | 0 | 0 | 0 | 0 | 0 | 0 | 0 | 0 | 0 | 0 | 0
[8 empty] | 7075 | October | Winter | Weekend | 0 | 0 | 0 | 0 | 0 | 0 | 0 | 0 | 0 | 0 | 0 | 0 | 0 | 0 | 0 | 0 | 0 | 0 | 0 | 0 | 0 | 0 | 0 | 0 | 0 | 0 | 0 | 0 | 0 | 0
[8 empty] | 7076 | October | Winter | Weekend | 0 | 0 | 0 | 0 | 0 | 0 | 0 | 0 | 0 | 0 | 0 | 0 | 0 | 0 | 0 | 0 | 0 | 0 | 0 | 0 | 0 | 0 | 0 | 0 | 0 | 0 | 0 | 0 | 0 | 0
[8 empty] | 7077 | October | Winter | Weekend | 0 | 0 | 0 | 0 | 0 | 0 | 0 | 0 | 0 | 0 | 0 | 0 | 0 | 0 | 0 | 0 | 0 | 0 | 0 | 0 | 0 | 0 | 0 | 0 | 0 | 0 | 0 | 0 | 0 | 0
[8 empty] | 7078 | October | Winter | Weekend | 0 | 0 | 0 | 0 | 0 | 0 | 0 | 0 | 0 | 0 | 0 | 0 | 0 | 0 | 0 | 0 | 0 | 0 | 0 | 0 | 0 | 0 | 0 | 0 | 0 | 0 | 0 | 0 | 0 | 0
[8 empty] | 7079 | October | Winter | Weekend | 0 | 0 | 0 | 0 | 0 | 0 | 0 | 0 | 0 | 0 | 0 | 0 | 0 | 0 | 0 | 0 | 0 | 0 | 0 | 0 | 0 | 0 | 0 | 0 | 0 | 0 | 0 | 0 | 0 | 0
[8 empty] | 7080 | October | Winter | Weekend | 0 | 0 | 0 | 0 | 0 | 0 | 0 | 0 | 0 | 0 | 0 | 0 | 0 | 0 | 0 | 0 | 0 | 0 | 0 | 0 | 0 | 0 | 0 | 0 | 0 | 0 | 0 | 0 | 0 | 0
[8 empty] | 7081 | October | Winter | Weekday | 0 | 0 | 0 | 0 | 0 | 0 | 0 | 0 | 0 | 0 | 0 | 0 | 0 | 0 | 0 | 0 | 0 | 0 | 0 | 0 | 0 | 0 | 0 | 0 | 0 | 4.8 | 4.8 | 0 | 0 | 0
[8 empty] | 7082 | October | Winter | Weekday | 0 | 0 | 0 | 0 | 0 | 0 | 0 | 0 | 0 | 0 | 0 | 0 | 0 | 0 | 0 | 0 | 0 | 0 | 0 | 0 | 0 | 0 | 0 | 0 | 0 | 4.8 | 4.8 | 0 | 0 | 0
[8 empty] | 7083 | October | Winter | Weekday | 0 | 0 | 0 | 0 | 0 | 0 | 0 | 0 | 0 | 0 | 0 | 0 | 0 | 0 | 0 | 0 | 0 | 0 | 0 | 0 | 0 | 0 | 0 | 0 | 0 | 4.8 | 4.8 | 0 | 0 | 0
[8 empty] | 7084 | October | Winter | Weekday | 0 | 0 | 0 | 0 | 0 | 0 | 0 | 0 | 0 | 0 | 0 | 0 | 0 | 0 | 0 | 0 | 0 | 0 | 0 | 0 | 0 | 0 | 0 | 0 | 0 | 4.8 | 4.8 | 0 | 0 | 0
[8 empty] | 7085 | October | Winter | Weekday | 0 | 0 | 0 | 0 | 0 | 0 | 0 | 0 | 0 | 0 | 0 | 0 | 0 | 0 | 0 | 0 | 0 | 0 | 0 | 0 | 0 | 0 | 0 | 0 | 0 | 4.8 | 4.8 | 0 | 0 | 0
[8 empty] | 7086 | October | Winter | Weekday | 0 | 0 | 0 | 0 | 0 | 0 | 0 | 0 | 0 | 0 | 0 | 0 | 0 | 0 | 0 | 0 | 0 | 0 | 0 | 0 | 0 | 0 | 0 | 0 | 0 | 4.8 | 4.8 | 0 | 0 | 0
[8 empty] | 7087 | October | Winter | Weekday | 0 | 0 | 0 | 0 | 0 | 0 | 0 | 0 | 0 | 0 | 0 | 0 | 0 | 0 | 0 | 0 | 0 | 0 | 0 | 0 | 0 | 0 | 0 | 0 | 0 | 1.2 | 1.2 | 0 | 0 | 0
[8 empty] | 7088 | October | Winter | Weekday | 0 | 0 | 0 | 0 | 0 | 0 | 0 | 0 | 0 | 0 | 0 | 0 | 0 | 0 | 0 | 0 | 0 | 0 | 0 | 0 | 0 | 0 | 0 | 0 | 0 | 0 | 0 | 0 | 0 | 0
[8 empty] | 7089 | October | Winter | Weekday | 0 | 0 | 0 | 0 | 0 | 0 | 0 | 0 | 0 | 0 | 0 | 0 | 0 | 0 | 0 | 0 | 0 | 0 | 0 | 0 | 0 | 0 | 0 | 0 | 0 | 0 | 0 | 0 | 0 | 0
[8 empty] | 7090 | October | Winter | Weekday | 0 | 0 | 0 | 0 | 0 | 0 | 0 | 0 | 0 | 0 | 0 | 0 | 0 | 0 | 0 | 0 | 0 | 0 | 0 | 0 | 0 | 0 | 0 | 0 | 0 | 0 | 0 | 0 | 0 | 0
[8 empty] | 7091 | October | Winter | Weekday | 0 | 0 | 0 | 0 | 0 | 0 | 0 | 0 | 0 | 0 | 0 | 0 | 0 | 0 | 0 | 0 | 0 | 0 | 0 | 0 | 0 | 0 | 0 | 0 | 0 | 0 | 0 | 0 | 0 | 0
[8 empty] | 7092 | October | Winter | Weekday | 0 | 0 | 0 | 0 | 0 | 0 | 0 | 0 | 0 | 0 | 0 | 0 | 0 | 0 | 0 | 0 | 0 | 0 | 0 | 0 | 0 | 0 | 0 | 0 | 0 | 0 | 0 | 0 | 0 | 0
[8 empty] | 7093 | October | Winter | Weekday | 0 | 0 | 0 | 0 | 0 | 0 | 0 | 0 | 0 | 0 | 0 | 0 | 0 | 0 | 0 | 0 | 0 | 0 | 0 | 0 | 0 | 0 | 0 | 0 | 0 | 0 | 0 | 0 | 0 | 0
[8 empty] | 7094 | October | Winter | Weekday | 0 | 0 | 0 | 0 | 0 | 0 | 0 | 0 | 0 | 0 | 0 | 0 | 0 | 0 | 0 | 0 | 0 | 0 | 0 | 0 | 0 | 0 | 0 | 0 | 0 | 0 | 0 | 0 | 0 | 0
[8 empty] | 7095 | October | Winter | Weekday | 0 | 0 | 0 | 0 | 0 | 0 | 0 | 0 | 0 | 0 | 0 | 0 | 0 | 0 | 0 | 0 | 0 | 0 | 0 | 0 | 0 | 0 | 0 | 0 | 0 | 0 | 0 | 0 | 0 | 0
[8 empty] | 7096 | October | Winter | Weekday | 0 | 0 | 0 | 0 | 0 | 0 | 0 | 0 | 0 | 0 | 0 | 0 | 0 | 0 | 0 | 0 | 0 | 0 | 0 | 0 | 0 | 0 | 0 | 0 | 0 | 0 | 0 | 0 | 0 | 0
[8 empty] | 7097 | October | Winter | Weekday | 0 | 0 | 0 | 0 | 0 | 0 | 0 | 0 | 0 | 0 | 0 | 0 | 0 | 0 | 0 | 0 | 0 | 0 | 0 | 0 | 0 | 0 | 0 | 0 | 0 | 0 | 0 | 0 | 0 | 0
[8 empty] | 7098 | October | Winter | Weekday | 0 | 0 | 0 | 0 | 0 | 0 | 0 | 0 | 0 | 0 | 0 | 0 | 0 | 0 | 0 | 0 | 0 | 0 | 0 | 0 | 0 | 0 | 0 | 0 | 0 | 0 | 0 | 0 | 0 | 0
[8 empty] | 7099 | October | Winter | Weekday | 0 | 0 | 0 | 0 | 0 | 0 | 0 | 0 | 0 | 0 | 0 | 0 | 0 | 0 | 0 | 0 | 0 | 0 | 0 | 0 | 0 | 0 | 0 | 0 | 0 | 0 | 0 | 0 | 0 | 0
[8 empty] | 7100 | October | Winter | Weekday | 0 | 0 | 0 | 0 | 0 | 0 | 0 | 0 | 0 | 0 | 0 | 0 | 0 | 0 | 0 | 0 | 0 | 0 | 0 | 0 | 0 | 0 | 0 | 0 | 0 | 0 | 0 | 0 | 0 | 0
[8 empty] | 7101 | October | Winter | Weekday | 0 | 0 | 0 | 0 | 0 | 0 | 0 | 0 | 0 | 0 | 0 | 0 | 0 | 0 | 0 | 0 | 0 | 0 | 0 | 0 | 0 | 0 | 0 | 0 | 0 | 0 | 0 | 0 | 0 | 0
[8 empty] | 7102 | October | Winter | Weekday | 0 | 0 | 0 | 0 | 0 | 0 | 0 | 0 | 0 | 0 | 0 | 0 | 0 | 0 | 0 | 0 | 0 | 0 | 0 | 0 | 0 | 0 | 0 | 0 | 0 | 0 | 0 | 0 | 0 | 0
[8 empty] | 7103 | October | Winter | Weekday | 0 | 0 | 0 | 0 | 0 | 0 | 0 | 0 | 0 | 0 | 0 | 0 | 0 | 0 | 0 | 0 | 0 | 0 | 0 | 0 | 0 | 0 | 0 | 0 | 0 | 0 | 0 | 0 | 0 | 0
[8 empty] | 7104 | October | Winter | Weekday | 0 | 0 | 0 | 0 | 0 | 0 | 0 | 0 | 0 | 0 | 0 | 0 | 0 | 0 | 0 | 0 | 0 | 0 | 0 | 0 | 0 | 0 | 0 | 0 | 0 | 0 | 0 | 0 | 0 | 0
[8 empty] | 7105 | October | Winter | Weekday | 0 | 0 | 0 | 0 | 0 | 0 | 0 | 0 | 0 | 0 | 0 | 0 | 0 | 0 | 0 | 0 | 0 | 0 | 0 | 0 | 0 | 0 | 0 | 0 | 0 | 4.8 | 4.8 | 0 | 0 | 0
[8 empty] | 7106 | October | Winter | Weekday | 0 | 0 | 0 | 0 | 0 | 0 | 0 | 0 | 0 | 0 | 0 | 0 | 0 | 0 | 0 | 0 | 0 | 0 | 0 | 0 | 0 | 0 | 0 | 0 | 0 | 4.8 | 4.8 | 0 | 0 | 0
[8 empty] | 7107 | October | Winter | Weekday | 0 | 0 | 0 | 0 | 0 | 0 | 0 | 0 | 0 | 0 | 0 | 0 | 0 | 0 | 0 | 0 | 0 | 0 | 0 | 0 | 0 | 0 | 0 | 0 | 0 | 4.8 | 4.8 | 0 | 0 | 0
[8 empty] | 7108 | October | Winter | Weekday | 0 | 0 | 0 | 0 | 0 | 0 | 0 | 0 | 0 | 0 | 0 | 0 | 0 | 0 | 0 | 0 | 0 | 0 | 0 | 0 | 0 | 0 | 0 | 0 | 0 | 4.8 | 4.8 | 0 | 0 | 0
[8 empty] | 7109 | October | Winter | Weekday | 0 | 0 | 0 | 0 | 0 | 0 | 0 | 0 | 0 | 0 | 0 | 0 | 0 | 0 | 0 | 0 | 0 | 0 | 0 | 0 | 0 | 0 | 0 | 0 | 0 | 4.8 | 4.8 | 0 | 0 | 0
[8 empty] | 7110 | October | Winter | Weekday | 0 | 0 | 0 | 0 | 0 | 0 | 0 | 0 | 0 | 0 | 0 | 0 | 0 | 0 | 0 | 0 | 0 | 0 | 0 | 0 | 0 | 0 | 0 | 0 | 0 | 4.8 | 4.8 | 0 | 0 | 0
[8 empty] | 7111 | October | Winter | Weekday | 0 | 0 | 0 | 0 | 0 | 0 | 0 | 0 | 0 | 0 | 0 | 0 | 0 | 0 | 0 | 0 | 0 | 0 | 0 | 0 | 0 | 0 | 0 | 0 | 0 | 1.2 | 1.2 | 0 | 0 | 0
[8 empty] | 7112 | October | Winter | Weekday | 0 | 0 | 0 | 0 | 0 | 0 | 0 | 0 | 0 | 0 | 0 | 0 | 0 | 0 | 0 | 0 | 0 | 0 | 0 | 0 | 0 | 0 | 0 | 0 | 0 | 0 | 0 | 0 | 0 | 0
[8 empty] | 7113 | October | Winter | Weekday | 0 | 0 | 0 | 0 | 0 | 0 | 0 | 0 | 0 | 0 | 0 | 0 | 0 | 0 | 0 | 0 | 0 | 0 | 0 | 0 | 0 | 0 | 0 | 0 | 0 | 0 | 0 | 0 | 0 | 0
[8 empty] | 7114 | October | Winter | Weekday | 0 | 0 | 0 | 0 | 0 | 0 | 0 | 0 | 0 | 0 | 0 | 0 | 0 | 0 | 0 | 0 | 0 | 0 | 0 | 0 | 0 | 0 | 0 | 0 | 0 | 0 | 0 | 0 | 0 | 0
[8 empty] | 7115 | October | Winter | Weekday | 0 | 0 | 0 | 0 | 0 | 0 | 0 | 0 | 0 | 0 | 0 | 0 | 0 | 0 | 0 | 0 | 0 | 0 | 0 | 0 | 0 | 0 | 0 | 0 | 0 | 0 | 0 | 0 | 0 | 0
[8 empty] | 7116 | October | Winter | Weekday | 0 | 0 | 0 | 0 | 0 | 0 | 0 | 0 | 0 | 0 | 0 | 0 | 0 | 0 | 0 | 0 | 0 | 0 | 0 | 0 | 0 | 0 | 0 | 0 | 0 | 0 | 0 | 0 | 0 | 0
[8 empty] | 7117 | October | Winter | Weekday | 0 | 0 | 0 | 0 | 0 | 0 | 0 | 0 | 0 | 0 | 0 | 0 | 0 | 0 | 0 | 0 | 0 | 0 | 0 | 0 | 0 | 0 | 0 | 0 | 0 | 0 | 0 | 0 | 0 | 0
[8 empty] | 7118 | October | Winter | Weekday | 0 | 0 | 0 | 0 | 0 | 0 | 0 | 0 | 0 | 0 | 0 | 0 | 0 | 0 | 0 | 0 | 0 | 0 | 0 | 0 | 0 | 0 | 0 | 0 | 0 | 0 | 0 | 0 | 0 | 0
[8 empty] | 7119 | October | Winter | Weekday | 0 | 0 | 0 | 0 | 0 | 0 | 0 | 0 | 0 | 0 | 0 | 0 | 0 | 0 | 0 | 0 | 0 | 0 | 0 | 0 | 0 | 0 | 0 | 0 | 0 | 0 | 0 | 0 | 0 | 0
[8 empty] | 7120 | October | Winter | Weekday | 0 | 0 | 0 | 0 | 0 | 0 | 0 | 0 | 0 | 0 | 0 | 0 | 0 | 0 | 0 | 0 | 0 | 0 | 0 | 0 | 0 | 0 | 0 | 0 | 0 | 0 | 0 | 0 | 0 | 0
[8 empty] | 7121 | October | Winter | Weekday | 0 | 0 | 0 | 0 | 0 | 0 | 0 | 0 | 0 | 0 | 0 | 0 | 0 | 0 | 0 | 0 | 0 | 0 | 0 | 0 | 0 | 0 | 0 | 0 | 0 | 0 | 0 | 0 | 0 | 0
[8 empty] | 7122 | October | Winter | Weekday | 0 | 0 | 0 | 0 | 0 | 0 | 0 | 0 | 0 | 0 | 0 | 0 | 0 | 0 | 0 | 0 | 0 | 0 | 0 | 0 | 0 | 0 | 0 | 0 | 0 | 0 | 0 | 0 | 0 | 0
[8 empty] | 7123 | October | Winter | Weekday | 0 | 0 | 0 | 0 | 0 | 0 | 0 | 0 | 0 | 0 | 0 | 0 | 0 | 0 | 0 | 0 | 0 | 0 | 0 | 0 | 0 | 0 | 0 | 0 | 0 | 0 | 0 | 0 | 0 | 0
[8 empty] | 7124 | October | Winter | Weekday | 0 | 0 | 0 | 0 | 0 | 0 | 0 | 0 | 0 | 0 | 0 | 0 | 0 | 0 | 0 | 0 | 0 | 0 | 0 | 0 | 0 | 0 | 0 | 0 | 0 | 0 | 0 | 0 | 0 | 0
[8 empty] | 7125 | October | Winter | Weekday | 0 | 0 | 0 | 0 | 0 | 0 | 0 | 0 | 0 | 0 | 0 | 0 | 0 | 0 | 0 | 0 | 0 | 0 | 0 | 0 | 0 | 0 | 0 | 0 | 0 | 0 | 0 | 0 | 0 | 0
[8 empty] | 7126 | October | Winter | Weekday | 0 | 0 | 0 | 0 | 0 | 0 | 0 | 0 | 0 | 0 | 0 | 0 | 0 | 0 | 0 | 0 | 0 | 0 | 0 | 0 | 0 | 0 | 0 | 0 | 0 | 0 | 0 | 0 | 0 | 0
[8 empty] | 7127 | October | Winter | Weekday | 0 | 0 | 0 | 0 | 0 | 0 | 0 | 0 | 0 | 0 | 0 | 0 | 0 | 0 | 0 | 0 | 0 | 0 | 0 | 0 | 0 | 0 | 0 | 0 | 0 | 0 | 0 | 0 | 0 | 0
[8 empty] | 7128 | October | Winter | Weekday | 0 | 0 | 0 | 0 | 0 | 0 | 0 | 0 | 0 | 0 | 0 | 0 | 0 | 0 | 0 | 0 | 0 | 0 | 0 | 0 | 0 | 0 | 0 | 0 | 0 | 0 | 0 | 0 | 0 | 0
[8 empty] | 7129 | October | Winter | Weekday | 0 | 0 | 0 | 0 | 0 | 0 | 0 | 0 | 0 | 0 | 0 | 0 | 0 | 0 | 0 | 0 | 0 | 0 | 0 | 0 | 0 | 0 | 0 | 0 | 0 | 4.8 | 4.8 | 0 | 0 | 0
[8 empty] | 7130 | October | Winter | Weekday | 0 | 0 | 0 | 0 | 0 | 0 | 0 | 0 | 0 | 0 | 0 | 0 | 0 | 0 | 0 | 0 | 0 | 0 | 0 | 0 | 0 | 0 | 0 | 0 | 0 | 4.8 | 4.8 | 0 | 0 | 0
[8 empty] | 7131 | October | Winter | Weekday | 0 | 0 | 0 | 0 | 0 | 0 | 0 | 0 | 0 | 0 | 0 | 0 | 0 | 0 | 0 | 0 | 0 | 0 | 0 | 0 | 0 | 0 | 0 | 0 | 0 | 4.8 | 4.8 | 0 | 0 | 0
[8 empty] | 7132 | October | Winter | Weekday | 0 | 0 | 0 | 0 | 0 | 0 | 0 | 0 | 0 | 0 | 0 | 0 | 0 | 0 | 0 | 0 | 0 | 0 | 0 | 0 | 0 | 0 | 0 | 0 | 0 | 4.8 | 4.8 | 0 | 0 | 0
[8 empty] | 7133 | October | Winter | Weekday | 0 | 0 | 0 | 0 | 0 | 0 | 0 | 0 | 0 | 0 | 0 | 0 | 0 | 0 | 0 | 0 | 0 | 0 | 0 | 0 | 0 | 0 | 0 | 0 | 0 | 4.8 | 4.8 | 0 | 0 | 0
[8 empty] | 7134 | October | Winter | Weekday | 0 | 0 | 0 | 0 | 0 | 0 | 0 | 0 | 0 | 0 | 0 | 0 | 0 | 0 | 0 | 0 | 0 | 0 | 0 | 0 | 0 | 0 | 0 | 0 | 0 | 4.8 | 4.8 | 0 | 0 | 0
[8 empty] | 7135 | October | Winter | Weekday | 0 | 0 | 0 | 0 | 0 | 0 | 0 | 0 | 0 | 0 | 0 | 0 | 0 | 0 | 0 | 0 | 0 | 0 | 0 | 0 | 0 | 0 | 0 | 0 | 0 | 1.2 | 1.2 | 0 | 0 | 0
[8 empty] | 7136 | October | Winter | Weekday | 0 | 0 | 0 | 0 | 0 | 0 | 0 | 0 | 0 | 0 | 0 | 0 | 0 | 0 | 0 | 0 | 0 | 0 | 0 | 0 | 0 | 0 | 0 | 0 | 0 | 0 | 0 | 0 | 0 | 0
[8 empty] | 7137 | October | Winter | Weekday | 0 | 0 | 0 | 0 | 0 | 0 | 0 | 0 | 0 | 0 | 0 | 0 | 0 | 0 | 0 | 0 | 0 | 0 | 0 | 0 | 0 | 0 | 0 | 0 | 0 | 0 | 0 | 0 | 0 | 0
[8 empty] | 7138 | October | Winter | Weekday | 0 | 0 | 0 | 0 | 0 | 0 | 0 | 0 | 0 | 0 | 0 | 0 | 0 | 0 | 0 | 0 | 0 | 0 | 0 | 0 | 0 | 0 | 0 | 0 | 0 | 0 | 0 | 0 | 0 | 0
[8 empty] | 7139 | October | Winter | Weekday | 0 | 0 | 0 | 0 | 0 | 0 | 0 | 0 | 0 | 0 | 0 | 0 | 0 | 0 | 0 | 0 | 0 | 0 | 0 | 0 | 0 | 0 | 0 | 0 | 0 | 0 | 0 | 0 | 0 | 0
[8 empty] | 7140 | October | Winter | Weekday | 0 | 0 | 0 | 0 | 0 | 0 | 0 | 0 | 0 | 0 | 0 | 0 | 0 | 0 | 0 | 0 | 0 | 0 | 0 | 0 | 0 | 0 | 0 | 0 | 0 | 0 | 0 | 0 | 0 | 0
[8 empty] | 7141 | October | Winter | Weekday | 0 | 0 | 0 | 0 | 0 | 0 | 0 | 0 | 0 | 0 | 0 | 0 | 0 | 0 | 0 | 0 | 0 | 0 | 0 | 0 | 0 | 0 | 0 | 0 | 0 | 0 | 0 | 0 | 0 | 0
[8 empty] | 7142 | October | Winter | Weekday | 0 | 0 | 0 | 0 | 0 | 0 | 0 | 0 | 0 | 0 | 0 | 0 | 0 | 0 | 0 | 0 | 0 | 0 | 0 | 0 | 0 | 0 | 0 | 0 | 0 | 0 | 0 | 0 | 0 | 0
[8 empty] | 7143 | October | Winter | Weekday | 0 | 0 | 0 | 0 | 0 | 0 | 0 | 0 | 0 | 0 | 0 | 0 | 0 | 0 | 0 | 0 | 0 | 0 | 0 | 0 | 0 | 0 | 0 | 0 | 0 | 0 | 0 | 0 | 0 | 0
[8 empty] | 7144 | October | Winter | Weekday | 0 | 0 | 0 | 0 | 0 | 0 | 0 | 0 | 0 | 0 | 0 | 0 | 0 | 0 | 0 | 0 | 0 | 0 | 0 | 0 | 0 | 0 | 0 | 0 | 0 | 0 | 0 | 0 | 0 | 0
[8 empty] | 7145 | October | Winter | Weekday | 0 | 0 | 0 | 0 | 0 | 0 | 0 | 0 | 0 | 0 | 0 | 0 | 0 | 0 | 0 | 0 | 0 | 0 | 0 | 0 | 0 | 0 | 0 | 0 | 0 | 0 | 0 | 0 | 0 | 0
[8 empty] | 7146 | October | Winter | Weekday | 0 | 0 | 0 | 0 | 0 | 0 | 0 | 0 | 0 | 0 | 0 | 0 | 0 | 0 | 0 | 0 | 0 | 0 | 0 | 0 | 0 | 0 | 0 | 0 | 0 | 0 | 0 | 0 | 0 | 0
[8 empty] | 7147 | October | Winter | Weekday | 0 | 0 | 0 | 0 | 0 | 0 | 0 | 0 | 0 | 0 | 0 | 0 | 0 | 0 | 0 | 0 | 0 | 0 | 0 | 0 | 0 | 0 | 0 | 0 | 0 | 0 | 0 | 0 | 0 | 0
[8 empty] | 7148 | October | Winter | Weekday | 0 | 0 | 0 | 0 | 0 | 0 | 0 | 0 | 0 | 0 | 0 | 0 | 0 | 0 | 0 | 0 | 0 | 0 | 0 | 0 | 0 | 0 | 0 | 0 | 0 | 0 | 0 | 0 | 0 | 0
[8 empty] | 7149 | October | Winter | Weekday | 0 | 0 | 0 | 0 | 0 | 0 | 0 | 0 | 0 | 0 | 0 | 0 | 0 | 0 | 0 | 0 | 0 | 0 | 0 | 0 | 0 | 0 | 0 | 0 | 0 | 0 | 0 | 0 | 0 | 0
[8 empty] | 7150 | October | Winter | Weekday | 0 | 0 | 0 | 0 | 0 | 0 | 0 | 0 | 0 | 0 | 0 | 0 | 0 | 0 | 0 | 0 | 0 | 0 | 0 | 0 | 0 | 0 | 0 | 0 | 0 | 0 | 0 | 0 | 0 | 0
[8 empty] | 7151 | October | Winter | Weekday | 0 | 0 | 0 | 0 | 0 | 0 | 0 | 0 | 0 | 0 | 0 | 0 | 0 | 0 | 0 | 0 | 0 | 0 | 0 | 0 | 0 | 0 | 0 | 0 | 0 | 0 | 0 | 0 | 0 | 0
[8 empty] | 7152 | October | Winter | Weekday | 0 | 0 | 0 | 0 | 0 | 0 | 0 | 0 | 0 | 0 | 0 | 0 | 0 | 0 | 0 | 0 | 0 | 0 | 0 | 0 | 0 | 0 | 0 | 0 | 0 | 0 | 0 | 0 | 0 | 0
[8 empty] | 7153 | October | Winter | Weekday | 0 | 0 | 0 | 0 | 0 | 0 | 0 | 0 | 0 | 0 | 0 | 0 | 0 | 0 | 0 | 0 | 0 | 0 | 0 | 0 | 0 | 0 | 0 | 0 | 0 | 4.8 | 4.8 | 0 | 0 | 0
[8 empty] | 7154 | October | Winter | Weekday | 0 | 0 | 0 | 0 | 0 | 0 | 0 | 0 | 0 | 0 | 0 | 0 | 0 | 0 | 0 | 0 | 0 | 0 | 0 | 0 | 0 | 0 | 0 | 0 | 0 | 4.8 | 4.8 | 0 | 0 | 0
[8 empty] | 7155 | October | Winter | Weekday | 0 | 0 | 0 | 0 | 0 | 0 | 0 | 0 | 0 | 0 | 0 | 0 | 0 | 0 | 0 | 0 | 0 | 0 | 0 | 0 | 0 | 0 | 0 | 0 | 0 | 4.8 | 4.8 | 0 | 0 | 0
[8 empty] | 7156 | October | Winter | Weekday | 0 | 0 | 0 | 0 | 0 | 0 | 0 | 0 | 0 | 0 | 0 | 0 | 0 | 0 | 0 | 0 | 0 | 0 | 0 | 0 | 0 | 0 | 0 | 0 | 0 | 4.8 | 4.8 | 0 | 0 | 0
[8 empty] | 7157 | October | Winter | Weekday | 0 | 0 | 0 | 0 | 0 | 0 | 0 | 0 | 0 | 0 | 0 | 0 | 0 | 0 | 0 | 0 | 0 | 0 | 0 | 0 | 0 | 0 | 0 | 0 | 0 | 4.8 | 4.8 | 0 | 0 | 0
[8 empty] | 7158 | October | Winter | Weekday | 0 | 0 | 0 | 0 | 0 | 0 | 0 | 0 | 0 | 0 | 0 | 0 | 0 | 0 | 0 | 0 | 0 | 0 | 0 | 0 | 0 | 0 | 0 | 0 | 0 | 4.8 | 4.8 | 0 | 0 | 0
[8 empty] | 7159 | October | Winter | Weekday | 0 | 0 | 0 | 0 | 0 | 0 | 0 | 0 | 0 | 0 | 0 | 0 | 0 | 0 | 0 | 0 | 0 | 0 | 0 | 0 | 0 | 0 | 0 | 0 | 0 | 1.2 | 1.2 | 0 | 0 | 0
[8 empty] | 7160 | October | Winter | Weekday | 0 | 0 | 0 | 0 | 0 | 0 | 0 | 0 | 0 | 0 | 0 | 0 | 0 | 0 | 0 | 0 | 0 | 0 | 0 | 0 | 0 | 0 | 0 | 0 | 0 | 0 | 0 | 0 | 0 | 0
[8 empty] | 7161 | October | Winter | Weekday | 0 | 0 | 0 | 0 | 0 | 0 | 0 | 0 | 0 | 0 | 0 | 0 | 0 | 0 | 0 | 0 | 0 | 0 | 0 | 0 | 0 | 0 | 0 | 0 | 0 | 0 | 0 | 0 | 0 | 0
[8 empty] | 7162 | October | Winter | Weekday | 0 | 0 | 0 | 0 | 0 | 0 | 0 | 0 | 0 | 0 | 0 | 0 | 0 | 0 | 0 | 0 | 0 | 0 | 0 | 0 | 0 | 0 | 0 | 0 | 0 | 0 | 0 | 0 | 0 | 0
[8 empty] | 7163 | October | Winter | Weekday | 0 | 0 | 0 | 0 | 0 | 0 | 0 | 0 | 0 | 0 | 0 | 0 | 0 | 0 | 0 | 0 | 0 | 0 | 0 | 0 | 0 | 0 | 0 | 0 | 0 | 0 | 0 | 0 | 0 | 0
[8 empty] | 7164 | October | Winter | Weekday | 0 | 0 | 0 | 0 | 0 | 0 | 0 | 0 | 0 | 0 | 0 | 0 | 0 | 0 | 0 | 0 | 0 | 0 | 0 | 0 | 0 | 0 | 0 | 0 | 0 | 0 | 0 | 0 | 0 | 0
[8 empty] | 7165 | October | Winter | Weekday | 0 | 0 | 0 | 0 | 0 | 0 | 0 | 0 | 0 | 0 | 0 | 0 | 0 | 0 | 0 | 0 | 0 | 0 | 0 | 0 | 0 | 0 | 0 | 0 | 0 | 0 | 0 | 0 | 0 | 0
[8 empty] | 7166 | October | Winter | Weekday | 0 | 0 | 0 | 0 | 0 | 0 | 0 | 0 | 0 | 0 | 0 | 0 | 0 | 0 | 0 | 0 | 0 | 0 | 0 | 0 | 0 | 0 | 0 | 0 | 0 | 0 | 0 | 0 | 0 | 0
[8 empty] | 7167 | October | Winter | Weekday | 0 | 0 | 0 | 0 | 0 | 0 | 0 | 0 | 0 | 0 | 0 | 0 | 0 | 0 | 0 | 0 | 0 | 0 | 0 | 0 | 0 | 0 | 0 | 0 | 0 | 0 | 0 | 0 | 0 | 0
[8 empty] | 7168 | October | Winter | Weekday | 0 | 0 | 0 | 0 | 0 | 0 | 0 | 0 | 0 | 0 | 0 | 0 | 0 | 0 | 0 | 0 | 0 | 0 | 0 | 0 | 0 | 0 | 0 | 0 | 0 | 0 | 0 | 0 | 0 | 0
[8 empty] | 7169 | October | Winter | Weekday | 0 | 0 | 0 | 0 | 0 | 0 | 0 | 0 | 0 | 0 | 0 | 0 | 0 | 0 | 0 | 0 | 0 | 0 | 0 | 0 | 0 | 0 | 0 | 0 | 0 | 0 | 0 | 0 | 0 | 0
[8 empty] | 7170 | October | Winter | Weekday | 0 | 0 | 0 | 0 | 0 | 0 | 0 | 0 | 0 | 0 | 0 | 0 | 0 | 0 | 0 | 0 | 0 | 0 | 0 | 0 | 0 | 0 | 0 | 0 | 0 | 0 | 0 | 0 | 0 | 0
[8 empty] | 7171 | October | Winter | Weekday | 0 | 0 | 0 | 0 | 0 | 0 | 0 | 0 | 0 | 0 | 0 | 0 | 0 | 0 | 0 | 0 | 0 | 0 | 0 | 0 | 0 | 0 | 0 | 0 | 0 | 0 | 0 | 0 | 0 | 0
[8 empty] | 7172 | October | Winter | Weekday | 0 | 0 | 0 | 0 | 0 | 0 | 0 | 0 | 0 | 0 | 0 | 0 | 0 | 0 | 0 | 0 | 0 | 0 | 0 | 0 | 0 | 0 | 0 | 0 | 0 | 0 | 0 | 0 | 0 | 0
[8 empty] | 7173 | October | Winter | Weekday | 0 | 0 | 0 | 0 | 0 | 0 | 0 | 0 | 0 | 0 | 0 | 0 | 0 | 0 | 0 | 0 | 0 | 0 | 0 | 0 | 0 | 0 | 0 | 0 | 0 | 0 | 0 | 0 | 0 | 0
[8 empty] | 7174 | October | Winter | Weekday | 0 | 0 | 0 | 0 | 0 | 0 | 0 | 0 | 0 | 0 | 0 | 0 | 0 | 0 | 0 | 0 | 0 | 0 | 0 | 0 | 0 | 0 | 0 | 0 | 0 | 0 | 0 | 0 | 0 | 0
[8 empty] | 7175 | October | Winter | Weekday | 0 | 0 | 0 | 0 | 0 | 0 | 0 | 0 | 0 | 0 | 0 | 0 | 0 | 0 | 0 | 0 | 0 | 0 | 0 | 0 | 0 | 0 | 0 | 0 | 0 | 0 | 0 | 0 | 0 | 0
[8 empty] | 7176 | October | Winter | Weekday | 0 | 0 | 0 | 0 | 0 | 0 | 0 | 0 | 0 | 0 | 0 | 0 | 0 | 0 | 0 | 0 | 0 | 0 | 0 | 0 | 0 | 0 | 0 | 0 | 0 | 0 | 0 | 0 | 0 | 0
[8 empty] | 7177 | October | Winter | Weekday | 0 | 0 | 0 | 0 | 0 | 0 | 0 | 0 | 0 | 0 | 0 | 0 | 0 | 0 | 0 | 0 | 0 | 0 | 0 | 0 | 0 | 0 | 0 | 0 | 0 | 4.8 | 4.8 | 0 | 0 | 0
[8 empty] | 7178 | October | Winter | Weekday | 0 | 0 | 0 | 0 | 0 | 0 | 0 | 0 | 0 | 0 | 0 | 0 | 0 | 0 | 0 | 0 | 0 | 0 | 0 | 0 | 0 | 0 | 0 | 0 | 0 | 4.8 | 4.8 | 0 | 0 | 0
[8 empty] | 7179 | October | Winter | Weekday | 0 | 0 | 0 | 0 | 0 | 0 | 0 | 0 | 0 | 0 | 0 | 0 | 0 | 0 | 0 | 0 | 0 | 0 | 0 | 0 | 0 | 0 | 0 | 0 | 0 | 4.8 | 4.8 | 0 | 0 | 0
[8 empty] | 7180 | October | Winter | Weekday | 0 | 0 | 0 | 0 | 0 | 0 | 0 | 0 | 0 | 0 | 0 | 0 | 0 | 0 | 0 | 0 | 0 | 0 | 0 | 0 | 0 | 0 | 0 | 0 | 0 | 4.8 | 4.8 | 0 | 0 | 0
[8 empty] | 7181 | October | Winter | Weekday | 0 | 0 | 0 | 0 | 0 | 0 | 0 | 0 | 0 | 0 | 0 | 0 | 0 | 0 | 0 | 0 | 0 | 0 | 0 | 0 | 0 | 0 | 0 | 0 | 0 | 4.8 | 4.8 | 0 | 0 | 0
[8 empty] | 7182 | October | Winter | Weekday | 0 | 0 | 0 | 0 | 0 | 0 | 0 | 0 | 0 | 0 | 0 | 0 | 0 | 0 | 0 | 0 | 0 | 0 | 0 | 0 | 0 | 0 | 0 | 0 | 0 | 4.8 | 4.8 | 0 | 0 | 0
[8 empty] | 7183 | October | Winter | Weekday | 0 | 0 | 0 | 0 | 0 | 0 | 0 | 0 | 0 | 0 | 0 | 0 | 0 | 0 | 0 | 0 | 0 | 0 | 0 | 0 | 0 | 0 | 0 | 0 | 0 | 1.2 | 1.2 | 0 | 0 | 0
[8 empty] | 7184 | October | Winter | Weekday | 0 | 0 | 0 | 0 | 0 | 0 | 0 | 0 | 0 | 0 | 0 | 0 | 0 | 0 | 0 | 0 | 0 | 0 | 0 | 0 | 0 | 0 | 0 | 0 | 0 | 0 | 0 | 0 | 0 | 0
[8 empty] | 7185 | October | Winter | Weekday | 0 | 0 | 0 | 0 | 0 | 0 | 0 | 0 | 0 | 0 | 0 | 0 | 0 | 0 | 0 | 0 | 0 | 0 | 0 | 0 | 0 | 0 | 0 | 0 | 0 | 0 | 0 | 0 | 0 | 0
[8 empty] | 7186 | October | Winter | Weekday | 0 | 0 | 0 | 0 | 0 | 0 | 0 | 0 | 0 | 0 | 0 | 0 | 0 | 0 | 0 | 0 | 0 | 0 | 0 | 0 | 0 | 0 | 0 | 0 | 0 | 0 | 0 | 0 | 0 | 0
[8 empty] | 7187 | October | Winter | Weekday | 0 | 0 | 0 | 0 | 0 | 0 | 0 | 0 | 0 | 0 | 0 | 0 | 0 | 0 | 0 | 0 | 0 | 0 | 0 | 0 | 0 | 0 | 0 | 0 | 0 | 0 | 0 | 0 | 0 | 0
[8 empty] | 7188 | October | Winter | Weekday | 0 | 0 | 0 | 0 | 0 | 0 | 0 | 0 | 0 | 0 | 0 | 0 | 0 | 0 | 0 | 0 | 0 | 0 | 0 | 0 | 0 | 0 | 0 | 0 | 0 | 0 | 0 | 0 | 0 | 0
[8 empty] | 7189 | October | Winter | Weekday | 0 | 0 | 0 | 0 | 0 | 0 | 0 | 0 | 0 | 0 | 0 | 0 | 0 | 0 | 0 | 0 | 0 | 0 | 0 | 0 | 0 | 0 | 0 | 0 | 0 | 0 | 0 | 0 | 0 | 0
[8 empty] | 7190 | October | Winter | Weekday | 0 | 0 | 0 | 0 | 0 | 0 | 0 | 0 | 0 | 0 | 0 | 0 | 0 | 0 | 0 | 0 | 0 | 0 | 0 | 0 | 0 | 0 | 0 | 0 | 0 | 0 | 0 | 0 | 0 | 0
[8 empty] | 7191 | October | Winter | Weekday | 0 | 0 | 0 | 0 | 0 | 0 | 0 | 0 | 0 | 0 | 0 | 0 | 0 | 0 | 0 | 0 | 0 | 0 | 0 | 0 | 0 | 0 | 0 | 0 | 0 | 0 | 0 | 0 | 0 | 0
[8 empty] | 7192 | October | Winter | Weekday | 0 | 0 | 0 | 0 | 0 | 0 | 0 | 0 | 0 | 0 | 0 | 0 | 0 | 0 | 0 | 0 | 0 | 0 | 0 | 0 | 0 | 0 | 0 | 0 | 0 | 0 | 0 | 0 | 0 | 0
[8 empty] | 7193 | October | Winter | Weekday | 0 | 0 | 0 | 0 | 0 | 0 | 0 | 0 | 0 | 0 | 0 | 0 | 0 | 0 | 0 | 0 | 0 | 0 | 0 | 0 | 0 | 0 | 0 | 0 | 0 | 0 | 0 | 0 | 0 | 0
[8 empty] | 7194 | October | Winter | Weekday | 0 | 0 | 0 | 0 | 0 | 0 | 0 | 0 | 0 | 0 | 0 | 0 | 0 | 0 | 0 | 0 | 0 | 0 | 0 | 0 | 0 | 0 | 0 | 0 | 0 | 0 | 0 | 0 | 0 | 0
[8 empty] | 7195 | October | Winter | Weekday | 0 | 0 | 0 | 0 | 0 | 0 | 0 | 0 | 0 | 0 | 0 | 0 | 0 | 0 | 0 | 0 | 0 | 0 | 0 | 0 | 0 | 0 | 0 | 0 | 0 | 0 | 0 | 0 | 0 | 0
[8 empty] | 7196 | October | Winter | Weekday | 0 | 0 | 0 | 0 | 0 | 0 | 0 | 0 | 0 | 0 | 0 | 0 | 0 | 0 | 0 | 0 | 0 | 0 | 0 | 0 | 0 | 0 | 0 | 0 | 0 | 0 | 0 | 0 | 0 | 0
[8 empty] | 7197 | October | Winter | Weekday | 0 | 0 | 0 | 0 | 0 | 0 | 0 | 0 | 0 | 0 | 0 | 0 | 0 | 0 | 0 | 0 | 0 | 0 | 0 | 0 | 0 | 0 | 0 | 0 | 0 | 0 | 0 | 0 | 0 | 0
[8 empty] | 7198 | October | Winter | Weekday | 0 | 0 | 0 | 0 | 0 | 0 | 0 | 0 | 0 | 0 | 0 | 0 | 0 | 0 | 0 | 0 | 0 | 0 | 0 | 0 | 0 | 0 | 0 | 0 | 0 | 0 | 0 | 0 | 0 | 0
[8 empty] | 7199 | October | Winter | Weekday | 0 | 0 | 0 | 0 | 0 | 0 | 0 | 0 | 0 | 0 | 0 | 0 | 0 | 0 | 0 | 0 | 0 | 0 | 0 | 0 | 0 | 0 | 0 | 0 | 0 | 0 | 0 | 0 | 0 | 0
[8 empty] | 7200 | October | Winter | Weekday | 0 | 0 | 0 | 0 | 0 | 0 | 0 | 0 | 0 | 0 | 0 | 0 | 0 | 0 | 0 | 0 | 0 | 0 | 0 | 0 | 0 | 0 | 0 | 0 | 0 | 0 | 0 | 0 | 0 | 0
[8 empty] | 7201 | October | Winter | Weekend | 0 | 0 | 0 | 0 | 0 | 0 | 0 | 0 | 0 | 0 | 0 | 0 | 0 | 0 | 0 | 0 | 0 | 0 | 0 | 0 | 0 | 0 | 0 | 0 | 0 | 4.8 | 4.8 | 0 | 0 | 0
[8 empty] | 7202 | October | Winter | Weekend | 0 | 0 | 0 | 0 | 0 | 0 | 0 | 0 | 0 | 0 | 0 | 0 | 0 | 0 | 0 | 0 | 0 | 0 | 0 | 0 | 0 | 0 | 0 | 0 | 0 | 4.8 | 4.8 | 0 | 0 | 0
[8 empty] | 7203 | October | Winter | Weekend | 0 | 0 | 0 | 0 | 0 | 0 | 0 | 0 | 0 | 0 | 0 | 0 | 0 | 0 | 0 | 0 | 0 | 0 | 0 | 0 | 0 | 0 | 0 | 0 | 0 | 4.8 | 4.8 | 0 | 0 | 0
[8 empty] | 7204 | October | Winter | Weekend | 0 | 0 | 0 | 0 | 0 | 0 | 0 | 0 | 0 | 0 | 0 | 0 | 0 | 0 | 0 | 0 | 0 | 0 | 0 | 0 | 0 | 0 | 0 | 0 | 0 | 4.8 | 4.8 | 0 | 0 | 0
[8 empty] | 7205 | October | Winter | Weekend | 0 | 0 | 0 | 0 | 0 | 0 | 0 | 0 | 0 | 0 | 0 | 0 | 0 | 0 | 0 | 0 | 0 | 0 | 0 | 0 | 0 | 0 | 0 | 0 | 0 | 4.8 | 4.8 | 0 | 0 | 0
[8 empty] | 7206 | October | Winter | Weekend | 0 | 0 | 0 | 0 | 0 | 0 | 0 | 0 | 0 | 0 | 0 | 0 | 0 | 0 | 0 | 0 | 0 | 0 | 0 | 0 | 0 | 0 | 0 | 0 | 0 | 4.8 | 4.8 | 0 | 0 | 0
[8 empty] | 7207 | October | Winter | Weekend | 0 | 0 | 0 | 0 | 0 | 0 | 0 | 0 | 0 | 0 | 0 | 0 | 0 | 0 | 0 | 0 | 0 | 0 | 0 | 0 | 0 | 0 | 0 | 0 | 0 | 1.2 | 1.2 | 0 | 0 | 0
[8 empty] | 7208 | October | Winter | Weekend | 0 | 0 | 0 | 0 | 0 | 0 | 0 | 0 | 0 | 0 | 0 | 0 | 0 | 0 | 0 | 0 | 0 | 0 | 0 | 0 | 0 | 0 | 0 | 0 | 0 | 0 | 0 | 0 | 0 | 0
[8 empty] | 7209 | October | Winter | Weekend | 0 | 0 | 0 | 0 | 0 | 0 | 0 | 0 | 0 | 0 | 0 | 0 | 0 | 0 | 0 | 0 | 0 | 0 | 0 | 0 | 0 | 0 | 0 | 0 | 0 | 0 | 0 | 0 | 0 | 0
[8 empty] | 7210 | October | Winter | Weekend | 0 | 0 | 0 | 0 | 0 | 0 | 0 | 0 | 0 | 0 | 0 | 0 | 0 | 0 | 0 | 0 | 0 | 0 | 0 | 0 | 0 | 0 | 0 | 0 | 0 | 0 | 0 | 0 | 0 | 0
[8 empty] | 7211 | October | Winter | Weekend | 0 | 0 | 0 | 0 | 0 | 0 | 0 | 0 | 0 | 0 | 0 | 0 | 0 | 0 | 0 | 0 | 0 | 0 | 0 | 0 | 0 | 0 | 0 | 0 | 0 | 0 | 0 | 0 | 0 | 0
[8 empty] | 7212 | October | Winter | Weekend | 0 | 0 | 0 | 0 | 0 | 0 | 0 | 0 | 0 | 0 | 0 | 0 | 0 | 0 | 0 | 0 | 0 | 0 | 0 | 0 | 0 | 0 | 0 | 0 | 0 | 0 | 0 | 0 | 0 | 0
[8 empty] | 7213 | October | Winter | Weekend | 0 | 0 | 0 | 0 | 0 | 0 | 0 | 0 | 0 | 0 | 0 | 0 | 0 | 0 | 0 | 0 | 0 | 0 | 0 | 0 | 0 | 0 | 0 | 0 | 0 | 0 | 0 | 0 | 0 | 0
[8 empty] | 7214 | October | Winter | Weekend | 0 | 0 | 0 | 0 | 0 | 0 | 0 | 0 | 0 | 0 | 0 | 0 | 0 | 0 | 0 | 0 | 0 | 0 | 0 | 0 | 0 | 0 | 0 | 0 | 0 | 0 | 0 | 0 | 0 | 0
[8 empty] | 7215 | October | Winter | Weekend | 0 | 0 | 0 | 0 | 0 | 0 | 0 | 0 | 0 | 0 | 0 | 0 | 0 | 0 | 0 | 0 | 0 | 0 | 0 | 0 | 0 | 0 | 0 | 0 | 0 | 0 | 0 | 0 | 0 | 0
[8 empty] | 7216 | October | Winter | Weekend | 0 | 0 | 0 | 0 | 0 | 0 | 0 | 0 | 0 | 0 | 0 | 0 | 0 | 0 | 0 | 0 | 0 | 0 | 0 | 0 | 0 | 0 | 0 | 0 | 0 | 0 | 0 | 0 | 0 | 0
[8 empty] | 7217 | October | Winter | Weekend | 0 | 0 | 0 | 0 | 0 | 0 | 0 | 0 | 0 | 0 | 0 | 0 | 0 | 0 | 0 | 0 | 0 | 0 | 0 | 0 | 0 | 0 | 0 | 0 | 0 | 0 | 0 | 0 | 0 | 0
[8 empty] | 7218 | October | Winter | Weekend | 0 | 0 | 0 | 0 | 0 | 0 | 0 | 0 | 0 | 0 | 0 | 0 | 0 | 0 | 0 | 0 | 0 | 0 | 0 | 0 | 0 | 0 | 0 | 0 | 0 | 0 | 0 | 0 | 0 | 0
[8 empty] | 7219 | October | Winter | Weekend | 0 | 0 | 0 | 0 | 0 | 0 | 0 | 0 | 0 | 0 | 0 | 0 | 0 | 0 | 0 | 0 | 0 | 0 | 0 | 0 | 0 | 0 | 0 | 0 | 0 | 0 | 0 | 0 | 0 | 0
[8 empty] | 7220 | October | Winter | Weekend | 0 | 0 | 0 | 0 | 0 | 0 | 0 | 0 | 0 | 0 | 0 | 0 | 0 | 0 | 0 | 0 | 0 | 0 | 0 | 0 | 0 | 0 | 0 | 0 | 0 | 0 | 0 | 0 | 0 | 0
[8 empty] | 7221 | October | Winter | Weekend | 0 | 0 | 0 | 0 | 0 | 0 | 0 | 0 | 0 | 0 | 0 | 0 | 0 | 0 | 0 | 0 | 0 | 0 | 0 | 0 | 0 | 0 | 0 | 0 | 0 | 0 | 0 | 0 | 0 | 0
[8 empty] | 7222 | October | Winter | Weekend | 0 | 0 | 0 | 0 | 0 | 0 | 0 | 0 | 0 | 0 | 0 | 0 | 0 | 0 | 0 | 0 | 0 | 0 | 0 | 0 | 0 | 0 | 0 | 0 | 0 | 0 | 0 | 0 | 0 | 0
[8 empty] | 7223 | October | Winter | Weekend | 0 | 0 | 0 | 0 | 0 | 0 | 0 | 0 | 0 | 0 | 0 | 0 | 0 | 0 | 0 | 0 | 0 | 0 | 0 | 0 | 0 | 0 | 0 | 0 | 0 | 0 | 0 | 0 | 0 | 0
[8 empty] | 7224 | October | Winter | Weekend | 0 | 0 | 0 | 0 | 0 | 0 | 0 | 0 | 0 | 0 | 0 | 0 | 0 | 0 | 0 | 0 | 0 | 0 | 0 | 0 | 0 | 0 | 0 | 0 | 0 | 0 | 0 | 0 | 0 | 0
[8 empty] | 7225 | October | Winter | Weekend | 0 | 0 | 0 | 0 | 0 | 0 | 0 | 0 | 0 | 0 | 0 | 0 | 0 | 0 | 0 | 0 | 0 | 0 | 0 | 0 | 0 | 0 | 0 | 0 | 0 | 4.8 | 4.8 | 0 | 0 | 0
[8 empty] | 7226 | October | Winter | Weekend | 0 | 0 | 0 | 0 | 0 | 0 | 0 | 0 | 0 | 0 | 0 | 0 | 0 | 0 | 0 | 0 | 0 | 0 | 0 | 0 | 0 | 0 | 0 | 0 | 0 | 4.8 | 4.8 | 0 | 0 | 0
[8 empty] | 7227 | October | Winter | Weekend | 0 | 0 | 0 | 0 | 0 | 0 | 0 | 0 | 0 | 0 | 0 | 0 | 0 | 0 | 0 | 0 | 0 | 0 | 0 | 0 | 0 | 0 | 0 | 0 | 0 | 4.8 | 4.8 | 0 | 0 | 0
[8 empty] | 7228 | October | Winter | Weekend | 0 | 0 | 0 | 0 | 0 | 0 | 0 | 0 | 0 | 0 | 0 | 0 | 0 | 0 | 0 | 0 | 0 | 0 | 0 | 0 | 0 | 0 | 0 | 0 | 0 | 4.8 | 4.8 | 0 | 0 | 0
[8 empty] | 7229 | October | Winter | Weekend | 0 | 0 | 0 | 0 | 0 | 0 | 0 | 0 | 0 | 0 | 0 | 0 | 0 | 0 | 0 | 0 | 0 | 0 | 0 | 0 | 0 | 0 | 0 | 0 | 0 | 4.8 | 4.8 | 0 | 0 | 0
[8 empty] | 7230 | October | Winter | Weekend | 0 | 0 | 0 | 0 | 0 | 0 | 0 | 0 | 0 | 0 | 0 | 0 | 0 | 0 | 0 | 0 | 0 | 0 | 0 | 0 | 0 | 0 | 0 | 0 | 0 | 4.8 | 4.8 | 0 | 0 | 0
[8 empty] | 7231 | October | Winter | Weekend | 0 | 0 | 0 | 0 | 0 | 0 | 0 | 0 | 0 | 0 | 0 | 0 | 0 | 0 | 0 | 0 | 0 | 0 | 0 | 0 | 0 | 0 | 0 | 0 | 0 | 1.2 | 1.2 | 0 | 0 | 0
[8 empty] | 7232 | October | Winter | Weekend | 0 | 0 | 0 | 0 | 0 | 0 | 0 | 0 | 0 | 0 | 0 | 0 | 0 | 0 | 0 | 0 | 0 | 0 | 0 | 0 | 0 | 0 | 0 | 0 | 0 | 0 | 0 | 0 | 0 | 0
[8 empty] | 7233 | October | Winter | Weekend | 0 | 0 | 0 | 0 | 0 | 0 | 0 | 0 | 0 | 0 | 0 | 0 | 0 | 0 | 0 | 0 | 0 | 0 | 0 | 0 | 0 | 0 | 0 | 0 | 0 | 0 | 0 | 0 | 0 | 0
[8 empty] | 7234 | October | Winter | Weekend | 0 | 0 | 0 | 0 | 0 | 0 | 0 | 0 | 0 | 0 | 0 | 0 | 0 | 0 | 0 | 0 | 0 | 0 | 0 | 0 | 0 | 0 | 0 | 0 | 0 | 0 | 0 | 0 | 0 | 0
[8 empty] | 7235 | October | Winter | Weekend | 0 | 0 | 0 | 0 | 0 | 0 | 0 | 0 | 0 | 0 | 0 | 0 | 0 | 0 | 0 | 0 | 0 | 0 | 0 | 0 | 0 | 0 | 0 | 0 | 0 | 0 | 0 | 0 | 0 | 0
[8 empty] | 7236 | October | Winter | Weekend | 0 | 0 | 0 | 0 | 0 | 0 | 0 | 0 | 0 | 0 | 0 | 0 | 0 | 0 | 0 | 0 | 0 | 0 | 0 | 0 | 0 | 0 | 0 | 0 | 0 | 0 | 0 | 0 | 0 | 0
[8 empty] | 7237 | October | Winter | Weekend | 0 | 0 | 0 | 0 | 0 | 0 | 0 | 0 | 0 | 0 | 0 | 0 | 0 | 0 | 0 | 0 | 0 | 0 | 0 | 0 | 0 | 0 | 0 | 0 | 0 | 0 | 0 | 0 | 0 | 0
[8 empty] | 7238 | October | Winter | Weekend | 0 | 0 | 0 | 0 | 0 | 0 | 0 | 0 | 0 | 0 | 0 | 0 | 0 | 0 | 0 | 0 | 0 | 0 | 0 | 0 | 0 | 0 | 0 | 0 | 0 | 0 | 0 | 0 | 0 | 0
[8 empty] | 7239 | October | Winter | Weekend | 0 | 0 | 0 | 0 | 0 | 0 | 0 | 0 | 0 | 0 | 0 | 0 | 0 | 0 | 0 | 0 | 0 | 0 | 0 | 0 | 0 | 0 | 0 | 0 | 0 | 0 | 0 | 0 | 0 | 0
[8 empty] | 7240 | October | Winter | Weekend | 0 | 0 | 0 | 0 | 0 | 0 | 0 | 0 | 0 | 0 | 0 | 0 | 0 | 0 | 0 | 0 | 0 | 0 | 0 | 0 | 0 | 0 | 0 | 0 | 0 | 0 | 0 | 0 | 0 | 0
[8 empty] | 7241 | October | Winter | Weekend | 0 | 0 | 0 | 0 | 0 | 0 | 0 | 0 | 0 | 0 | 0 | 0 | 0 | 0 | 0 | 0 | 0 | 0 | 0 | 0 | 0 | 0 | 0 | 0 | 0 | 0 | 0 | 0 | 0 | 0
[8 empty] | 7242 | October | Winter | Weekend | 0 | 0 | 0 | 0 | 0 | 0 | 0 | 0 | 0 | 0 | 0 | 0 | 0 | 0 | 0 | 0 | 0 | 0 | 0 | 0 | 0 | 0 | 0 | 0 | 0 | 0 | 0 | 0 | 0 | 0
[8 empty] | 7243 | October | Winter | Weekend | 0 | 0 | 0 | 0 | 0 | 0 | 0 | 0 | 0 | 0 | 0 | 0 | 0 | 0 | 0 | 0 | 0 | 0 | 0 | 0 | 0 | 0 | 0 | 0 | 0 | 0 | 0 | 0 | 0 | 0
[8 empty] | 7244 | October | Winter | Weekend | 0 | 0 | 0 | 0 | 0 | 0 | 0 | 0 | 0 | 0 | 0 | 0 | 0 | 0 | 0 | 0 | 0 | 0 | 0 | 0 | 0 | 0 | 0 | 0 | 0 | 0 | 0 | 0 | 0 | 0
[8 empty] | 7245 | October | Winter | Weekend | 0 | 0 | 0 | 0 | 0 | 0 | 0 | 0 | 0 | 0 | 0 | 0 | 0 | 0 | 0 | 0 | 0 | 0 | 0 | 0 | 0 | 0 | 0 | 0 | 0 | 0 | 0 | 0 | 0 | 0
[8 empty] | 7246 | October | Winter | Weekend | 0 | 0 | 0 | 0 | 0 | 0 | 0 | 0 | 0 | 0 | 0 | 0 | 0 | 0 | 0 | 0 | 0 | 0 | 0 | 0 | 0 | 0 | 0 | 0 | 0 | 0 | 0 | 0 | 0 | 0
[8 empty] | 7247 | October | Winter | Weekend | 0 | 0 | 0 | 0 | 0 | 0 | 0 | 0 | 0 | 0 | 0 | 0 | 0 | 0 | 0 | 0 | 0 | 0 | 0 | 0 | 0 | 0 | 0 | 0 | 0 | 0 | 0 | 0 | 0 | 0
[8 empty] | 7248 | October | Winter | Weekend | 0 | 0 | 0 | 0 | 0 | 0 | 0 | 0 | 0 | 0 | 0 | 0 | 0 | 0 | 0 | 0 | 0 | 0 | 0 | 0 | 0 | 0 | 0 | 0 | 0 | 0 | 0 | 0 | 0 | 0
[8 empty] | 7249 | October | Winter | Weekday | 0 | 0 | 0 | 0 | 0 | 0 | 0 | 0 | 0 | 0 | 0 | 0 | 0 | 0 | 0 | 0 | 0 | 0 | 0 | 0 | 0 | 0 | 0 | 0 | 0 | 4.8 | 4.8 | 0 | 0 | 0
[8 empty] | 7250 | October | Winter | Weekday | 0 | 0 | 0 | 0 | 0 | 0 | 0 | 0 | 0 | 0 | 0 | 0 | 0 | 0 | 0 | 0 | 0 | 0 | 0 | 0 | 0 | 0 | 0 | 0 | 0 | 4.8 | 4.8 | 0 | 0 | 0
[8 empty] | 7251 | October | Winter | Weekday | 0 | 0 | 0 | 0 | 0 | 0 | 0 | 0 | 0 | 0 | 0 | 0 | 0 | 0 | 0 | 0 | 0 | 0 | 0 | 0 | 0 | 0 | 0 | 0 | 0 | 4.8 | 4.8 | 0 | 0 | 0
[8 empty] | 7252 | October | Winter | Weekday | 0 | 0 | 0 | 0 | 0 | 0 | 0 | 0 | 0 | 0 | 0 | 0 | 0 | 0 | 0 | 0 | 0 | 0 | 0 | 0 | 0 | 0 | 0 | 0 | 0 | 4.8 | 4.8 | 0 | 0 | 0
[8 empty] | 7253 | October | Winter | Weekday | 0 | 0 | 0 | 0 | 0 | 0 | 0 | 0 | 0 | 0 | 0 | 0 | 0 | 0 | 0 | 0 | 0 | 0 | 0 | 0 | 0 | 0 | 0 | 0 | 0 | 4.8 | 4.8 | 0 | 0 | 0
[8 empty] | 7254 | October | Winter | Weekday | 0 | 0 | 0 | 0 | 0 | 0 | 0 | 0 | 0 | 0 | 0 | 0 | 0 | 0 | 0 | 0 | 0 | 0 | 0 | 0 | 0 | 0 | 0 | 0 | 0 | 4.8 | 4.8 | 0 | 0 | 0
[8 empty] | 7255 | October | Winter | Weekday | 0 | 0 | 0 | 0 | 0 | 0 | 0 | 0 | 0 | 0 | 0 | 0 | 0 | 0 | 0 | 0 | 0 | 0 | 0 | 0 | 0 | 0 | 0 | 0 | 0 | 1.2 | 1.2 | 0 | 0 | 0
[8 empty] | 7256 | October | Winter | Weekday | 0 | 0 | 0 | 0 | 0 | 0 | 0 | 0 | 0 | 0 | 0 | 0 | 0 | 0 | 0 | 0 | 0 | 0 | 0 | 0 | 0 | 0 | 0 | 0 | 0 | 0 | 0 | 0 | 0 | 0
[8 empty] | 7257 | October | Winter | Weekday | 0 | 0 | 0 | 0 | 0 | 0 | 0 | 0 | 0 | 0 | 0 | 0 | 0 | 0 | 0 | 0 | 0 | 0 | 0 | 0 | 0 | 0 | 0 | 0 | 0 | 0 | 0 | 0 | 0 | 0
[8 empty] | 7258 | October | Winter | Weekday | 0 | 0 | 0 | 0 | 0 | 0 | 0 | 0 | 0 | 0 | 0 | 0 | 0 | 0 | 0 | 0 | 0 | 0 | 0 | 0 | 0 | 0 | 0 | 0 | 0 | 0 | 0 | 0 | 0 | 0
[8 empty] | 7259 | October | Winter | Weekday | 0 | 0 | 0 | 0 | 0 | 0 | 0 | 0 | 0 | 0 | 0 | 0 | 0 | 0 | 0 | 0 | 0 | 0 | 0 | 0 | 0 | 0 | 0 | 0 | 0 | 0 | 0 | 0 | 0 | 0
[8 empty] | 7260 | October | Winter | Weekday | 0 | 0 | 0 | 0 | 0 | 0 | 0 | 0 | 0 | 0 | 0 | 0 | 0 | 0 | 0 | 0 | 0 | 0 | 0 | 0 | 0 | 0 | 0 | 0 | 0 | 0 | 0 | 0 | 0 | 0
[8 empty] | 7261 | October | Winter | Weekday | 0 | 0 | 0 | 0 | 0 | 0 | 0 | 0 | 0 | 0 | 0 | 0 | 0 | 0 | 0 | 0 | 0 | 0 | 0 | 0 | 0 | 0 | 0 | 0 | 0 | 0 | 0 | 0 | 0 | 0
[8 empty] | 7262 | October | Winter | Weekday | 0 | 0 | 0 | 0 | 0 | 0 | 0 | 0 | 0 | 0 | 0 | 0 | 0 | 0 | 0 | 0 | 0 | 0 | 0 | 0 | 0 | 0 | 0 | 0 | 0 | 0 | 0 | 0 | 0 | 0
[8 empty] | 7263 | October | Winter | Weekday | 0 | 0 | 0 | 0 | 0 | 0 | 0 | 0 | 0 | 0 | 0 | 0 | 0 | 0 | 0 | 0 | 0 | 0 | 0 | 0 | 0 | 0 | 0 | 0 | 0 | 0 | 0 | 0 | 0 | 0
[8 empty] | 7264 | October | Winter | Weekday | 0 | 0 | 0 | 0 | 0 | 0 | 0 | 0 | 0 | 0 | 0 | 0 | 0 | 0 | 0 | 0 | 0 | 0 | 0 | 0 | 0 | 0 | 0 | 0 | 0 | 0 | 0 | 0 | 0 | 0
[8 empty] | 7265 | October | Winter | Weekday | 0 | 0 | 0 | 0 | 0 | 0 | 0 | 0 | 0 | 0 | 0 | 0 | 0 | 0 | 0 | 0 | 0 | 0 | 0 | 0 | 0 | 0 | 0 | 0 | 0 | 0 | 0 | 0 | 0 | 0
[8 empty] | 7266 | October | Winter | Weekday | 0 | 0 | 0 | 0 | 0 | 0 | 0 | 0 | 0 | 0 | 0 | 0 | 0 | 0 | 0 | 0 | 0 | 0 | 0 | 0 | 0 | 0 | 0 | 0 | 0 | 0 | 0 | 0 | 0 | 0
[8 empty] | 7267 | October | Winter | Weekday | 0 | 0 | 0 | 0 | 0 | 0 | 0 | 0 | 0 | 0 | 0 | 0 | 0 | 0 | 0 | 0 | 0 | 0 | 0 | 0 | 0 | 0 | 0 | 0 | 0 | 0 | 0 | 0 | 0 | 0
[8 empty] | 7268 | October | Winter | Weekday | 0 | 0 | 0 | 0 | 0 | 0 | 0 | 0 | 0 | 0 | 0 | 0 | 0 | 0 | 0 | 0 | 0 | 0 | 0 | 0 | 0 | 0 | 0 | 0 | 0 | 0 | 0 | 0 | 0 | 0
[8 empty] | 7269 | October | Winter | Weekday | 0 | 0 | 0 | 0 | 0 | 0 | 0 | 0 | 0 | 0 | 0 | 0 | 0 | 0 | 0 | 0 | 0 | 0 | 0 | 0 | 0 | 0 | 0 | 0 | 0 | 0 | 0 | 0 | 0 | 0
[8 empty] | 7270 | October | Winter | Weekday | 0 | 0 | 0 | 0 | 0 | 0 | 0 | 0 | 0 | 0 | 0 | 0 | 0 | 0 | 0 | 0 | 0 | 0 | 0 | 0 | 0 | 0 | 0 | 0 | 0 | 0 | 0 | 0 | 0 | 0
[8 empty] | 7271 | October | Winter | Weekday | 0 | 0 | 0 | 0 | 0 | 0 | 0 | 0 | 0 | 0 | 0 | 0 | 0 | 0 | 0 | 0 | 0 | 0 | 0 | 0 | 0 | 0 | 0 | 0 | 0 | 0 | 0 | 0 | 0 | 0
[8 empty] | 7272 | October | Winter | Weekday | 0 | 0 | 0 | 0 | 0 | 0 | 0 | 0 | 0 | 0 | 0 | 0 | 0 | 0 | 0 | 0 | 0 | 0 | 0 | 0 | 0 | 0 | 0 | 0 | 0 | 0 | 0 | 0 | 0 | 0
[8 empty] | 7273 | October | Winter | Weekday | 0 | 0 | 0 | 0 | 0 | 0 | 0 | 0 | 0 | 0 | 0 | 0 | 0 | 0 | 0 | 0 | 0 | 0 | 0 | 0 | 0 | 0 | 0 | 0 | 0 | 4.8 | 4.8 | 0 | 0 | 0
[8 empty] | 7274 | October | Winter | Weekday | 0 | 0 | 0 | 0 | 0 | 0 | 0 | 0 | 0 | 0 | 0 | 0 | 0 | 0 | 0 | 0 | 0 | 0 | 0 | 0 | 0 | 0 | 0 | 0 | 0 | 4.8 | 4.8 | 0 | 0 | 0
[8 empty] | 7275 | October | Winter | Weekday | 0 | 0 | 0 | 0 | 0 | 0 | 0 | 0 | 0 | 0 | 0 | 0 | 0 | 0 | 0 | 0 | 0 | 0 | 0 | 0 | 0 | 0 | 0 | 0 | 0 | 4.8 | 4.8 | 0 | 0 | 0
[8 empty] | 7276 | October | Winter | Weekday | 0 | 0 | 0 | 0 | 0 | 0 | 0 | 0 | 0 | 0 | 0 | 0 | 0 | 0 | 0 | 0 | 0 | 0 | 0 | 0 | 0 | 0 | 0 | 0 | 0 | 4.8 | 4.8 | 0 | 0 | 0
[8 empty] | 7277 | October | Winter | Weekday | 0 | 0 | 0 | 0 | 0 | 0 | 0 | 0 | 0 | 0 | 0 | 0 | 0 | 0 | 0 | 0 | 0 | 0 | 0 | 0 | 0 | 0 | 0 | 0 | 0 | 4.8 | 4.8 | 0 | 0 | 0
[8 empty] | 7278 | October | Winter | Weekday | 0 | 0 | 0 | 0 | 0 | 0 | 0 | 0 | 0 | 0 | 0 | 0 | 0 | 0 | 0 | 0 | 0 | 0 | 0 | 0 | 0 | 0 | 0 | 0 | 0 | 4.8 | 4.8 | 0 | 0 | 0
[8 empty] | 7279 | October | Winter | Weekday | 0 | 0 | 0 | 0 | 0 | 0 | 0 | 0 | 0 | 0 | 0 | 0 | 0 | 0 | 0 | 0 | 0 | 0 | 0 | 0 | 0 | 0 | 0 | 0 | 0 | 1.2 | 1.2 | 0 | 0 | 0
[8 empty] | 7280 | October | Winter | Weekday | 0 | 0 | 0 | 0 | 0 | 0 | 0 | 0 | 0 | 0 | 0 | 0 | 0 | 0 | 0 | 0 | 0 | 0 | 0 | 0 | 0 | 0 | 0 | 0 | 0 | 0 | 0 | 0 | 0 | 0
[8 empty] | 7281 | October | Winter | Weekday | 0 | 0 | 0 | 0 | 0 | 0 | 0 | 0 | 0 | 0 | 0 | 0 | 0 | 0 | 0 | 0 | 0 | 0 | 0 | 0 | 0 | 0 | 0 | 0 | 0 | 0 | 0 | 0 | 0 | 0
[8 empty] | 7282 | October | Winter | Weekday | 0 | 0 | 0 | 0 | 0 | 0 | 0 | 0 | 0 | 0 | 0 | 0 | 0 | 0 | 0 | 0 | 0 | 0 | 0 | 0 | 0 | 0 | 0 | 0 | 0 | 0 | 0 | 0 | 0 | 0
[8 empty] | 7283 | October | Winter | Weekday | 0 | 0 | 0 | 0 | 0 | 0 | 0 | 0 | 0 | 0 | 0 | 0 | 0 | 0 | 0 | 0 | 0 | 0 | 0 | 0 | 0 | 0 | 0 | 0 | 0 | 0 | 0 | 0 | 0 | 0
[8 empty] | 7284 | October | Winter | Weekday | 0 | 0 | 0 | 0 | 0 | 0 | 0 | 0 | 0 | 0 | 0 | 0 | 0 | 0 | 0 | 0 | 0 | 0 | 0 | 0 | 0 | 0 | 0 | 0 | 0 | 0 | 0 | 0 | 0 | 0
[8 empty] | 7285 | October | Winter | Weekday | 0 | 0 | 0 | 0 | 0 | 0 | 0 | 0 | 0 | 0 | 0 | 0 | 0 | 0 | 0 | 0 | 0 | 0 | 0 | 0 | 0 | 0 | 0 | 0 | 0 | 0 | 0 | 0 | 0 | 0
[8 empty] | 7286 | October | Winter | Weekday | 0 | 0 | 0 | 0 | 0 | 0 | 0 | 0 | 0 | 0 | 0 | 0 | 0 | 0 | 0 | 0 | 0 | 0 | 0 | 0 | 0 | 0 | 0 | 0 | 0 | 0 | 0 | 0 | 0 | 0
[8 empty] | 7287 | October | Winter | Weekday | 0 | 0 | 0 | 0 | 0 | 0 | 0 | 0 | 0 | 0 | 0 | 0 | 0 | 0 | 0 | 0 | 0 | 0 | 0 | 0 | 0 | 0 | 0 | 0 | 0 | 0 | 0 | 0 | 0 | 0
[8 empty] | 7288 | October | Winter | Weekday | 0 | 0 | 0 | 0 | 0 | 0 | 0 | 0 | 0 | 0 | 0 | 0 | 0 | 0 | 0 | 0 | 0 | 0 | 0 | 0 | 0 | 0 | 0 | 0 | 0 | 0 | 0 | 0 | 0 | 0
[8 empty] | 7289 | October | Winter | Weekday | 0 | 0 | 0 | 0 | 0 | 0 | 0 | 0 | 0 | 0 | 0 | 0 | 0 | 0 | 0 | 0 | 0 | 0 | 0 | 0 | 0 | 0 | 0 | 0 | 0 | 0 | 0 | 0 | 0 | 0
[8 empty] | 7290 | October | Winter | Weekday | 0 | 0 | 0 | 0 | 0 | 0 | 0 | 0 | 0 | 0 | 0 | 0 | 0 | 0 | 0 | 0 | 0 | 0 | 0 | 0 | 0 | 0 | 0 | 0 | 0 | 0 | 0 | 0 | 0 | 0
[8 empty] | 7291 | October | Winter | Weekday | 0 | 0 | 0 | 0 | 0 | 0 | 0 | 0 | 0 | 0 | 0 | 0 | 0 | 0 | 0 | 0 | 0 | 0 | 0 | 0 | 0 | 0 | 0 | 0 | 0 | 0 | 0 | 0 | 0 | 0
[8 empty] | 7292 | October | Winter | Weekday | 0 | 0 | 0 | 0 | 0 | 0 | 0 | 0 | 0 | 0 | 0 | 0 | 0 | 0 | 0 | 0 | 0 | 0 | 0 | 0 | 0 | 0 | 0 | 0 | 0 | 0 | 0 | 0 | 0 | 0
[8 empty] | 7293 | October | Winter | Weekday | 0 | 0 | 0 | 0 | 0 | 0 | 0 | 0 | 0 | 0 | 0 | 0 | 0 | 0 | 0 | 0 | 0 | 0 | 0 | 0 | 0 | 0 | 0 | 0 | 0 | 0 | 0 | 0 | 0 | 0
[8 empty] | 7294 | October | Winter | Weekday | 0 | 0 | 0 | 0 | 0 | 0 | 0 | 0 | 0 | 0 | 0 | 0 | 0 | 0 | 0 | 0 | 0 | 0 | 0 | 0 | 0 | 0 | 0 | 0 | 0 | 0 | 0 | 0 | 0 | 0
[8 empty] | 7295 | October | Winter | Weekday | 0 | 0 | 0 | 0 | 0 | 0 | 0 | 0 | 0 | 0 | 0 | 0 | 0 | 0 | 0 | 0 | 0 | 0 | 0 | 0 | 0 | 0 | 0 | 0 | 0 | 0 | 0 | 0 | 0 | 0
[8 empty] | 7296 | October | Winter | Weekday | 0 | 0 | 0 | 0 | 0 | 0 | 0 | 0 | 0 | 0 | 0 | 0 | 0 | 0 | 0 | 0 | 0 | 0 | 0 | 0 | 0 | 0 | 0 | 0 | 0 | 0 | 0 | 0 | 0 | 0
[8 empty] | 7297 | November | Winter | Weekday | 0 | 0 | 0 | 0 | 0 | 0 | 0 | 0 | 0 | 0 | 0 | 0 | 0 | 0 | 0 | 0 | 0 | 0 | 0 | 0 | 0 | 0 | 0 | 0 | 0 | 4.8 | 4.8 | 0 | 0 | 0
[8 empty] | 7298 | November | Winter | Weekday | 0 | 0 | 0 | 0 | 0 | 0 | 0 | 0 | 0 | 0 | 0 | 0 | 0 | 0 | 0 | 0 | 0 | 0 | 0 | 0 | 0 | 0 | 0 | 0 | 0 | 4.8 | 4.8 | 0 | 0 | 0
[8 empty] | 7299 | November | Winter | Weekday | 0 | 0 | 0 | 0 | 0 | 0 | 0 | 0 | 0 | 0 | 0 | 0 | 0 | 0 | 0 | 0 | 0 | 0 | 0 | 0 | 0 | 0 | 0 | 0 | 0 | 4.8 | 4.8 | 0 | 0 | 0
[8 empty] | 7300 | November | Winter | Weekday | 0 | 0 | 0 | 0 | 0 | 0 | 0 | 0 | 0 | 0 | 0 | 0 | 0 | 0 | 0 | 0 | 0 | 0 | 0 | 0 | 0 | 0 | 0 | 0 | 0 | 4.8 | 4.8 | 0 | 0 | 0
[8 empty] | 7301 | November | Winter | Weekday | 0 | 0 | 0 | 0 | 0 | 0 | 0 | 0 | 0 | 0 | 0 | 0 | 0 | 0 | 0 | 0 | 0 | 0 | 0 | 0 | 0 | 0 | 0 | 0 | 0 | 4.8 | 4.8 | 0 | 0 | 0
[8 empty] | 7302 | November | Winter | Weekday | 0 | 0 | 0 | 0 | 0 | 0 | 0 | 0 | 0 | 0 | 0 | 0 | 0 | 0 | 0 | 0 | 0 | 0 | 0 | 0 | 0 | 0 | 0 | 0 | 0 | 4.8 | 4.8 | 0 | 0 | 0
[8 empty] | 7303 | November | Winter | Weekday | 0 | 0 | 0 | 0 | 0 | 0 | 0 | 0 | 0 | 0 | 0 | 0 | 0 | 0 | 0 | 0 | 0 | 0 | 0 | 0 | 0 | 0 | 0 | 0 | 0 | 1.2 | 1.2 | 0 | 0 | 0
[8 empty] | 7304 | November | Winter | Weekday | 0 | 0 | 0 | 0 | 0 | 0 | 0 | 0 | 0 | 0 | 0 | 0 | 0 | 0 | 0 | 0 | 0 | 0 | 0 | 0 | 0 | 0 | 0 | 0 | 0 | 0 | 0 | 0 | 0 | 0
[8 empty] | 7305 | November | Winter | Weekday | 0 | 0 | 0 | 0 | 0 | 0 | 0 | 0 | 0 | 0 | 0 | 0 | 0 | 0 | 0 | 0 | 0 | 0 | 0 | 0 | 0 | 0 | 0 | 0 | 0 | 0 | 0 | 0 | 0 | 0
[8 empty] | 7306 | November | Winter | Weekday | 0 | 0 | 0 | 0 | 0 | 0 | 0 | 0 | 0 | 0 | 0 | 0 | 0 | 0 | 0 | 0 | 0 | 0 | 0 | 0 | 0 | 0 | 0 | 0 | 0 | 0 | 0 | 0 | 0 | 0
[8 empty] | 7307 | November | Winter | Weekday | 0 | 0 | 0 | 0 | 0 | 0 | 0 | 0 | 0 | 0 | 0 | 0 | 0 | 0 | 0 | 0 | 0 | 0 | 0 | 0 | 0 | 0 | 0 | 0 | 0 | 0 | 0 | 0 | 0 | 0
[8 empty] | 7308 | November | Winter | Weekday | 0 | 0 | 0 | 0 | 0 | 0 | 0 | 0 | 0 | 0 | 0 | 0 | 0 | 0 | 0 | 0 | 0 | 0 | 0 | 0 | 0 | 0 | 0 | 0 | 0 | 0 | 0 | 0 | 0 | 0
[8 empty] | 7309 | November | Winter | Weekday | 0 | 0 | 0 | 0 | 0 | 0 | 0 | 0 | 0 | 0 | 0 | 0 | 0 | 0 | 0 | 0 | 0 | 0 | 0 | 0 | 0 | 0 | 0 | 0 | 0 | 0 | 0 | 0 | 0 | 0
[8 empty] | 7310 | November | Winter | Weekday | 0 | 0 | 0 | 0 | 0 | 0 | 0 | 0 | 0 | 0 | 0 | 0 | 0 | 0 | 0 | 0 | 0 | 0 | 0 | 0 | 0 | 0 | 0 | 0 | 0 | 0 | 0 | 0 | 0 | 0
[8 empty] | 7311 | November | Winter | Weekday | 0 | 0 | 0 | 0 | 0 | 0 | 0 | 0 | 0 | 0 | 0 | 0 | 0 | 0 | 0 | 0 | 0 | 0 | 0 | 0 | 0 | 0 | 0 | 0 | 0 | 0 | 0 | 0 | 0 | 0
[8 empty] | 7312 | November | Winter | Weekday | 0 | 0 | 0 | 0 | 0 | 0 | 0 | 0 | 0 | 0 | 0 | 0 | 0 | 0 | 0 | 0 | 0 | 0 | 0 | 0 | 0 | 0 | 0 | 0 | 0 | 0 | 0 | 0 | 0 | 0
[8 empty] | 7313 | November | Winter | Weekday | 0 | 0 | 0 | 0 | 0 | 0 | 0 | 0 | 0 | 0 | 0 | 0 | 0 | 0 | 0 | 0 | 0 | 0 | 0 | 0 | 0 | 0 | 0 | 0 | 0 | 0 | 0 | 0 | 0 | 0
[8 empty] | 7314 | November | Winter | Weekday | 0 | 0 | 0 | 0 | 0 | 0 | 0 | 0 | 0 | 0 | 0 | 0 | 0 | 0 | 0 | 0 | 0 | 0 | 0 | 0 | 0 | 0 | 0 | 0 | 0 | 0 | 0 | 0 | 0 | 0
[8 empty] | 7315 | November | Winter | Weekday | 0 | 0 | 0 | 0 | 0 | 0 | 0 | 0 | 0 | 0 | 0 | 0 | 0 | 0 | 0 | 0 | 0 | 0 | 0 | 0 | 0 | 0 | 0 | 0 | 0 | 0 | 0 | 0 | 0 | 0
[8 empty] | 7316 | November | Winter | Weekday | 0 | 0 | 0 | 0 | 0 | 0 | 0 | 0 | 0 | 0 | 0 | 0 | 0 | 0 | 0 | 0 | 0 | 0 | 0 | 0 | 0 | 0 | 0 | 0 | 0 | 0 | 0 | 0 | 0 | 0
[8 empty] | 7317 | November | Winter | Weekday | 0 | 0 | 0 | 0 | 0 | 0 | 0 | 0 | 0 | 0 | 0 | 0 | 0 | 0 | 0 | 0 | 0 | 0 | 0 | 0 | 0 | 0 | 0 | 0 | 0 | 0 | 0 | 0 | 0 | 0
[8 empty] | 7318 | November | Winter | Weekday | 0 | 0 | 0 | 0 | 0 | 0 | 0 | 0 | 0 | 0 | 0 | 0 | 0 | 0 | 0 | 0 | 0 | 0 | 0 | 0 | 0 | 0 | 0 | 0 | 0 | 0 | 0 | 0 | 0 | 0
[8 empty] | 7319 | November | Winter | Weekday | 0 | 0 | 0 | 0 | 0 | 0 | 0 | 0 | 0 | 0 | 0 | 0 | 0 | 0 | 0 | 0 | 0 | 0 | 0 | 0 | 0 | 0 | 0 | 0 | 0 | 0 | 0 | 0 | 0 | 0
[8 empty] | 7320 | November | Winter | Weekday | 0 | 0 | 0 | 0 | 0 | 0 | 0 | 0 | 0 | 0 | 0 | 0 | 0 | 0 | 0 | 0 | 0 | 0 | 0 | 0 | 0 | 0 | 0 | 0 | 0 | 0 | 0 | 0 | 0 | 0
[8 empty] | 7321 | November | Winter | Weekday | 0 | 0 | 0 | 0 | 0 | 0 | 0 | 0 | 0 | 0 | 0 | 0 | 0 | 0 | 0 | 0 | 0 | 0 | 0 | 0 | 0 | 0 | 0 | 0 | 0 | 4.8 | 4.8 | 0 | 0 | 0
[8 empty] | 7322 | November | Winter | Weekday | 0 | 0 | 0 | 0 | 0 | 0 | 0 | 0 | 0 | 0 | 0 | 0 | 0 | 0 | 0 | 0 | 0 | 0 | 0 | 0 | 0 | 0 | 0 | 0 | 0 | 4.8 | 4.8 | 0 | 0 | 0
[8 empty] | 7323 | November | Winter | Weekday | 0 | 0 | 0 | 0 | 0 | 0 | 0 | 0 | 0 | 0 | 0 | 0 | 0 | 0 | 0 | 0 | 0 | 0 | 0 | 0 | 0 | 0 | 0 | 0 | 0 | 4.8 | 4.8 | 0 | 0 | 0
[8 empty] | 7324 | November | Winter | Weekday | 0 | 0 | 0 | 0 | 0 | 0 | 0 | 0 | 0 | 0 | 0 | 0 | 0 | 0 | 0 | 0 | 0 | 0 | 0 | 0 | 0 | 0 | 0 | 0 | 0 | 4.8 | 4.8 | 0 | 0 | 0
[8 empty] | 7325 | November | Winter | Weekday | 0 | 0 | 0 | 0 | 0 | 0 | 0 | 0 | 0 | 0 | 0 | 0 | 0 | 0 | 0 | 0 | 0 | 0 | 0 | 0 | 0 | 0 | 0 | 0 | 0 | 4.8 | 4.8 | 0 | 0 | 0
[8 empty] | 7326 | November | Winter | Weekday | 0 | 0 | 0 | 0 | 0 | 0 | 0 | 0 | 0 | 0 | 0 | 0 | 0 | 0 | 0 | 0 | 0 | 0 | 0 | 0 | 0 | 0 | 0 | 0 | 0 | 4.8 | 4.8 | 0 | 0 | 0
[8 empty] | 7327 | November | Winter | Weekday | 0 | 0 | 0 | 0 | 0 | 0 | 0 | 0 | 0 | 0 | 0 | 0 | 0 | 0 | 0 | 0 | 0 | 0 | 0 | 0 | 0 | 0 | 0 | 0 | 0 | 1.2 | 1.2 | 0 | 0 | 0
[8 empty] | 7328 | November | Winter | Weekday | 0 | 0 | 0 | 0 | 0 | 0 | 0 | 0 | 0 | 0 | 0 | 0 | 0 | 0 | 0 | 0 | 0 | 0 | 0 | 0 | 0 | 0 | 0 | 0 | 0 | 0 | 0 | 0 | 0 | 0
[8 empty] | 7329 | November | Winter | Weekday | 0 | 0 | 0 | 0 | 0 | 0 | 0 | 0 | 0 | 0 | 0 | 0 | 0 | 0 | 0 | 0 | 0 | 0 | 0 | 0 | 0 | 0 | 0 | 0 | 0 | 0 | 0 | 0 | 0 | 0
[8 empty] | 7330 | November | Winter | Weekday | 0 | 0 | 0 | 0 | 0 | 0 | 0 | 0 | 0 | 0 | 0 | 0 | 0 | 0 | 0 | 0 | 0 | 0 | 0 | 0 | 0 | 0 | 0 | 0 | 0 | 0 | 0 | 0 | 0 | 0
[8 empty] | 7331 | November | Winter | Weekday | 0 | 0 | 0 | 0 | 0 | 0 | 0 | 0 | 0 | 0 | 0 | 0 | 0 | 0 | 0 | 0 | 0 | 0 | 0 | 0 | 0 | 0 | 0 | 0 | 0 | 0 | 0 | 0 | 0 | 0
[8 empty] | 7332 | November | Winter | Weekday | 0 | 0 | 0 | 0 | 0 | 0 | 0 | 0 | 0 | 0 | 0 | 0 | 0 | 0 | 0 | 0 | 0 | 0 | 0 | 0 | 0 | 0 | 0 | 0 | 0 | 0 | 0 | 0 | 0 | 0
[8 empty] | 7333 | November | Winter | Weekday | 0 | 0 | 0 | 0 | 0 | 0 | 0 | 0 | 0 | 0 | 0 | 0 | 0 | 0 | 0 | 0 | 0 | 0 | 0 | 0 | 0 | 0 | 0 | 0 | 0 | 0 | 0 | 0 | 0 | 0
[8 empty] | 7334 | November | Winter | Weekday | 0 | 0 | 0 | 0 | 0 | 0 | 0 | 0 | 0 | 0 | 0 | 0 | 0 | 0 | 0 | 0 | 0 | 0 | 0 | 0 | 0 | 0 | 0 | 0 | 0 | 0 | 0 | 0 | 0 | 0
[8 empty] | 7335 | November | Winter | Weekday | 0 | 0 | 0 | 0 | 0 | 0 | 0 | 0 | 0 | 0 | 0 | 0 | 0 | 0 | 0 | 0 | 0 | 0 | 0 | 0 | 0 | 0 | 0 | 0 | 0 | 0 | 0 | 0 | 0 | 0
[8 empty] | 7336 | November | Winter | Weekday | 0 | 0 | 0 | 0 | 0 | 0 | 0 | 0 | 0 | 0 | 0 | 0 | 0 | 0 | 0 | 0 | 0 | 0 | 0 | 0 | 0 | 0 | 0 | 0 | 0 | 0 | 0 | 0 | 0 | 0
[8 empty] | 7337 | November | Winter | Weekday | 0 | 0 | 0 | 0 | 0 | 0 | 0 | 0 | 0 | 0 | 0 | 0 | 0 | 0 | 0 | 0 | 0 | 0 | 0 | 0 | 0 | 0 | 0 | 0 | 0 | 0 | 0 | 0 | 0 | 0
[8 empty] | 7338 | November | Winter | Weekday | 0 | 0 | 0 | 0 | 0 | 0 | 0 | 0 | 0 | 0 | 0 | 0 | 0 | 0 | 0 | 0 | 0 | 0 | 0 | 0 | 0 | 0 | 0 | 0 | 0 | 0 | 0 | 0 | 0 | 0
[8 empty] | 7339 | November | Winter | Weekday | 0 | 0 | 0 | 0 | 0 | 0 | 0 | 0 | 0 | 0 | 0 | 0 | 0 | 0 | 0 | 0 | 0 | 0 | 0 | 0 | 0 | 0 | 0 | 0 | 0 | 0 | 0 | 0 | 0 | 0
[8 empty] | 7340 | November | Winter | Weekday | 0 | 0 | 0 | 0 | 0 | 0 | 0 | 0 | 0 | 0 | 0 | 0 | 0 | 0 | 0 | 0 | 0 | 0 | 0 | 0 | 0 | 0 | 0 | 0 | 0 | 0 | 0 | 0 | 0 | 0
[8 empty] | 7341 | November | Winter | Weekday | 0 | 0 | 0 | 0 | 0 | 0 | 0 | 0 | 0 | 0 | 0 | 0 | 0 | 0 | 0 | 0 | 0 | 0 | 0 | 0 | 0 | 0 | 0 | 0 | 0 | 0 | 0 | 0 | 0 | 0
[8 empty] | 7342 | November | Winter | Weekday | 0 | 0 | 0 | 0 | 0 | 0 | 0 | 0 | 0 | 0 | 0 | 0 | 0 | 0 | 0 | 0 | 0 | 0 | 0 | 0 | 0 | 0 | 0 | 0 | 0 | 0 | 0 | 0 | 0 | 0
[8 empty] | 7343 | November | Winter | Weekday | 0 | 0 | 0 | 0 | 0 | 0 | 0 | 0 | 0 | 0 | 0 | 0 | 0 | 0 | 0 | 0 | 0 | 0 | 0 | 0 | 0 | 0 | 0 | 0 | 0 | 0 | 0 | 0 | 0 | 0
[8 empty] | 7344 | November | Winter | Weekday | 0 | 0 | 0 | 0 | 0 | 0 | 0 | 0 | 0 | 0 | 0 | 0 | 0 | 0 | 0 | 0 | 0 | 0 | 0 | 0 | 0 | 0 | 0 | 0 | 0 | 0 | 0 | 0 | 0 | 0
[8 empty] | 7345 | November | Winter | Weekday | 0 | 0 | 0 | 0 | 0 | 0 | 0 | 0 | 0 | 0 | 0 | 0 | 0 | 0 | 0 | 0 | 0 | 0 | 0 | 0 | 0 | 0 | 0 | 0 | 0 | 4.8 | 4.8 | 0 | 0 | 0
[8 empty] | 7346 | November | Winter | Weekday | 0 | 0 | 0 | 0 | 0 | 0 | 0 | 0 | 0 | 0 | 0 | 0 | 0 | 0 | 0 | 0 | 0 | 0 | 0 | 0 | 0 | 0 | 0 | 0 | 0 | 4.8 | 4.8 | 0 | 0 | 0
[8 empty] | 7347 | November | Winter | Weekday | 0 | 0 | 0 | 0 | 0 | 0 | 0 | 0 | 0 | 0 | 0 | 0 | 0 | 0 | 0 | 0 | 0 | 0 | 0 | 0 | 0 | 0 | 0 | 0 | 0 | 4.8 | 4.8 | 0 | 0 | 0
[8 empty] | 7348 | November | Winter | Weekday | 0 | 0 | 0 | 0 | 0 | 0 | 0 | 0 | 0 | 0 | 0 | 0 | 0 | 0 | 0 | 0 | 0 | 0 | 0 | 0 | 0 | 0 | 0 | 0 | 0 | 4.8 | 4.8 | 0 | 0 | 0
[8 empty] | 7349 | November | Winter | Weekday | 0 | 0 | 0 | 0 | 0 | 0 | 0 | 0 | 0 | 0 | 0 | 0 | 0 | 0 | 0 | 0 | 0 | 0 | 0 | 0 | 0 | 0 | 0 | 0 | 0 | 4.8 | 4.8 | 0 | 0 | 0
[8 empty] | 7350 | November | Winter | Weekday | 0 | 0 | 0 | 0 | 0 | 0 | 0 | 0 | 0 | 0 | 0 | 0 | 0 | 0 | 0 | 0 | 0 | 0 | 0 | 0 | 0 | 0 | 0 | 0 | 0 | 4.8 | 4.8 | 0 | 0 | 0
[8 empty] | 7351 | November | Winter | Weekday | 0 | 0 | 0 | 0 | 0 | 0 | 0 | 0 | 0 | 0 | 0 | 0 | 0 | 0 | 0 | 0 | 0 | 0 | 0 | 0 | 0 | 0 | 0 | 0 | 0 | 1.2 | 1.2 | 0 | 0 | 0
[8 empty] | 7352 | November | Winter | Weekday | 0 | 0 | 0 | 0 | 0 | 0 | 0 | 0 | 0 | 0 | 0 | 0 | 0 | 0 | 0 | 0 | 0 | 0 | 0 | 0 | 0 | 0 | 0 | 0 | 0 | 0 | 0 | 0 | 0 | 0
[8 empty] | 7353 | November | Winter | Weekday | 0 | 0 | 0 | 0 | 0 | 0 | 0 | 0 | 0 | 0 | 0 | 0 | 0 | 0 | 0 | 0 | 0 | 0 | 0 | 0 | 0 | 0 | 0 | 0 | 0 | 0 | 0 | 0 | 0 | 0
[8 empty] | 7354 | November | Winter | Weekday | 0 | 0 | 0 | 0 | 0 | 0 | 0 | 0 | 0 | 0 | 0 | 0 | 0 | 0 | 0 | 0 | 0 | 0 | 0 | 0 | 0 | 0 | 0 | 0 | 0 | 0 | 0 | 0 | 0 | 0
[8 empty] | 7355 | November | Winter | Weekday | 0 | 0 | 0 | 0 | 0 | 0 | 0 | 0 | 0 | 0 | 0 | 0 | 0 | 0 | 0 | 0 | 0 | 0 | 0 | 0 | 0 | 0 | 0 | 0 | 0 | 0 | 0 | 0 | 0 | 0
[8 empty] | 7356 | November | Winter | Weekday | 0 | 0 | 0 | 0 | 0 | 0 | 0 | 0 | 0 | 0 | 0 | 0 | 0 | 0 | 0 | 0 | 0 | 0 | 0 | 0 | 0 | 0 | 0 | 0 | 0 | 0 | 0 | 0 | 0 | 0
[8 empty] | 7357 | November | Winter | Weekday | 0 | 0 | 0 | 0 | 0 | 0 | 0 | 0 | 0 | 0 | 0 | 0 | 0 | 0 | 0 | 0 | 0 | 0 | 0 | 0 | 0 | 0 | 0 | 0 | 0 | 0 | 0 | 0 | 0 | 0
[8 empty] | 7358 | November | Winter | Weekday | 0 | 0 | 0 | 0 | 0 | 0 | 0 | 0 | 0 | 0 | 0 | 0 | 0 | 0 | 0 | 0 | 0 | 0 | 0 | 0 | 0 | 0 | 0 | 0 | 0 | 0 | 0 | 0 | 0 | 0
[8 empty] | 7359 | November | Winter | Weekday | 0 | 0 | 0 | 0 | 0 | 0 | 0 | 0 | 0 | 0 | 0 | 0 | 0 | 0 | 0 | 0 | 0 | 0 | 0 | 0 | 0 | 0 | 0 | 0 | 0 | 0 | 0 | 0 | 0 | 0
[8 empty] | 7360 | November | Winter | Weekday | 0 | 0 | 0 | 0 | 0 | 0 | 0 | 0 | 0 | 0 | 0 | 0 | 0 | 0 | 0 | 0 | 0 | 0 | 0 | 0 | 0 | 0 | 0 | 0 | 0 | 0 | 0 | 0 | 0 | 0
[8 empty] | 7361 | November | Winter | Weekday | 0 | 0 | 0 | 0 | 0 | 0 | 0 | 0 | 0 | 0 | 0 | 0 | 0 | 0 | 0 | 0 | 0 | 0 | 0 | 0 | 0 | 0 | 0 | 0 | 0 | 0 | 0 | 0 | 0 | 0
[8 empty] | 7362 | November | Winter | Weekday | 0 | 0 | 0 | 0 | 0 | 0 | 0 | 0 | 0 | 0 | 0 | 0 | 0 | 0 | 0 | 0 | 0 | 0 | 0 | 0 | 0 | 0 | 0 | 0 | 0 | 0 | 0 | 0 | 0 | 0
[8 empty] | 7363 | November | Winter | Weekday | 0 | 0 | 0 | 0 | 0 | 0 | 0 | 0 | 0 | 0 | 0 | 0 | 0 | 0 | 0 | 0 | 0 | 0 | 0 | 0 | 0 | 0 | 0 | 0 | 0 | 0 | 0 | 0 | 0 | 0
[8 empty] | 7364 | November | Winter | Weekday | 0 | 0 | 0 | 0 | 0 | 0 | 0 | 0 | 0 | 0 | 0 | 0 | 0 | 0 | 0 | 0 | 0 | 0 | 0 | 0 | 0 | 0 | 0 | 0 | 0 | 0 | 0 | 0 | 0 | 0
[8 empty] | 7365 | November | Winter | Weekday | 0 | 0 | 0 | 0 | 0 | 0 | 0 | 0 | 0 | 0 | 0 | 0 | 0 | 0 | 0 | 0 | 0 | 0 | 0 | 0 | 0 | 0 | 0 | 0 | 0 | 0 | 0 | 0 | 0 | 0
[8 empty] | 7366 | November | Winter | Weekday | 0 | 0 | 0 | 0 | 0 | 0 | 0 | 0 | 0 | 0 | 0 | 0 | 0 | 0 | 0 | 0 | 0 | 0 | 0 | 0 | 0 | 0 | 0 | 0 | 0 | 0 | 0 | 0 | 0 | 0
[8 empty] | 7367 | November | Winter | Weekday | 0 | 0 | 0 | 0 | 0 | 0 | 0 | 0 | 0 | 0 | 0 | 0 | 0 | 0 | 0 | 0 | 0 | 0 | 0 | 0 | 0 | 0 | 0 | 0 | 0 | 0 | 0 | 0 | 0 | 0
[8 empty] | 7368 | November | Winter | Weekday | 0 | 0 | 0 | 0 | 0 | 0 | 0 | 0 | 0 | 0 | 0 | 0 | 0 | 0 | 0 | 0 | 0 | 0 | 0 | 0 | 0 | 0 | 0 | 0 | 0 | 0 | 0 | 0 | 0 | 0
[8 empty] | 7369 | November | Winter | Weekend | 0 | 0 | 0 | 0 | 0 | 0 | 0 | 0 | 0 | 0 | 0 | 0 | 0 | 0 | 0 | 0 | 0 | 0 | 0 | 0 | 0 | 0 | 0 | 0 | 0 | 4.8 | 4.8 | 0 | 0 | 0
[8 empty] | 7370 | November | Winter | Weekend | 0 | 0 | 0 | 0 | 0 | 0 | 0 | 0 | 0 | 0 | 0 | 0 | 0 | 0 | 0 | 0 | 0 | 0 | 0 | 0 | 0 | 0 | 0 | 0 | 0 | 4.8 | 4.8 | 0 | 0 | 0
[8 empty] | 7371 | November | Winter | Weekend | 0 | 0 | 0 | 0 | 0 | 0 | 0 | 0 | 0 | 0 | 0 | 0 | 0 | 0 | 0 | 0 | 0 | 0 | 0 | 0 | 0 | 0 | 0 | 0 | 0 | 4.8 | 4.8 | 0 | 0 | 0
[8 empty] | 7372 | November | Winter | Weekend | 0 | 0 | 0 | 0 | 0 | 0 | 0 | 0 | 0 | 0 | 0 | 0 | 0 | 0 | 0 | 0 | 0 | 0 | 0 | 0 | 0 | 0 | 0 | 0 | 0 | 4.8 | 4.8 | 0 | 0 | 0
[8 empty] | 7373 | November | Winter | Weekend | 0 | 0 | 0 | 0 | 0 | 0 | 0 | 0 | 0 | 0 | 0 | 0 | 0 | 0 | 0 | 0 | 0 | 0 | 0 | 0 | 0 | 0 | 0 | 0 | 0 | 4.8 | 4.8 | 0 | 0 | 0
[8 empty] | 7374 | November | Winter | Weekend | 0 | 0 | 0 | 0 | 0 | 0 | 0 | 0 | 0 | 0 | 0 | 0 | 0 | 0 | 0 | 0 | 0 | 0 | 0 | 0 | 0 | 0 | 0 | 0 | 0 | 4.8 | 4.8 | 0 | 0 | 0
[8 empty] | 7375 | November | Winter | Weekend | 0 | 0 | 0 | 0 | 0 | 0 | 0 | 0 | 0 | 0 | 0 | 0 | 0 | 0 | 0 | 0 | 0 | 0 | 0 | 0 | 0 | 0 | 0 | 0 | 0 | 1.2 | 1.2 | 0 | 0 | 0
[8 empty] | 7376 | November | Winter | Weekend | 0 | 0 | 0 | 0 | 0 | 0 | 0 | 0 | 0 | 0 | 0 | 0 | 0 | 0 | 0 | 0 | 0 | 0 | 0 | 0 | 0 | 0 | 0 | 0 | 0 | 0 | 0 | 0 | 0 | 0
[8 empty] | 7377 | November | Winter | Weekend | 0 | 0 | 0 | 0 | 0 | 0 | 0 | 0 | 0 | 0 | 0 | 0 | 0 | 0 | 0 | 0 | 0 | 0 | 0 | 0 | 0 | 0 | 0 | 0 | 0 | 0 | 0 | 0 | 0 | 0
[8 empty] | 7378 | November | Winter | Weekend | 0 | 0 | 0 | 0 | 0 | 0 | 0 | 0 | 0 | 0 | 0 | 0 | 0 | 0 | 0 | 0 | 0 | 0 | 0 | 0 | 0 | 0 | 0 | 0 | 0 | 0 | 0 | 0 | 0 | 0
[8 empty] | 7379 | November | Winter | Weekend | 0 | 0 | 0 | 0 | 0 | 0 | 0 | 0 | 0 | 0 | 0 | 0 | 0 | 0 | 0 | 0 | 0 | 0 | 0 | 0 | 0 | 0 | 0 | 0 | 0 | 0 | 0 | 0 | 0 | 0
[8 empty] | 7380 | November | Winter | Weekend | 0 | 0 | 0 | 0 | 0 | 0 | 0 | 0 | 0 | 0 | 0 | 0 | 0 | 0 | 0 | 0 | 0 | 0 | 0 | 0 | 0 | 0 | 0 | 0 | 0 | 0 | 0 | 0 | 0 | 0
[8 empty] | 7381 | November | Winter | Weekend | 0 | 0 | 0 | 0 | 0 | 0 | 0 | 0 | 0 | 0 | 0 | 0 | 0 | 0 | 0 | 0 | 0 | 0 | 0 | 0 | 0 | 0 | 0 | 0 | 0 | 0 | 0 | 0 | 0 | 0
[8 empty] | 7382 | November | Winter | Weekend | 0 | 0 | 0 | 0 | 0 | 0 | 0 | 0 | 0 | 0 | 0 | 0 | 0 | 0 | 0 | 0 | 0 | 0 | 0 | 0 | 0 | 0 | 0 | 0 | 0 | 0 | 0 | 0 | 0 | 0
[8 empty] | 7383 | November | Winter | Weekend | 0 | 0 | 0 | 0 | 0 | 0 | 0 | 0 | 0 | 0 | 0 | 0 | 0 | 0 | 0 | 0 | 0 | 0 | 0 | 0 | 0 | 0 | 0 | 0 | 0 | 0 | 0 | 0 | 0 | 0
[8 empty] | 7384 | November | Winter | Weekend | 0 | 0 | 0 | 0 | 0 | 0 | 0 | 0 | 0 | 0 | 0 | 0 | 0 | 0 | 0 | 0 | 0 | 0 | 0 | 0 | 0 | 0 | 0 | 0 | 0 | 0 | 0 | 0 | 0 | 0
[8 empty] | 7385 | November | Winter | Weekend | 0 | 0 | 0 | 0 | 0 | 0 | 0 | 0 | 0 | 0 | 0 | 0 | 0 | 0 | 0 | 0 | 0 | 0 | 0 | 0 | 0 | 0 | 0 | 0 | 0 | 0 | 0 | 0 | 0 | 0
[8 empty] | 7386 | November | Winter | Weekend | 0 | 0 | 0 | 0 | 0 | 0 | 0 | 0 | 0 | 0 | 0 | 0 | 0 | 0 | 0 | 0 | 0 | 0 | 0 | 0 | 0 | 0 | 0 | 0 | 0 | 0 | 0 | 0 | 0 | 0
[8 empty] | 7387 | November | Winter | Weekend | 0 | 0 | 0 | 0 | 0 | 0 | 0 | 0 | 0 | 0 | 0 | 0 | 0 | 0 | 0 | 0 | 0 | 0 | 0 | 0 | 0 | 0 | 0 | 0 | 0 | 0 | 0 | 0 | 0 | 0
[8 empty] | 7388 | November | Winter | Weekend | 0 | 0 | 0 | 0 | 0 | 0 | 0 | 0 | 0 | 0 | 0 | 0 | 0 | 0 | 0 | 0 | 0 | 0 | 0 | 0 | 0 | 0 | 0 | 0 | 0 | 0 | 0 | 0 | 0 | 0
[8 empty] | 7389 | November | Winter | Weekend | 0 | 0 | 0 | 0 | 0 | 0 | 0 | 0 | 0 | 0 | 0 | 0 | 0 | 0 | 0 | 0 | 0 | 0 | 0 | 0 | 0 | 0 | 0 | 0 | 0 | 0 | 0 | 0 | 0 | 0
[8 empty] | 7390 | November | Winter | Weekend | 0 | 0 | 0 | 0 | 0 | 0 | 0 | 0 | 0 | 0 | 0 | 0 | 0 | 0 | 0 | 0 | 0 | 0 | 0 | 0 | 0 | 0 | 0 | 0 | 0 | 0 | 0 | 0 | 0 | 0
[8 empty] | 7391 | November | Winter | Weekend | 0 | 0 | 0 | 0 | 0 | 0 | 0 | 0 | 0 | 0 | 0 | 0 | 0 | 0 | 0 | 0 | 0 | 0 | 0 | 0 | 0 | 0 | 0 | 0 | 0 | 0 | 0 | 0 | 0 | 0
[8 empty] | 7392 | November | Winter | Weekend | 0 | 0 | 0 | 0 | 0 | 0 | 0 | 0 | 0 | 0 | 0 | 0 | 0 | 0 | 0 | 0 | 0 | 0 | 0 | 0 | 0 | 0 | 0 | 0 | 0 | 0 | 0 | 0 | 0 | 0
[8 empty] | 7393 | November | Winter | Weekend | 0 | 0 | 0 | 0 | 0 | 0 | 0 | 0 | 0 | 0 | 0 | 0 | 0 | 0 | 0 | 0 | 0 | 0 | 0 | 0 | 0 | 0 | 0 | 0 | 0 | 4.8 | 4.8 | 0 | 0 | 0
[8 empty] | 7394 | November | Winter | Weekend | 0 | 0 | 0 | 0 | 0 | 0 | 0 | 0 | 0 | 0 | 0 | 0 | 0 | 0 | 0 | 0 | 0 | 0 | 0 | 0 | 0 | 0 | 0 | 0 | 0 | 4.8 | 4.8 | 0 | 0 | 0
[8 empty] | 7395 | November | Winter | Weekend | 0 | 0 | 0 | 0 | 0 | 0 | 0 | 0 | 0 | 0 | 0 | 0 | 0 | 0 | 0 | 0 | 0 | 0 | 0 | 0 | 0 | 0 | 0 | 0 | 0 | 4.8 | 4.8 | 0 | 0 | 0
[8 empty] | 7396 | November | Winter | Weekend | 0 | 0 | 0 | 0 | 0 | 0 | 0 | 0 | 0 | 0 | 0 | 0 | 0 | 0 | 0 | 0 | 0 | 0 | 0 | 0 | 0 | 0 | 0 | 0 | 0 | 4.8 | 4.8 | 0 | 0 | 0
[8 empty] | 7397 | November | Winter | Weekend | 0 | 0 | 0 | 0 | 0 | 0 | 0 | 0 | 0 | 0 | 0 | 0 | 0 | 0 | 0 | 0 | 0 | 0 | 0 | 0 | 0 | 0 | 0 | 0 | 0 | 4.8 | 4.8 | 0 | 0 | 0
[8 empty] | 7398 | November | Winter | Weekend | 0 | 0 | 0 | 0 | 0 | 0 | 0 | 0 | 0 | 0 | 0 | 0 | 0 | 0 | 0 | 0 | 0 | 0 | 0 | 0 | 0 | 0 | 0 | 0 | 0 | 4.8 | 4.8 | 0 | 0 | 0
[8 empty] | 7399 | November | Winter | Weekend | 0 | 0 | 0 | 0 | 0 | 0 | 0 | 0 | 0 | 0 | 0 | 0 | 0 | 0 | 0 | 0 | 0 | 0 | 0 | 0 | 0 | 0 | 0 | 0 | 0 | 1.2 | 1.2 | 0 | 0 | 0
[8 empty] | 7400 | November | Winter | Weekend | 0 | 0 | 0 | 0 | 0 | 0 | 0 | 0 | 0 | 0 | 0 | 0 | 0 | 0 | 0 | 0 | 0 | 0 | 0 | 0 | 0 | 0 | 0 | 0 | 0 | 0 | 0 | 0 | 0 | 0
[8 empty] | 7401 | November | Winter | Weekend | 0 | 0 | 0 | 0 | 0 | 0 | 0 | 0 | 0 | 0 | 0 | 0 | 0 | 0 | 0 | 0 | 0 | 0 | 0 | 0 | 0 | 0 | 0 | 0 | 0 | 0 | 0 | 0 | 0 | 0
[8 empty] | 7402 | November | Winter | Weekend | 0 | 0 | 0 | 0 | 0 | 0 | 0 | 0 | 0 | 0 | 0 | 0 | 0 | 0 | 0 | 0 | 0 | 0 | 0 | 0 | 0 | 0 | 0 | 0 | 0 | 0 | 0 | 0 | 0 | 0
[8 empty] | 7403 | November | Winter | Weekend | 0 | 0 | 0 | 0 | 0 | 0 | 0 | 0 | 0 | 0 | 0 | 0 | 0 | 0 | 0 | 0 | 0 | 0 | 0 | 0 | 0 | 0 | 0 | 0 | 0 | 0 | 0 | 0 | 0 | 0
[8 empty] | 7404 | November | Winter | Weekend | 0 | 0 | 0 | 0 | 0 | 0 | 0 | 0 | 0 | 0 | 0 | 0 | 0 | 0 | 0 | 0 | 0 | 0 | 0 | 0 | 0 | 0 | 0 | 0 | 0 | 0 | 0 | 0 | 0 | 0
[8 empty] | 7405 | November | Winter | Weekend | 0 | 0 | 0 | 0 | 0 | 0 | 0 | 0 | 0 | 0 | 0 | 0 | 0 | 0 | 0 | 0 | 0 | 0 | 0 | 0 | 0 | 0 | 0 | 0 | 0 | 0 | 0 | 0 | 0 | 0
[8 empty] | 7406 | November | Winter | Weekend | 0 | 0 | 0 | 0 | 0 | 0 | 0 | 0 | 0 | 0 | 0 | 0 | 0 | 0 | 0 | 0 | 0 | 0 | 0 | 0 | 0 | 0 | 0 | 0 | 0 | 0 | 0 | 0 | 0 | 0
[8 empty] | 7407 | November | Winter | Weekend | 0 | 0 | 0 | 0 | 0 | 0 | 0 | 0 | 0 | 0 | 0 | 0 | 0 | 0 | 0 | 0 | 0 | 0 | 0 | 0 | 0 | 0 | 0 | 0 | 0 | 0 | 0 | 0 | 0 | 0
[8 empty] | 7408 | November | Winter | Weekend | 0 | 0 | 0 | 0 | 0 | 0 | 0 | 0 | 0 | 0 | 0 | 0 | 0 | 0 | 0 | 0 | 0 | 0 | 0 | 0 | 0 | 0 | 0 | 0 | 0 | 0 | 0 | 0 | 0 | 0
[8 empty] | 7409 | November | Winter | Weekend | 0 | 0 | 0 | 0 | 0 | 0 | 0 | 0 | 0 | 0 | 0 | 0 | 0 | 0 | 0 | 0 | 0 | 0 | 0 | 0 | 0 | 0 | 0 | 0 | 0 | 0 | 0 | 0 | 0 | 0
[8 empty] | 7410 | November | Winter | Weekend | 0 | 0 | 0 | 0 | 0 | 0 | 0 | 0 | 0 | 0 | 0 | 0 | 0 | 0 | 0 | 0 | 0 | 0 | 0 | 0 | 0 | 0 | 0 | 0 | 0 | 0 | 0 | 0 | 0 | 0
[8 empty] | 7411 | November | Winter | Weekend | 0 | 0 | 0 | 0 | 0 | 0 | 0 | 0 | 0 | 0 | 0 | 0 | 0 | 0 | 0 | 0 | 0 | 0 | 0 | 0 | 0 | 0 | 0 | 0 | 0 | 0 | 0 | 0 | 0 | 0
[8 empty] | 7412 | November | Winter | Weekend | 0 | 0 | 0 | 0 | 0 | 0 | 0 | 0 | 0 | 0 | 0 | 0 | 0 | 0 | 0 | 0 | 0 | 0 | 0 | 0 | 0 | 0 | 0 | 0 | 0 | 0 | 0 | 0 | 0 | 0
[8 empty] | 7413 | November | Winter | Weekend | 0 | 0 | 0 | 0 | 0 | 0 | 0 | 0 | 0 | 0 | 0 | 0 | 0 | 0 | 0 | 0 | 0 | 0 | 0 | 0 | 0 | 0 | 0 | 0 | 0 | 0 | 0 | 0 | 0 | 0
[8 empty] | 7414 | November | Winter | Weekend | 0 | 0 | 0 | 0 | 0 | 0 | 0 | 0 | 0 | 0 | 0 | 0 | 0 | 0 | 0 | 0 | 0 | 0 | 0 | 0 | 0 | 0 | 0 | 0 | 0 | 0 | 0 | 0 | 0 | 0
[8 empty] | 7415 | November | Winter | Weekend | 0 | 0 | 0 | 0 | 0 | 0 | 0 | 0 | 0 | 0 | 0 | 0 | 0 | 0 | 0 | 0 | 0 | 0 | 0 | 0 | 0 | 0 | 0 | 0 | 0 | 0 | 0 | 0 | 0 | 0
[8 empty] | 7416 | November | Winter | Weekend | 0 | 0 | 0 | 0 | 0 | 0 | 0 | 0 | 0 | 0 | 0 | 0 | 0 | 0 | 0 | 0 | 0 | 0 | 0 | 0 | 0 | 0 | 0 | 0 | 0 | 0 | 0 | 0 | 0 | 0
[8 empty] | 7417 | November | Winter | Weekday | 0 | 0 | 0 | 0 | 0 | 0 | 0 | 0 | 0 | 0 | 0 | 0 | 0 | 0 | 0 | 0 | 0 | 0 | 0 | 0 | 0 | 0 | 0 | 0 | 0 | 4.8 | 4.8 | 0 | 0 | 0
[8 empty] | 7418 | November | Winter | Weekday | 0 | 0 | 0 | 0 | 0 | 0 | 0 | 0 | 0 | 0 | 0 | 0 | 0 | 0 | 0 | 0 | 0 | 0 | 0 | 0 | 0 | 0 | 0 | 0 | 0 | 4.8 | 4.8 | 0 | 0 | 0
[8 empty] | 7419 | November | Winter | Weekday | 0 | 0 | 0 | 0 | 0 | 0 | 0 | 0 | 0 | 0 | 0 | 0 | 0 | 0 | 0 | 0 | 0 | 0 | 0 | 0 | 0 | 0 | 0 | 0 | 0 | 4.8 | 4.8 | 0 | 0 | 0
[8 empty] | 7420 | November | Winter | Weekday | 0 | 0 | 0 | 0 | 0 | 0 | 0 | 0 | 0 | 0 | 0 | 0 | 0 | 0 | 0 | 0 | 0 | 0 | 0 | 0 | 0 | 0 | 0 | 0 | 0 | 4.8 | 4.8 | 0 | 0 | 0
[8 empty] | 7421 | November | Winter | Weekday | 0 | 0 | 0 | 0 | 0 | 0 | 0 | 0 | 0 | 0 | 0 | 0 | 0 | 0 | 0 | 0 | 0 | 0 | 0 | 0 | 0 | 0 | 0 | 0 | 0 | 4.8 | 4.8 | 0 | 0 | 0
[8 empty] | 7422 | November | Winter | Weekday | 0 | 0 | 0 | 0 | 0 | 0 | 0 | 0 | 0 | 0 | 0 | 0 | 0 | 0 | 0 | 0 | 0 | 0 | 0 | 0 | 0 | 0 | 0 | 0 | 0 | 4.8 | 4.8 | 0 | 0 | 0
[8 empty] | 7423 | November | Winter | Weekday | 0 | 0 | 0 | 0 | 0 | 0 | 0 | 0 | 0 | 0 | 0 | 0 | 0 | 0 | 0 | 0 | 0 | 0 | 0 | 0 | 0 | 0 | 0 | 0 | 0 | 1.2 | 1.2 | 0 | 0 | 0
[8 empty] | 7424 | November | Winter | Weekday | 0 | 0 | 0 | 0 | 0 | 0 | 0 | 0 | 0 | 0 | 0 | 0 | 0 | 0 | 0 | 0 | 0 | 0 | 0 | 0 | 0 | 0 | 0 | 0 | 0 | 0 | 0 | 0 | 0 | 0
[8 empty] | 7425 | November | Winter | Weekday | 0 | 0 | 0 | 0 | 0 | 0 | 0 | 0 | 0 | 0 | 0 | 0 | 0 | 0 | 0 | 0 | 0 | 0 | 0 | 0 | 0 | 0 | 0 | 0 | 0 | 0 | 0 | 0 | 0 | 0
[8 empty] | 7426 | November | Winter | Weekday | 0 | 0 | 0 | 0 | 0 | 0 | 0 | 0 | 0 | 0 | 0 | 0 | 0 | 0 | 0 | 0 | 0 | 0 | 0 | 0 | 0 | 0 | 0 | 0 | 0 | 0 | 0 | 0 | 0 | 0
[8 empty] | 7427 | November | Winter | Weekday | 0 | 0 | 0 | 0 | 0 | 0 | 0 | 0 | 0 | 0 | 0 | 0 | 0 | 0 | 0 | 0 | 0 | 0 | 0 | 0 | 0 | 0 | 0 | 0 | 0 | 0 | 0 | 0 | 0 | 0
[8 empty] | 7428 | November | Winter | Weekday | 0 | 0 | 0 | 0 | 0 | 0 | 0 | 0 | 0 | 0 | 0 | 0 | 0 | 0 | 0 | 0 | 0 | 0 | 0 | 0 | 0 | 0 | 0 | 0 | 0 | 0 | 0 | 0 | 0 | 0
[8 empty] | 7429 | November | Winter | Weekday | 0 | 0 | 0 | 0 | 0 | 0 | 0 | 0 | 0 | 0 | 0 | 0 | 0 | 0 | 0 | 0 | 0 | 0 | 0 | 0 | 0 | 0 | 0 | 0 | 0 | 0 | 0 | 0 | 0 | 0
[8 empty] | 7430 | November | Winter | Weekday | 0 | 0 | 0 | 0 | 0 | 0 | 0 | 0 | 0 | 0 | 0 | 0 | 0 | 0 | 0 | 0 | 0 | 0 | 0 | 0 | 0 | 0 | 0 | 0 | 0 | 0 | 0 | 0 | 0 | 0
[8 empty] | 7431 | November | Winter | Weekday | 0 | 0 | 0 | 0 | 0 | 0 | 0 | 0 | 0 | 0 | 0 | 0 | 0 | 0 | 0 | 0 | 0 | 0 | 0 | 0 | 0 | 0 | 0 | 0 | 0 | 0 | 0 | 0 | 0 | 0
[8 empty] | 7432 | November | Winter | Weekday | 0 | 0 | 0 | 0 | 0 | 0 | 0 | 0 | 0 | 0 | 0 | 0 | 0 | 0 | 0 | 0 | 0 | 0 | 0 | 0 | 0 | 0 | 0 | 0 | 0 | 0 | 0 | 0 | 0 | 0
[8 empty] | 7433 | November | Winter | Weekday | 0 | 0 | 0 | 0 | 0 | 0 | 0 | 0 | 0 | 0 | 0 | 0 | 0 | 0 | 0 | 0 | 0 | 0 | 0 | 0 | 0 | 0 | 0 | 0 | 0 | 0 | 0 | 0 | 0 | 0
[8 empty] | 7434 | November | Winter | Weekday | 0 | 0 | 0 | 0 | 0 | 0 | 0 | 0 | 0 | 0 | 0 | 0 | 0 | 0 | 0 | 0 | 0 | 0 | 0 | 0 | 0 | 0 | 0 | 0 | 0 | 0 | 0 | 0 | 0 | 0
[8 empty] | 7435 | November | Winter | Weekday | 0 | 0 | 0 | 0 | 0 | 0 | 0 | 0 | 0 | 0 | 0 | 0 | 0 | 0 | 0 | 0 | 0 | 0 | 0 | 0 | 0 | 0 | 0 | 0 | 0 | 0 | 0 | 0 | 0 | 0
[8 empty] | 7436 | November | Winter | Weekday | 0 | 0 | 0 | 0 | 0 | 0 | 0 | 0 | 0 | 0 | 0 | 0 | 0 | 0 | 0 | 0 | 0 | 0 | 0 | 0 | 0 | 0 | 0 | 0 | 0 | 0 | 0 | 0 | 0 | 0
[8 empty] | 7437 | November | Winter | Weekday | 0 | 0 | 0 | 0 | 0 | 0 | 0 | 0 | 0 | 0 | 0 | 0 | 0 | 0 | 0 | 0 | 0 | 0 | 0 | 0 | 0 | 0 | 0 | 0 | 0 | 0 | 0 | 0 | 0 | 0
[8 empty] | 7438 | November | Winter | Weekday | 0 | 0 | 0 | 0 | 0 | 0 | 0 | 0 | 0 | 0 | 0 | 0 | 0 | 0 | 0 | 0 | 0 | 0 | 0 | 0 | 0 | 0 | 0 | 0 | 0 | 0 | 0 | 0 | 0 | 0
[8 empty] | 7439 | November | Winter | Weekday | 0 | 0 | 0 | 0 | 0 | 0 | 0 | 0 | 0 | 0 | 0 | 0 | 0 | 0 | 0 | 0 | 0 | 0 | 0 | 0 | 0 | 0 | 0 | 0 | 0 | 0 | 0 | 0 | 0 | 0
[8 empty] | 7440 | November | Winter | Weekday | 0 | 0 | 0 | 0 | 0 | 0 | 0 | 0 | 0 | 0 | 0 | 0 | 0 | 0 | 0 | 0 | 0 | 0 | 0 | 0 | 0 | 0 | 0 | 0 | 0 | 0 | 0 | 0 | 0 | 0
[8 empty] | 7441 | November | Winter | Weekday | 0 | 0 | 0 | 0 | 0 | 0 | 0 | 0 | 0 | 0 | 0 | 0 | 0 | 0 | 0 | 0 | 0 | 0 | 0 | 0 | 0 | 0 | 0 | 0 | 0 | 4.8 | 4.8 | 0 | 0 | 0
[8 empty] | 7442 | November | Winter | Weekday | 0 | 0 | 0 | 0 | 0 | 0 | 0 | 0 | 0 | 0 | 0 | 0 | 0 | 0 | 0 | 0 | 0 | 0 | 0 | 0 | 0 | 0 | 0 | 0 | 0 | 4.8 | 4.8 | 0 | 0 | 0
[8 empty] | 7443 | November | Winter | Weekday | 0 | 0 | 0 | 0 | 0 | 0 | 0 | 0 | 0 | 0 | 0 | 0 | 0 | 0 | 0 | 0 | 0 | 0 | 0 | 0 | 0 | 0 | 0 | 0 | 0 | 4.8 | 4.8 | 0 | 0 | 0
[8 empty] | 7444 | November | Winter | Weekday | 0 | 0 | 0 | 0 | 0 | 0 | 0 | 0 | 0 | 0 | 0 | 0 | 0 | 0 | 0 | 0 | 0 | 0 | 0 | 0 | 0 | 0 | 0 | 0 | 0 | 4.8 | 4.8 | 0 | 0 | 0
[8 empty] | 7445 | November | Winter | Weekday | 0 | 0 | 0 | 0 | 0 | 0 | 0 | 0 | 0 | 0 | 0 | 0 | 0 | 0 | 0 | 0 | 0 | 0 | 0 | 0 | 0 | 0 | 0 | 0 | 0 | 4.8 | 4.8 | 0 | 0 | 0
[8 empty] | 7446 | November | Winter | Weekday | 0 | 0 | 0 | 0 | 0 | 0 | 0 | 0 | 0 | 0 | 0 | 0 | 0 | 0 | 0 | 0 | 0 | 0 | 0 | 0 | 0 | 0 | 0 | 0 | 0 | 4.8 | 4.8 | 0 | 0 | 0
[8 empty] | 7447 | November | Winter | Weekday | 0 | 0 | 0 | 0 | 0 | 0 | 0 | 0 | 0 | 0 | 0 | 0 | 0 | 0 | 0 | 0 | 0 | 0 | 0 | 0 | 0 | 0 | 0 | 0 | 0 | 1.2 | 1.2 | 0 | 0 | 0
[8 empty] | 7448 | November | Winter | Weekday | 0 | 0 | 0 | 0 | 0 | 0 | 0 | 0 | 0 | 0 | 0 | 0 | 0 | 0 | 0 | 0 | 0 | 0 | 0 | 0 | 0 | 0 | 0 | 0 | 0 | 0 | 0 | 0 | 0 | 0
[8 empty] | 7449 | November | Winter | Weekday | 0 | 0 | 0 | 0 | 0 | 0 | 0 | 0 | 0 | 0 | 0 | 0 | 0 | 0 | 0 | 0 | 0 | 0 | 0 | 0 | 0 | 0 | 0 | 0 | 0 | 0 | 0 | 0 | 0 | 0
[8 empty] | 7450 | November | Winter | Weekday | 0 | 0 | 0 | 0 | 0 | 0 | 0 | 0 | 0 | 0 | 0 | 0 | 0 | 0 | 0 | 0 | 0 | 0 | 0 | 0 | 0 | 0 | 0 | 0 | 0 | 0 | 0 | 0 | 0 | 0
[8 empty] | 7451 | November | Winter | Weekday | 0 | 0 | 0 | 0 | 0 | 0 | 0 | 0 | 0 | 0 | 0 | 0 | 0 | 0 | 0 | 0 | 0 | 0 | 0 | 0 | 0 | 0 | 0 | 0 | 0 | 0 | 0 | 0 | 0 | 0
[8 empty] | 7452 | November | Winter | Weekday | 0 | 0 | 0 | 0 | 0 | 0 | 0 | 0 | 0 | 0 | 0 | 0 | 0 | 0 | 0 | 0 | 0 | 0 | 0 | 0 | 0 | 0 | 0 | 0 | 0 | 0 | 0 | 0 | 0 | 0
[8 empty] | 7453 | November | Winter | Weekday | 0 | 0 | 0 | 0 | 0 | 0 | 0 | 0 | 0 | 0 | 0 | 0 | 0 | 0 | 0 | 0 | 0 | 0 | 0 | 0 | 0 | 0 | 0 | 0 | 0 | 0 | 0 | 0 | 0 | 0
[8 empty] | 7454 | November | Winter | Weekday | 0 | 0 | 0 | 0 | 0 | 0 | 0 | 0 | 0 | 0 | 0 | 0 | 0 | 0 | 0 | 0 | 0 | 0 | 0 | 0 | 0 | 0 | 0 | 0 | 0 | 0 | 0 | 0 | 0 | 0
[8 empty] | 7455 | November | Winter | Weekday | 0 | 0 | 0 | 0 | 0 | 0 | 0 | 0 | 0 | 0 | 0 | 0 | 0 | 0 | 0 | 0 | 0 | 0 | 0 | 0 | 0 | 0 | 0 | 0 | 0 | 0 | 0 | 0 | 0 | 0
[8 empty] | 7456 | November | Winter | Weekday | 0 | 0 | 0 | 0 | 0 | 0 | 0 | 0 | 0 | 0 | 0 | 0 | 0 | 0 | 0 | 0 | 0 | 0 | 0 | 0 | 0 | 0 | 0 | 0 | 0 | 0 | 0 | 0 | 0 | 0
[8 empty] | 7457 | November | Winter | Weekday | 0 | 0 | 0 | 0 | 0 | 0 | 0 | 0 | 0 | 0 | 0 | 0 | 0 | 0 | 0 | 0 | 0 | 0 | 0 | 0 | 0 | 0 | 0 | 0 | 0 | 0 | 0 | 0 | 0 | 0
[8 empty] | 7458 | November | Winter | Weekday | 0 | 0 | 0 | 0 | 0 | 0 | 0 | 0 | 0 | 0 | 0 | 0 | 0 | 0 | 0 | 0 | 0 | 0 | 0 | 0 | 0 | 0 | 0 | 0 | 0 | 0 | 0 | 0 | 0 | 0
[8 empty] | 7459 | November | Winter | Weekday | 0 | 0 | 0 | 0 | 0 | 0 | 0 | 0 | 0 | 0 | 0 | 0 | 0 | 0 | 0 | 0 | 0 | 0 | 0 | 0 | 0 | 0 | 0 | 0 | 0 | 0 | 0 | 0 | 0 | 0
[8 empty] | 7460 | November | Winter | Weekday | 0 | 0 | 0 | 0 | 0 | 0 | 0 | 0 | 0 | 0 | 0 | 0 | 0 | 0 | 0 | 0 | 0 | 0 | 0 | 0 | 0 | 0 | 0 | 0 | 0 | 0 | 0 | 0 | 0 | 0
[8 empty] | 7461 | November | Winter | Weekday | 0 | 0 | 0 | 0 | 0 | 0 | 0 | 0 | 0 | 0 | 0 | 0 | 0 | 0 | 0 | 0 | 0 | 0 | 0 | 0 | 0 | 0 | 0 | 0 | 0 | 0 | 0 | 0 | 0 | 0
[8 empty] | 7462 | November | Winter | Weekday | 0 | 0 | 0 | 0 | 0 | 0 | 0 | 0 | 0 | 0 | 0 | 0 | 0 | 0 | 0 | 0 | 0 | 0 | 0 | 0 | 0 | 0 | 0 | 0 | 0 | 0 | 0 | 0 | 0 | 0
[8 empty] | 7463 | November | Winter | Weekday | 0 | 0 | 0 | 0 | 0 | 0 | 0 | 0 | 0 | 0 | 0 | 0 | 0 | 0 | 0 | 0 | 0 | 0 | 0 | 0 | 0 | 0 | 0 | 0 | 0 | 0 | 0 | 0 | 0 | 0
[8 empty] | 7464 | November | Winter | Weekday | 0 | 0 | 0 | 0 | 0 | 0 | 0 | 0 | 0 | 0 | 0 | 0 | 0 | 0 | 0 | 0 | 0 | 0 | 0 | 0 | 0 | 0 | 0 | 0 | 0 | 0 | 0 | 0 | 0 | 0
[8 empty] | 7465 | November | Winter | Weekday | 0 | 0 | 0 | 0 | 0 | 0 | 0 | 0 | 0 | 0 | 0 | 0 | 0 | 0 | 0 | 0 | 0 | 0 | 0 | 0 | 0 | 0 | 0 | 0 | 0 | 4.8 | 4.8 | 0 | 0 | 0
[8 empty] | 7466 | November | Winter | Weekday | 0 | 0 | 0 | 0 | 0 | 0 | 0 | 0 | 0 | 0 | 0 | 0 | 0 | 0 | 0 | 0 | 0 | 0 | 0 | 0 | 0 | 0 | 0 | 0 | 0 | 4.8 | 4.8 | 0 | 0 | 0
[8 empty] | 7467 | November | Winter | Weekday | 0 | 0 | 0 | 0 | 0 | 0 | 0 | 0 | 0 | 0 | 0 | 0 | 0 | 0 | 0 | 0 | 0 | 0 | 0 | 0 | 0 | 0 | 0 | 0 | 0 | 4.8 | 4.8 | 0 | 0 | 0
[8 empty] | 7468 | November | Winter | Weekday | 0 | 0 | 0 | 0 | 0 | 0 | 0 | 0 | 0 | 0 | 0 | 0 | 0 | 0 | 0 | 0 | 0 | 0 | 0 | 0 | 0 | 0 | 0 | 0 | 0 | 4.8 | 4.8 | 0 | 0 | 0
[8 empty] | 7469 | November | Winter | Weekday | 0 | 0 | 0 | 0 | 0 | 0 | 0 | 0 | 0 | 0 | 0 | 0 | 0 | 0 | 0 | 0 | 0 | 0 | 0 | 0 | 0 | 0 | 0 | 0 | 0 | 4.8 | 4.8 | 0 | 0 | 0
[8 empty] | 7470 | November | Winter | Weekday | 0 | 0 | 0 | 0 | 0 | 0 | 0 | 0 | 0 | 0 | 0 | 0 | 0 | 0 | 0 | 0 | 0 | 0 | 0 | 0 | 0 | 0 | 0 | 0 | 0 | 4.8 | 4.8 | 0 | 0 | 0
[8 empty] | 7471 | November | Winter | Weekday | 0 | 0 | 0 | 0 | 0 | 0 | 0 | 0 | 0 | 0 | 0 | 0 | 0 | 0 | 0 | 0 | 0 | 0 | 0 | 0 | 0 | 0 | 0 | 0 | 0 | 1.2 | 1.2 | 0 | 0 | 0
[8 empty] | 7472 | November | Winter | Weekday | 0 | 0 | 0 | 0 | 0 | 0 | 0 | 0 | 0 | 0 | 0 | 0 | 0 | 0 | 0 | 0 | 0 | 0 | 0 | 0 | 0 | 0 | 0 | 0 | 0 | 0 | 0 | 0 | 0 | 0
[8 empty] | 7473 | November | Winter | Weekday | 0 | 0 | 0 | 0 | 0 | 0 | 0 | 0 | 0 | 0 | 0 | 0 | 0 | 0 | 0 | 0 | 0 | 0 | 0 | 0 | 0 | 0 | 0 | 0 | 0 | 0 | 0 | 0 | 0 | 0
[8 empty] | 7474 | November | Winter | Weekday | 0 | 0 | 0 | 0 | 0 | 0 | 0 | 0 | 0 | 0 | 0 | 0 | 0 | 0 | 0 | 0 | 0 | 0 | 0 | 0 | 0 | 0 | 0 | 0 | 0 | 0 | 0 | 0 | 0 | 0
[8 empty] | 7475 | November | Winter | Weekday | 0 | 0 | 0 | 0 | 0 | 0 | 0 | 0 | 0 | 0 | 0 | 0 | 0 | 0 | 0 | 0 | 0 | 0 | 0 | 0 | 0 | 0 | 0 | 0 | 0 | 0 | 0 | 0 | 0 | 0
[8 empty] | 7476 | November | Winter | Weekday | 0 | 0 | 0 | 0 | 0 | 0 | 0 | 0 | 0 | 0 | 0 | 0 | 0 | 0 | 0 | 0 | 0 | 0 | 0 | 0 | 0 | 0 | 0 | 0 | 0 | 0 | 0 | 0 | 0 | 0
[8 empty] | 7477 | November | Winter | Weekday | 0 | 0 | 0 | 0 | 0 | 0 | 0 | 0 | 0 | 0 | 0 | 0 | 0 | 0 | 0 | 0 | 0 | 0 | 0 | 0 | 0 | 0 | 0 | 0 | 0 | 0 | 0 | 0 | 0 | 0
[8 empty] | 7478 | November | Winter | Weekday | 0 | 0 | 0 | 0 | 0 | 0 | 0 | 0 | 0 | 0 | 0 | 0 | 0 | 0 | 0 | 0 | 0 | 0 | 0 | 0 | 0 | 0 | 0 | 0 | 0 | 0 | 0 | 0 | 0 | 0
[8 empty] | 7479 | November | Winter | Weekday | 0 | 0 | 0 | 0 | 0 | 0 | 0 | 0 | 0 | 0 | 0 | 0 | 0 | 0 | 0 | 0 | 0 | 0 | 0 | 0 | 0 | 0 | 0 | 0 | 0 | 0 | 0 | 0 | 0 | 0
[8 empty] | 7480 | November | Winter | Weekday | 0 | 0 | 0 | 0 | 0 | 0 | 0 | 0 | 0 | 0 | 0 | 0 | 0 | 0 | 0 | 0 | 0 | 0 | 0 | 0 | 0 | 0 | 0 | 0 | 0 | 0 | 0 | 0 | 0 | 0
[8 empty] | 7481 | November | Winter | Weekday | 0 | 0 | 0 | 0 | 0 | 0 | 0 | 0 | 0 | 0 | 0 | 0 | 0 | 0 | 0 | 0 | 0 | 0 | 0 | 0 | 0 | 0 | 0 | 0 | 0 | 0 | 0 | 0 | 0 | 0
[8 empty] | 7482 | November | Winter | Weekday | 0 | 0 | 0 | 0 | 0 | 0 | 0 | 0 | 0 | 0 | 0 | 0 | 0 | 0 | 0 | 0 | 0 | 0 | 0 | 0 | 0 | 0 | 0 | 0 | 0 | 0 | 0 | 0 | 0 | 0
[8 empty] | 7483 | November | Winter | Weekday | 0 | 0 | 0 | 0 | 0 | 0 | 0 | 0 | 0 | 0 | 0 | 0 | 0 | 0 | 0 | 0 | 0 | 0 | 0 | 0 | 0 | 0 | 0 | 0 | 0 | 0 | 0 | 0 | 0 | 0
[8 empty] | 7484 | November | Winter | Weekday | 0 | 0 | 0 | 0 | 0 | 0 | 0 | 0 | 0 | 0 | 0 | 0 | 0 | 0 | 0 | 0 | 0 | 0 | 0 | 0 | 0 | 0 | 0 | 0 | 0 | 0 | 0 | 0 | 0 | 0
[8 empty] | 7485 | November | Winter | Weekday | 0 | 0 | 0 | 0 | 0 | 0 | 0 | 0 | 0 | 0 | 0 | 0 | 0 | 0 | 0 | 0 | 0 | 0 | 0 | 0 | 0 | 0 | 0 | 0 | 0 | 0 | 0 | 0 | 0 | 0
[8 empty] | 7486 | November | Winter | Weekday | 0 | 0 | 0 | 0 | 0 | 0 | 0 | 0 | 0 | 0 | 0 | 0 | 0 | 0 | 0 | 0 | 0 | 0 | 0 | 0 | 0 | 0 | 0 | 0 | 0 | 0 | 0 | 0 | 0 | 0
[8 empty] | 7487 | November | Winter | Weekday | 0 | 0 | 0 | 0 | 0 | 0 | 0 | 0 | 0 | 0 | 0 | 0 | 0 | 0 | 0 | 0 | 0 | 0 | 0 | 0 | 0 | 0 | 0 | 0 | 0 | 0 | 0 | 0 | 0 | 0
[8 empty] | 7488 | November | Winter | Weekday | 0 | 0 | 0 | 0 | 0 | 0 | 0 | 0 | 0 | 0 | 0 | 0 | 0 | 0 | 0 | 0 | 0 | 0 | 0 | 0 | 0 | 0 | 0 | 0 | 0 | 0 | 0 | 0 | 0 | 0
[8 empty] | 7489 | November | Winter | Weekday | 0 | 0 | 0 | 0 | 0 | 0 | 0 | 0 | 0 | 0 | 0 | 0 | 0 | 0 | 0 | 0 | 0 | 0 | 0 | 0 | 0 | 0 | 0 | 0 | 0 | 4.8 | 4.8 | 0 | 0 | 0
[8 empty] | 7490 | November | Winter | Weekday | 0 | 0 | 0 | 0 | 0 | 0 | 0 | 0 | 0 | 0 | 0 | 0 | 0 | 0 | 0 | 0 | 0 | 0 | 0 | 0 | 0 | 0 | 0 | 0 | 0 | 4.8 | 4.8 | 0 | 0 | 0
[8 empty] | 7491 | November | Winter | Weekday | 0 | 0 | 0 | 0 | 0 | 0 | 0 | 0 | 0 | 0 | 0 | 0 | 0 | 0 | 0 | 0 | 0 | 0 | 0 | 0 | 0 | 0 | 0 | 0 | 0 | 4.8 | 4.8 | 0 | 0 | 0
[8 empty] | 7492 | November | Winter | Weekday | 0 | 0 | 0 | 0 | 0 | 0 | 0 | 0 | 0 | 0 | 0 | 0 | 0 | 0 | 0 | 0 | 0 | 0 | 0 | 0 | 0 | 0 | 0 | 0 | 0 | 4.8 | 4.8 | 0 | 0 | 0
[8 empty] | 7493 | November | Winter | Weekday | 0 | 0 | 0 | 0 | 0 | 0 | 0 | 0 | 0 | 0 | 0 | 0 | 0 | 0 | 0 | 0 | 0 | 0 | 0 | 0 | 0 | 0 | 0 | 0 | 0 | 4.8 | 4.8 | 0 | 0 | 0
[8 empty] | 7494 | November | Winter | Weekday | 0 | 0 | 0 | 0 | 0 | 0 | 0 | 0 | 0 | 0 | 0 | 0 | 0 | 0 | 0 | 0 | 0 | 0 | 0 | 0 | 0 | 0 | 0 | 0 | 0 | 4.8 | 4.8 | 0 | 0 | 0
[8 empty] | 7495 | November | Winter | Weekday | 0 | 0 | 0 | 0 | 0 | 0 | 0 | 0 | 0 | 0 | 0 | 0 | 0 | 0 | 0 | 0 | 0 | 0 | 0 | 0 | 0 | 0 | 0 | 0 | 0 | 1.2 | 1.2 | 0 | 0 | 0
[8 empty] | 7496 | November | Winter | Weekday | 0 | 0 | 0 | 0 | 0 | 0 | 0 | 0 | 0 | 0 | 0 | 0 | 0 | 0 | 0 | 0 | 0 | 0 | 0 | 0 | 0 | 0 | 0 | 0 | 0 | 0 | 0 | 0 | 0 | 0
[8 empty] | 7497 | November | Winter | Weekday | 0 | 0 | 0 | 0 | 0 | 0 | 0 | 0 | 0 | 0 | 0 | 0 | 0 | 0 | 0 | 0 | 0 | 0 | 0 | 0 | 0 | 0 | 0 | 0 | 0 | 0 | 0 | 0 | 0 | 0
[8 empty] | 7498 | November | Winter | Weekday | 0 | 0 | 0 | 0 | 0 | 0 | 0 | 0 | 0 | 0 | 0 | 0 | 0 | 0 | 0 | 0 | 0 | 0 | 0 | 0 | 0 | 0 | 0 | 0 | 0 | 0 | 0 | 0 | 0 | 0
[8 empty] | 7499 | November | Winter | Weekday | 0 | 0 | 0 | 0 | 0 | 0 | 0 | 0 | 0 | 0 | 0 | 0 | 0 | 0 | 0 | 0 | 0 | 0 | 0 | 0 | 0 | 0 | 0 | 0 | 0 | 0 | 0 | 0 | 0 | 0
[8 empty] | 7500 | November | Winter | Weekday | 0 | 0 | 0 | 0 | 0 | 0 | 0 | 0 | 0 | 0 | 0 | 0 | 0 | 0 | 0 | 0 | 0 | 0 | 0 | 0 | 0 | 0 | 0 | 0 | 0 | 0 | 0 | 0 | 0 | 0
[8 empty] | 7501 | November | Winter | Weekday | 0 | 0 | 0 | 0 | 0 | 0 | 0 | 0 | 0 | 0 | 0 | 0 | 0 | 0 | 0 | 0 | 0 | 0 | 0 | 0 | 0 | 0 | 0 | 0 | 0 | 0 | 0 | 0 | 0 | 0
[8 empty] | 7502 | November | Winter | Weekday | 0 | 0 | 0 | 0 | 0 | 0 | 0 | 0 | 0 | 0 | 0 | 0 | 0 | 0 | 0 | 0 | 0 | 0 | 0 | 0 | 0 | 0 | 0 | 0 | 0 | 0 | 0 | 0 | 0 | 0
[8 empty] | 7503 | November | Winter | Weekday | 0 | 0 | 0 | 0 | 0 | 0 | 0 | 0 | 0 | 0 | 0 | 0 | 0 | 0 | 0 | 0 | 0 | 0 | 0 | 0 | 0 | 0 | 0 | 0 | 0 | 0 | 0 | 0 | 0 | 0
[8 empty] | 7504 | November | Winter | Weekday | 0 | 0 | 0 | 0 | 0 | 0 | 0 | 0 | 0 | 0 | 0 | 0 | 0 | 0 | 0 | 0 | 0 | 0 | 0 | 0 | 0 | 0 | 0 | 0 | 0 | 0 | 0 | 0 | 0 | 0
[8 empty] | 7505 | November | Winter | Weekday | 0 | 0 | 0 | 0 | 0 | 0 | 0 | 0 | 0 | 0 | 0 | 0 | 0 | 0 | 0 | 0 | 0 | 0 | 0 | 0 | 0 | 0 | 0 | 0 | 0 | 0 | 0 | 0 | 0 | 0
[8 empty] | 7506 | November | Winter | Weekday | 0 | 0 | 0 | 0 | 0 | 0 | 0 | 0 | 0 | 0 | 0 | 0 | 0 | 0 | 0 | 0 | 0 | 0 | 0 | 0 | 0 | 0 | 0 | 0 | 0 | 0 | 0 | 0 | 0 | 0
[8 empty] | 7507 | November | Winter | Weekday | 0 | 0 | 0 | 0 | 0 | 0 | 0 | 0 | 0 | 0 | 0 | 0 | 0 | 0 | 0 | 0 | 0 | 0 | 0 | 0 | 0 | 0 | 0 | 0 | 0 | 0 | 0 | 0 | 0 | 0
[8 empty] | 7508 | November | Winter | Weekday | 0 | 0 | 0 | 0 | 0 | 0 | 0 | 0 | 0 | 0 | 0 | 0 | 0 | 0 | 0 | 0 | 0 | 0 | 0 | 0 | 0 | 0 | 0 | 0 | 0 | 0 | 0 | 0 | 0 | 0
[8 empty] | 7509 | November | Winter | Weekday | 0 | 0 | 0 | 0 | 0 | 0 | 0 | 0 | 0 | 0 | 0 | 0 | 0 | 0 | 0 | 0 | 0 | 0 | 0 | 0 | 0 | 0 | 0 | 0 | 0 | 0 | 0 | 0 | 0 | 0
[8 empty] | 7510 | November | Winter | Weekday | 0 | 0 | 0 | 0 | 0 | 0 | 0 | 0 | 0 | 0 | 0 | 0 | 0 | 0 | 0 | 0 | 0 | 0 | 0 | 0 | 0 | 0 | 0 | 0 | 0 | 0 | 0 | 0 | 0 | 0
[8 empty] | 7511 | November | Winter | Weekday | 0 | 0 | 0 | 0 | 0 | 0 | 0 | 0 | 0 | 0 | 0 | 0 | 0 | 0 | 0 | 0 | 0 | 0 | 0 | 0 | 0 | 0 | 0 | 0 | 0 | 0 | 0 | 0 | 0 | 0
[8 empty] | 7512 | November | Winter | Weekday | 0 | 0 | 0 | 0 | 0 | 0 | 0 | 0 | 0 | 0 | 0 | 0 | 0 | 0 | 0 | 0 | 0 | 0 | 0 | 0 | 0 | 0 | 0 | 0 | 0 | 0 | 0 | 0 | 0 | 0
[8 empty] | 7513 | November | Winter | Weekday | 0 | 0 | 0 | 0 | 0 | 0 | 0 | 0 | 0 | 0 | 0 | 0 | 0 | 0 | 0 | 0 | 0 | 0 | 0 | 0 | 0 | 0 | 0 | 0 | 0 | 4.8 | 4.8 | 0 | 0 | 0
[8 empty] | 7514 | November | Winter | Weekday | 0 | 0 | 0 | 0 | 0 | 0 | 0 | 0 | 0 | 0 | 0 | 0 | 0 | 0 | 0 | 0 | 0 | 0 | 0 | 0 | 0 | 0 | 0 | 0 | 0 | 4.8 | 4.8 | 0 | 0 | 0
[8 empty] | 7515 | November | Winter | Weekday | 0 | 0 | 0 | 0 | 0 | 0 | 0 | 0 | 0 | 0 | 0 | 0 | 0 | 0 | 0 | 0 | 0 | 0 | 0 | 0 | 0 | 0 | 0 | 0 | 0 | 4.8 | 4.8 | 0 | 0 | 0
[8 empty] | 7516 | November | Winter | Weekday | 0 | 0 | 0 | 0 | 0 | 0 | 0 | 0 | 0 | 0 | 0 | 0 | 0 | 0 | 0 | 0 | 0 | 0 | 0 | 0 | 0 | 0 | 0 | 0 | 0 | 4.8 | 4.8 | 0 | 0 | 0
[8 empty] | 7517 | November | Winter | Weekday | 0 | 0 | 0 | 0 | 0 | 0 | 0 | 0 | 0 | 0 | 0 | 0 | 0 | 0 | 0 | 0 | 0 | 0 | 0 | 0 | 0 | 0 | 0 | 0 | 0 | 4.8 | 4.8 | 0 | 0 | 0
[8 empty] | 7518 | November | Winter | Weekday | 0 | 0 | 0 | 0 | 0 | 0 | 0 | 0 | 0 | 0 | 0 | 0 | 0 | 0 | 0 | 0 | 0 | 0 | 0 | 0 | 0 | 0 | 0 | 0 | 0 | 4.8 | 4.8 | 0 | 0 | 0
[8 empty] | 7519 | November | Winter | Weekday | 0 | 0 | 0 | 0 | 0 | 0 | 0 | 0 | 0 | 0 | 0 | 0 | 0 | 0 | 0 | 0 | 0 | 0 | 0 | 0 | 0 | 0 | 0 | 0 | 0 | 1.2 | 1.2 | 0 | 0 | 0
[8 empty] | 7520 | November | Winter | Weekday | 0 | 0 | 0 | 0 | 0 | 0 | 0 | 0 | 0 | 0 | 0 | 0 | 0 | 0 | 0 | 0 | 0 | 0 | 0 | 0 | 0 | 0 | 0 | 0 | 0 | 0 | 0 | 0 | 0 | 0
[8 empty] | 7521 | November | Winter | Weekday | 0 | 0 | 0 | 0 | 0 | 0 | 0 | 0 | 0 | 0 | 0 | 0 | 0 | 0 | 0 | 0 | 0 | 0 | 0 | 0 | 0 | 0 | 0 | 0 | 0 | 0 | 0 | 0 | 0 | 0
[8 empty] | 7522 | November | Winter | Weekday | 0 | 0 | 0 | 0 | 0 | 0 | 0 | 0 | 0 | 0 | 0 | 0 | 0 | 0 | 0 | 0 | 0 | 0 | 0 | 0 | 0 | 0 | 0 | 0 | 0 | 0 | 0 | 0 | 0 | 0
[8 empty] | 7523 | November | Winter | Weekday | 0 | 0 | 0 | 0 | 0 | 0 | 0 | 0 | 0 | 0 | 0 | 0 | 0 | 0 | 0 | 0 | 0 | 0 | 0 | 0 | 0 | 0 | 0 | 0 | 0 | 0 | 0 | 0 | 0 | 0
[8 empty] | 7524 | November | Winter | Weekday | 0 | 0 | 0 | 0 | 0 | 0 | 0 | 0 | 0 | 0 | 0 | 0 | 0 | 0 | 0 | 0 | 0 | 0 | 0 | 0 | 0 | 0 | 0 | 0 | 0 | 0 | 0 | 0 | 0 | 0
[8 empty] | 7525 | November | Winter | Weekday | 0 | 0 | 0 | 0 | 0 | 0 | 0 | 0 | 0 | 0 | 0 | 0 | 0 | 0 | 0 | 0 | 0 | 0 | 0 | 0 | 0 | 0 | 0 | 0 | 0 | 0 | 0 | 0 | 0 | 0
[8 empty] | 7526 | November | Winter | Weekday | 0 | 0 | 0 | 0 | 0 | 0 | 0 | 0 | 0 | 0 | 0 | 0 | 0 | 0 | 0 | 0 | 0 | 0 | 0 | 0 | 0 | 0 | 0 | 0 | 0 | 0 | 0 | 0 | 0 | 0
[8 empty] | 7527 | November | Winter | Weekday | 0 | 0 | 0 | 0 | 0 | 0 | 0 | 0 | 0 | 0 | 0 | 0 | 0 | 0 | 0 | 0 | 0 | 0 | 0 | 0 | 0 | 0 | 0 | 0 | 0 | 0 | 0 | 0 | 0 | 0
[8 empty] | 7528 | November | Winter | Weekday | 0 | 0 | 0 | 0 | 0 | 0 | 0 | 0 | 0 | 0 | 0 | 0 | 0 | 0 | 0 | 0 | 0 | 0 | 0 | 0 | 0 | 0 | 0 | 0 | 0 | 0 | 0 | 0 | 0 | 0
[8 empty] | 7529 | November | Winter | Weekday | 0 | 0 | 0 | 0 | 0 | 0 | 0 | 0 | 0 | 0 | 0 | 0 | 0 | 0 | 0 | 0 | 0 | 0 | 0 | 0 | 0 | 0 | 0 | 0 | 0 | 0 | 0 | 0 | 0 | 0
[8 empty] | 7530 | November | Winter | Weekday | 0 | 0 | 0 | 0 | 0 | 0 | 0 | 0 | 0 | 0 | 0 | 0 | 0 | 0 | 0 | 0 | 0 | 0 | 0 | 0 | 0 | 0 | 0 | 0 | 0 | 0 | 0 | 0 | 0 | 0
[8 empty] | 7531 | November | Winter | Weekday | 0 | 0 | 0 | 0 | 0 | 0 | 0 | 0 | 0 | 0 | 0 | 0 | 0 | 0 | 0 | 0 | 0 | 0 | 0 | 0 | 0 | 0 | 0 | 0 | 0 | 0 | 0 | 0 | 0 | 0
[8 empty] | 7532 | November | Winter | Weekday | 0 | 0 | 0 | 0 | 0 | 0 | 0 | 0 | 0 | 0 | 0 | 0 | 0 | 0 | 0 | 0 | 0 | 0 | 0 | 0 | 0 | 0 | 0 | 0 | 0 | 0 | 0 | 0 | 0 | 0
[8 empty] | 7533 | November | Winter | Weekday | 0 | 0 | 0 | 0 | 0 | 0 | 0 | 0 | 0 | 0 | 0 | 0 | 0 | 0 | 0 | 0 | 0 | 0 | 0 | 0 | 0 | 0 | 0 | 0 | 0 | 0 | 0 | 0 | 0 | 0
[8 empty] | 7534 | November | Winter | Weekday | 0 | 0 | 0 | 0 | 0 | 0 | 0 | 0 | 0 | 0 | 0 | 0 | 0 | 0 | 0 | 0 | 0 | 0 | 0 | 0 | 0 | 0 | 0 | 0 | 0 | 0 | 0 | 0 | 0 | 0
[8 empty] | 7535 | November | Winter | Weekday | 0 | 0 | 0 | 0 | 0 | 0 | 0 | 0 | 0 | 0 | 0 | 0 | 0 | 0 | 0 | 0 | 0 | 0 | 0 | 0 | 0 | 0 | 0 | 0 | 0 | 0 | 0 | 0 | 0 | 0
[8 empty] | 7536 | November | Winter | Weekday | 0 | 0 | 0 | 0 | 0 | 0 | 0 | 0 | 0 | 0 | 0 | 0 | 0 | 0 | 0 | 0 | 0 | 0 | 0 | 0 | 0 | 0 | 0 | 0 | 0 | 0 | 0 | 0 | 0 | 0
[8 empty] | 7537 | November | Winter | Weekend | 0 | 0 | 0 | 0 | 0 | 0 | 0 | 0 | 0 | 0 | 0 | 0 | 0 | 0 | 0 | 0 | 0 | 0 | 0 | 0 | 0 | 0 | 0 | 0 | 0 | 4.8 | 4.8 | 0 | 0 | 0
[8 empty] | 7538 | November | Winter | Weekend | 0 | 0 | 0 | 0 | 0 | 0 | 0 | 0 | 0 | 0 | 0 | 0 | 0 | 0 | 0 | 0 | 0 | 0 | 0 | 0 | 0 | 0 | 0 | 0 | 0 | 4.8 | 4.8 | 0 | 0 | 0
[8 empty] | 7539 | November | Winter | Weekend | 0 | 0 | 0 | 0 | 0 | 0 | 0 | 0 | 0 | 0 | 0 | 0 | 0 | 0 | 0 | 0 | 0 | 0 | 0 | 0 | 0 | 0 | 0 | 0 | 0 | 4.8 | 4.8 | 0 | 0 | 0
[8 empty] | 7540 | November | Winter | Weekend | 0 | 0 | 0 | 0 | 0 | 0 | 0 | 0 | 0 | 0 | 0 | 0 | 0 | 0 | 0 | 0 | 0 | 0 | 0 | 0 | 0 | 0 | 0 | 0 | 0 | 4.8 | 4.8 | 0 | 0 | 0
[8 empty] | 7541 | November | Winter | Weekend | 0 | 0 | 0 | 0 | 0 | 0 | 0 | 0 | 0 | 0 | 0 | 0 | 0 | 0 | 0 | 0 | 0 | 0 | 0 | 0 | 0 | 0 | 0 | 0 | 0 | 4.8 | 4.8 | 0 | 0 | 0
[8 empty] | 7542 | November | Winter | Weekend | 0 | 0 | 0 | 0 | 0 | 0 | 0 | 0 | 0 | 0 | 0 | 0 | 0 | 0 | 0 | 0 | 0 | 0 | 0 | 0 | 0 | 0 | 0 | 0 | 0 | 4.8 | 4.8 | 0 | 0 | 0
[8 empty] | 7543 | November | Winter | Weekend | 0 | 0 | 0 | 0 | 0 | 0 | 0 | 0 | 0 | 0 | 0 | 0 | 0 | 0 | 0 | 0 | 0 | 0 | 0 | 0 | 0 | 0 | 0 | 0 | 0 | 1.2 | 1.2 | 0 | 0 | 0
[8 empty] | 7544 | November | Winter | Weekend | 0 | 0 | 0 | 0 | 0 | 0 | 0 | 0 | 0 | 0 | 0 | 0 | 0 | 0 | 0 | 0 | 0 | 0 | 0 | 0 | 0 | 0 | 0 | 0 | 0 | 0 | 0 | 0 | 0 | 0
[8 empty] | 7545 | November | Winter | Weekend | 0 | 0 | 0 | 0 | 0 | 0 | 0 | 0 | 0 | 0 | 0 | 0 | 0 | 0 | 0 | 0 | 0 | 0 | 0 | 0 | 0 | 0 | 0 | 0 | 0 | 0 | 0 | 0 | 0 | 0
[8 empty] | 7546 | November | Winter | Weekend | 0 | 0 | 0 | 0 | 0 | 0 | 0 | 0 | 0 | 0 | 0 | 0 | 0 | 0 | 0 | 0 | 0 | 0 | 0 | 0 | 0 | 0 | 0 | 0 | 0 | 0 | 0 | 0 | 0 | 0
[8 empty] | 7547 | November | Winter | Weekend | 0 | 0 | 0 | 0 | 0 | 0 | 0 | 0 | 0 | 0 | 0 | 0 | 0 | 0 | 0 | 0 | 0 | 0 | 0 | 0 | 0 | 0 | 0 | 0 | 0 | 0 | 0 | 0 | 0 | 0
[8 empty] | 7548 | November | Winter | Weekend | 0 | 0 | 0 | 0 | 0 | 0 | 0 | 0 | 0 | 0 | 0 | 0 | 0 | 0 | 0 | 0 | 0 | 0 | 0 | 0 | 0 | 0 | 0 | 0 | 0 | 0 | 0 | 0 | 0 | 0
[8 empty] | 7549 | November | Winter | Weekend | 0 | 0 | 0 | 0 | 0 | 0 | 0 | 0 | 0 | 0 | 0 | 0 | 0 | 0 | 0 | 0 | 0 | 0 | 0 | 0 | 0 | 0 | 0 | 0 | 0 | 0 | 0 | 0 | 0 | 0
[8 empty] | 7550 | November | Winter | Weekend | 0 | 0 | 0 | 0 | 0 | 0 | 0 | 0 | 0 | 0 | 0 | 0 | 0 | 0 | 0 | 0 | 0 | 0 | 0 | 0 | 0 | 0 | 0 | 0 | 0 | 0 | 0 | 0 | 0 | 0
[8 empty] | 7551 | November | Winter | Weekend | 0 | 0 | 0 | 0 | 0 | 0 | 0 | 0 | 0 | 0 | 0 | 0 | 0 | 0 | 0 | 0 | 0 | 0 | 0 | 0 | 0 | 0 | 0 | 0 | 0 | 0 | 0 | 0 | 0 | 0
[8 empty] | 7552 | November | Winter | Weekend | 0 | 0 | 0 | 0 | 0 | 0 | 0 | 0 | 0 | 0 | 0 | 0 | 0 | 0 | 0 | 0 | 0 | 0 | 0 | 0 | 0 | 0 | 0 | 0 | 0 | 0 | 0 | 0 | 0 | 0
[8 empty] | 7553 | November | Winter | Weekend | 0 | 0 | 0 | 0 | 0 | 0 | 0 | 0 | 0 | 0 | 0 | 0 | 0 | 0 | 0 | 0 | 0 | 0 | 0 | 0 | 0 | 0 | 0 | 0 | 0 | 0 | 0 | 0 | 0 | 0
[8 empty] | 7554 | November | Winter | Weekend | 0 | 0 | 0 | 0 | 0 | 0 | 0 | 0 | 0 | 0 | 0 | 0 | 0 | 0 | 0 | 0 | 0 | 0 | 0 | 0 | 0 | 0 | 0 | 0 | 0 | 0 | 0 | 0 | 0 | 0
[8 empty] | 7555 | November | Winter | Weekend | 0 | 0 | 0 | 0 | 0 | 0 | 0 | 0 | 0 | 0 | 0 | 0 | 0 | 0 | 0 | 0 | 0 | 0 | 0 | 0 | 0 | 0 | 0 | 0 | 0 | 0 | 0 | 0 | 0 | 0
[8 empty] | 7556 | November | Winter | Weekend | 0 | 0 | 0 | 0 | 0 | 0 | 0 | 0 | 0 | 0 | 0 | 0 | 0 | 0 | 0 | 0 | 0 | 0 | 0 | 0 | 0 | 0 | 0 | 0 | 0 | 0 | 0 | 0 | 0 | 0
[8 empty] | 7557 | November | Winter | Weekend | 0 | 0 | 0 | 0 | 0 | 0 | 0 | 0 | 0 | 0 | 0 | 0 | 0 | 0 | 0 | 0 | 0 | 0 | 0 | 0 | 0 | 0 | 0 | 0 | 0 | 0 | 0 | 0 | 0 | 0
[8 empty] | 7558 | November | Winter | Weekend | 0 | 0 | 0 | 0 | 0 | 0 | 0 | 0 | 0 | 0 | 0 | 0 | 0 | 0 | 0 | 0 | 0 | 0 | 0 | 0 | 0 | 0 | 0 | 0 | 0 | 0 | 0 | 0 | 0 | 0
[8 empty] | 7559 | November | Winter | Weekend | 0 | 0 | 0 | 0 | 0 | 0 | 0 | 0 | 0 | 0 | 0 | 0 | 0 | 0 | 0 | 0 | 0 | 0 | 0 | 0 | 0 | 0 | 0 | 0 | 0 | 0 | 0 | 0 | 0 | 0
[8 empty] | 7560 | November | Winter | Weekend | 0 | 0 | 0 | 0 | 0 | 0 | 0 | 0 | 0 | 0 | 0 | 0 | 0 | 0 | 0 | 0 | 0 | 0 | 0 | 0 | 0 | 0 | 0 | 0 | 0 | 0 | 0 | 0 | 0 | 0
[8 empty] | 7561 | November | Winter | Weekend | 0 | 0 | 0 | 0 | 0 | 0 | 0 | 0 | 0 | 0 | 0 | 0 | 0 | 0 | 0 | 0 | 0 | 0 | 0 | 0 | 0 | 0 | 0 | 0 | 0 | 4.8 | 4.8 | 0 | 0 | 0
[8 empty] | 7562 | November | Winter | Weekend | 0 | 0 | 0 | 0 | 0 | 0 | 0 | 0 | 0 | 0 | 0 | 0 | 0 | 0 | 0 | 0 | 0 | 0 | 0 | 0 | 0 | 0 | 0 | 0 | 0 | 4.8 | 4.8 | 0 | 0 | 0
[8 empty] | 7563 | November | Winter | Weekend | 0 | 0 | 0 | 0 | 0 | 0 | 0 | 0 | 0 | 0 | 0 | 0 | 0 | 0 | 0 | 0 | 0 | 0 | 0 | 0 | 0 | 0 | 0 | 0 | 0 | 4.8 | 4.8 | 0 | 0 | 0
[8 empty] | 7564 | November | Winter | Weekend | 0 | 0 | 0 | 0 | 0 | 0 | 0 | 0 | 0 | 0 | 0 | 0 | 0 | 0 | 0 | 0 | 0 | 0 | 0 | 0 | 0 | 0 | 0 | 0 | 0 | 4.8 | 4.8 | 0 | 0 | 0
[8 empty] | 7565 | November | Winter | Weekend | 0 | 0 | 0 | 0 | 0 | 0 | 0 | 0 | 0 | 0 | 0 | 0 | 0 | 0 | 0 | 0 | 0 | 0 | 0 | 0 | 0 | 0 | 0 | 0 | 0 | 4.8 | 4.8 | 0 | 0 | 0
[8 empty] | 7566 | November | Winter | Weekend | 0 | 0 | 0 | 0 | 0 | 0 | 0 | 0 | 0 | 0 | 0 | 0 | 0 | 0 | 0 | 0 | 0 | 0 | 0 | 0 | 0 | 0 | 0 | 0 | 0 | 4.8 | 4.8 | 0 | 0 | 0
[8 empty] | 7567 | November | Winter | Weekend | 0 | 0 | 0 | 0 | 0 | 0 | 0 | 0 | 0 | 0 | 0 | 0 | 0 | 0 | 0 | 0 | 0 | 0 | 0 | 0 | 0 | 0 | 0 | 0 | 0 | 1.2 | 1.2 | 0 | 0 | 0
[8 empty] | 7568 | November | Winter | Weekend | 0 | 0 | 0 | 0 | 0 | 0 | 0 | 0 | 0 | 0 | 0 | 0 | 0 | 0 | 0 | 0 | 0 | 0 | 0 | 0 | 0 | 0 | 0 | 0 | 0 | 0 | 0 | 0 | 0 | 0
[8 empty] | 7569 | November | Winter | Weekend | 0 | 0 | 0 | 0 | 0 | 0 | 0 | 0 | 0 | 0 | 0 | 0 | 0 | 0 | 0 | 0 | 0 | 0 | 0 | 0 | 0 | 0 | 0 | 0 | 0 | 0 | 0 | 0 | 0 | 0
[8 empty] | 7570 | November | Winter | Weekend | 0 | 0 | 0 | 0 | 0 | 0 | 0 | 0 | 0 | 0 | 0 | 0 | 0 | 0 | 0 | 0 | 0 | 0 | 0 | 0 | 0 | 0 | 0 | 0 | 0 | 0 | 0 | 0 | 0 | 0
[8 empty] | 7571 | November | Winter | Weekend | 0 | 0 | 0 | 0 | 0 | 0 | 0 | 0 | 0 | 0 | 0 | 0 | 0 | 0 | 0 | 0 | 0 | 0 | 0 | 0 | 0 | 0 | 0 | 0 | 0 | 0 | 0 | 0 | 0 | 0
[8 empty] | 7572 | November | Winter | Weekend | 0 | 0 | 0 | 0 | 0 | 0 | 0 | 0 | 0 | 0 | 0 | 0 | 0 | 0 | 0 | 0 | 0 | 0 | 0 | 0 | 0 | 0 | 0 | 0 | 0 | 0 | 0 | 0 | 0 | 0
[8 empty] | 7573 | November | Winter | Weekend | 0 | 0 | 0 | 0 | 0 | 0 | 0 | 0 | 0 | 0 | 0 | 0 | 0 | 0 | 0 | 0 | 0 | 0 | 0 | 0 | 0 | 0 | 0 | 0 | 0 | 0 | 0 | 0 | 0 | 0
[8 empty] | 7574 | November | Winter | Weekend | 0 | 0 | 0 | 0 | 0 | 0 | 0 | 0 | 0 | 0 | 0 | 0 | 0 | 0 | 0 | 0 | 0 | 0 | 0 | 0 | 0 | 0 | 0 | 0 | 0 | 0 | 0 | 0 | 0 | 0
[8 empty] | 7575 | November | Winter | Weekend | 0 | 0 | 0 | 0 | 0 | 0 | 0 | 0 | 0 | 0 | 0 | 0 | 0 | 0 | 0 | 0 | 0 | 0 | 0 | 0 | 0 | 0 | 0 | 0 | 0 | 0 | 0 | 0 | 0 | 0
[8 empty] | 7576 | November | Winter | Weekend | 0 | 0 | 0 | 0 | 0 | 0 | 0 | 0 | 0 | 0 | 0 | 0 | 0 | 0 | 0 | 0 | 0 | 0 | 0 | 0 | 0 | 0 | 0 | 0 | 0 | 0 | 0 | 0 | 0 | 0
[8 empty] | 7577 | November | Winter | Weekend | 0 | 0 | 0 | 0 | 0 | 0 | 0 | 0 | 0 | 0 | 0 | 0 | 0 | 0 | 0 | 0 | 0 | 0 | 0 | 0 | 0 | 0 | 0 | 0 | 0 | 0 | 0 | 0 | 0 | 0
[8 empty] | 7578 | November | Winter | Weekend | 0 | 0 | 0 | 0 | 0 | 0 | 0 | 0 | 0 | 0 | 0 | 0 | 0 | 0 | 0 | 0 | 0 | 0 | 0 | 0 | 0 | 0 | 0 | 0 | 0 | 0 | 0 | 0 | 0 | 0
[8 empty] | 7579 | November | Winter | Weekend | 0 | 0 | 0 | 0 | 0 | 0 | 0 | 0 | 0 | 0 | 0 | 0 | 0 | 0 | 0 | 0 | 0 | 0 | 0 | 0 | 0 | 0 | 0 | 0 | 0 | 0 | 0 | 0 | 0 | 0
[8 empty] | 7580 | November | Winter | Weekend | 0 | 0 | 0 | 0 | 0 | 0 | 0 | 0 | 0 | 0 | 0 | 0 | 0 | 0 | 0 | 0 | 0 | 0 | 0 | 0 | 0 | 0 | 0 | 0 | 0 | 0 | 0 | 0 | 0 | 0
[8 empty] | 7581 | November | Winter | Weekend | 0 | 0 | 0 | 0 | 0 | 0 | 0 | 0 | 0 | 0 | 0 | 0 | 0 | 0 | 0 | 0 | 0 | 0 | 0 | 0 | 0 | 0 | 0 | 0 | 0 | 0 | 0 | 0 | 0 | 0
[8 empty] | 7582 | November | Winter | Weekend | 0 | 0 | 0 | 0 | 0 | 0 | 0 | 0 | 0 | 0 | 0 | 0 | 0 | 0 | 0 | 0 | 0 | 0 | 0 | 0 | 0 | 0 | 0 | 0 | 0 | 0 | 0 | 0 | 0 | 0
[8 empty] | 7583 | November | Winter | Weekend | 0 | 0 | 0 | 0 | 0 | 0 | 0 | 0 | 0 | 0 | 0 | 0 | 0 | 0 | 0 | 0 | 0 | 0 | 0 | 0 | 0 | 0 | 0 | 0 | 0 | 0 | 0 | 0 | 0 | 0
[8 empty] | 7584 | November | Winter | Weekend | 0 | 0 | 0 | 0 | 0 | 0 | 0 | 0 | 0 | 0 | 0 | 0 | 0 | 0 | 0 | 0 | 0 | 0 | 0 | 0 | 0 | 0 | 0 | 0 | 0 | 0 | 0 | 0 | 0 | 0
[8 empty] | 7585 | November | Winter | Weekday | 0 | 0 | 0 | 0 | 0 | 0 | 0 | 0 | 0 | 0 | 0 | 0 | 0 | 0 | 0 | 0 | 0 | 0 | 0 | 0 | 0 | 0 | 0 | 0 | 0 | 4.8 | 4.8 | 0 | 0 | 0
[8 empty] | 7586 | November | Winter | Weekday | 0 | 0 | 0 | 0 | 0 | 0 | 0 | 0 | 0 | 0 | 0 | 0 | 0 | 0 | 0 | 0 | 0 | 0 | 0 | 0 | 0 | 0 | 0 | 0 | 0 | 4.8 | 4.8 | 0 | 0 | 0
[8 empty] | 7587 | November | Winter | Weekday | 0 | 0 | 0 | 0 | 0 | 0 | 0 | 0 | 0 | 0 | 0 | 0 | 0 | 0 | 0 | 0 | 0 | 0 | 0 | 0 | 0 | 0 | 0 | 0 | 0 | 4.8 | 4.8 | 0 | 0 | 0
[8 empty] | 7588 | November | Winter | Weekday | 0 | 0 | 0 | 0 | 0 | 0 | 0 | 0 | 0 | 0 | 0 | 0 | 0 | 0 | 0 | 0 | 0 | 0 | 0 | 0 | 0 | 0 | 0 | 0 | 0 | 4.8 | 4.8 | 0 | 0 | 0
[8 empty] | 7589 | November | Winter | Weekday | 0 | 0 | 0 | 0 | 0 | 0 | 0 | 0 | 0 | 0 | 0 | 0 | 0 | 0 | 0 | 0 | 0 | 0 | 0 | 0 | 0 | 0 | 0 | 0 | 0 | 4.8 | 4.8 | 0 | 0 | 0
[8 empty] | 7590 | November | Winter | Weekday | 0 | 0 | 0 | 0 | 0 | 0 | 0 | 0 | 0 | 0 | 0 | 0 | 0 | 0 | 0 | 0 | 0 | 0 | 0 | 0 | 0 | 0 | 0 | 0 | 0 | 4.8 | 4.8 | 0 | 0 | 0
[8 empty] | 7591 | November | Winter | Weekday | 0 | 0 | 0 | 0 | 0 | 0 | 0 | 0 | 0 | 0 | 0 | 0 | 0 | 0 | 0 | 0 | 0 | 0 | 0 | 0 | 0 | 0 | 0 | 0 | 0 | 1.2 | 1.2 | 0 | 0 | 0
[8 empty] | 7592 | November | Winter | Weekday | 0 | 0 | 0 | 0 | 0 | 0 | 0 | 0 | 0 | 0 | 0 | 0 | 0 | 0 | 0 | 0 | 0 | 0 | 0 | 0 | 0 | 0 | 0 | 0 | 0 | 0 | 0 | 0 | 0 | 0
[8 empty] | 7593 | November | Winter | Weekday | 0 | 0 | 0 | 0 | 0 | 0 | 0 | 0 | 0 | 0 | 0 | 0 | 0 | 0 | 0 | 0 | 0 | 0 | 0 | 0 | 0 | 0 | 0 | 0 | 0 | 0 | 0 | 0 | 0 | 0
[8 empty] | 7594 | November | Winter | Weekday | 0 | 0 | 0 | 0 | 0 | 0 | 0 | 0 | 0 | 0 | 0 | 0 | 0 | 0 | 0 | 0 | 0 | 0 | 0 | 0 | 0 | 0 | 0 | 0 | 0 | 0 | 0 | 0 | 0 | 0
[8 empty] | 7595 | November | Winter | Weekday | 0 | 0 | 0 | 0 | 0 | 0 | 0 | 0 | 0 | 0 | 0 | 0 | 0 | 0 | 0 | 0 | 0 | 0 | 0 | 0 | 0 | 0 | 0 | 0 | 0 | 0 | 0 | 0 | 0 | 0
[8 empty] | 7596 | November | Winter | Weekday | 0 | 0 | 0 | 0 | 0 | 0 | 0 | 0 | 0 | 0 | 0 | 0 | 0 | 0 | 0 | 0 | 0 | 0 | 0 | 0 | 0 | 0 | 0 | 0 | 0 | 0 | 0 | 0 | 0 | 0
[8 empty] | 7597 | November | Winter | Weekday | 0 | 0 | 0 | 0 | 0 | 0 | 0 | 0 | 0 | 0 | 0 | 0 | 0 | 0 | 0 | 0 | 0 | 0 | 0 | 0 | 0 | 0 | 0 | 0 | 0 | 0 | 0 | 0 | 0 | 0
[8 empty] | 7598 | November | Winter | Weekday | 0 | 0 | 0 | 0 | 0 | 0 | 0 | 0 | 0 | 0 | 0 | 0 | 0 | 0 | 0 | 0 | 0 | 0 | 0 | 0 | 0 | 0 | 0 | 0 | 0 | 0 | 0 | 0 | 0 | 0
[8 empty] | 7599 | November | Winter | Weekday | 0 | 0 | 0 | 0 | 0 | 0 | 0 | 0 | 0 | 0 | 0 | 0 | 0 | 0 | 0 | 0 | 0 | 0 | 0 | 0 | 0 | 0 | 0 | 0 | 0 | 0 | 0 | 0 | 0 | 0
[8 empty] | 7600 | November | Winter | Weekday | 0 | 0 | 0 | 0 | 0 | 0 | 0 | 0 | 0 | 0 | 0 | 0 | 0 | 0 | 0 | 0 | 0 | 0 | 0 | 0 | 0 | 0 | 0 | 0 | 0 | 0 | 0 | 0 | 0 | 0
[8 empty] | 7601 | November | Winter | Weekday | 0 | 0 | 0 | 0 | 0 | 0 | 0 | 0 | 0 | 0 | 0 | 0 | 0 | 0 | 0 | 0 | 0 | 0 | 0 | 0 | 0 | 0 | 0 | 0 | 0 | 0 | 0 | 0 | 0 | 0
[8 empty] | 7602 | November | Winter | Weekday | 0 | 0 | 0 | 0 | 0 | 0 | 0 | 0 | 0 | 0 | 0 | 0 | 0 | 0 | 0 | 0 | 0 | 0 | 0 | 0 | 0 | 0 | 0 | 0 | 0 | 0 | 0 | 0 | 0 | 0
[8 empty] | 7603 | November | Winter | Weekday | 0 | 0 | 0 | 0 | 0 | 0 | 0 | 0 | 0 | 0 | 0 | 0 | 0 | 0 | 0 | 0 | 0 | 0 | 0 | 0 | 0 | 0 | 0 | 0 | 0 | 0 | 0 | 0 | 0 | 0
[8 empty] | 7604 | November | Winter | Weekday | 0 | 0 | 0 | 0 | 0 | 0 | 0 | 0 | 0 | 0 | 0 | 0 | 0 | 0 | 0 | 0 | 0 | 0 | 0 | 0 | 0 | 0 | 0 | 0 | 0 | 0 | 0 | 0 | 0 | 0
[8 empty] | 7605 | November | Winter | Weekday | 0 | 0 | 0 | 0 | 0 | 0 | 0 | 0 | 0 | 0 | 0 | 0 | 0 | 0 | 0 | 0 | 0 | 0 | 0 | 0 | 0 | 0 | 0 | 0 | 0 | 0 | 0 | 0 | 0 | 0
[8 empty] | 7606 | November | Winter | Weekday | 0 | 0 | 0 | 0 | 0 | 0 | 0 | 0 | 0 | 0 | 0 | 0 | 0 | 0 | 0 | 0 | 0 | 0 | 0 | 0 | 0 | 0 | 0 | 0 | 0 | 0 | 0 | 0 | 0 | 0
[8 empty] | 7607 | November | Winter | Weekday | 0 | 0 | 0 | 0 | 0 | 0 | 0 | 0 | 0 | 0 | 0 | 0 | 0 | 0 | 0 | 0 | 0 | 0 | 0 | 0 | 0 | 0 | 0 | 0 | 0 | 0 | 0 | 0 | 0 | 0
[8 empty] | 7608 | November | Winter | Weekday | 0 | 0 | 0 | 0 | 0 | 0 | 0 | 0 | 0 | 0 | 0 | 0 | 0 | 0 | 0 | 0 | 0 | 0 | 0 | 0 | 0 | 0 | 0 | 0 | 0 | 0 | 0 | 0 | 0 | 0
[8 empty] | 7609 | November | Winter | Weekday | 0 | 0 | 0 | 0 | 0 | 0 | 0 | 0 | 0 | 0 | 0 | 0 | 0 | 0 | 0 | 0 | 0 | 0 | 0 | 0 | 0 | 0 | 0 | 0 | 0 | 4.8 | 4.8 | 0 | 0 | 0
[8 empty] | 7610 | November | Winter | Weekday | 0 | 0 | 0 | 0 | 0 | 0 | 0 | 0 | 0 | 0 | 0 | 0 | 0 | 0 | 0 | 0 | 0 | 0 | 0 | 0 | 0 | 0 | 0 | 0 | 0 | 4.8 | 4.8 | 0 | 0 | 0
[8 empty] | 7611 | November | Winter | Weekday | 0 | 0 | 0 | 0 | 0 | 0 | 0 | 0 | 0 | 0 | 0 | 0 | 0 | 0 | 0 | 0 | 0 | 0 | 0 | 0 | 0 | 0 | 0 | 0 | 0 | 4.8 | 4.8 | 0 | 0 | 0
[8 empty] | 7612 | November | Winter | Weekday | 0 | 0 | 0 | 0 | 0 | 0 | 0 | 0 | 0 | 0 | 0 | 0 | 0 | 0 | 0 | 0 | 0 | 0 | 0 | 0 | 0 | 0 | 0 | 0 | 0 | 4.8 | 4.8 | 0 | 0 | 0
[8 empty] | 7613 | November | Winter | Weekday | 0 | 0 | 0 | 0 | 0 | 0 | 0 | 0 | 0 | 0 | 0 | 0 | 0 | 0 | 0 | 0 | 0 | 0 | 0 | 0 | 0 | 0 | 0 | 0 | 0 | 4.8 | 4.8 | 0 | 0 | 0
[8 empty] | 7614 | November | Winter | Weekday | 0 | 0 | 0 | 0 | 0 | 0 | 0 | 0 | 0 | 0 | 0 | 0 | 0 | 0 | 0 | 0 | 0 | 0 | 0 | 0 | 0 | 0 | 0 | 0 | 0 | 4.8 | 4.8 | 0 | 0 | 0
[8 empty] | 7615 | November | Winter | Weekday | 0 | 0 | 0 | 0 | 0 | 0 | 0 | 0 | 0 | 0 | 0 | 0 | 0 | 0 | 0 | 0 | 0 | 0 | 0 | 0 | 0 | 0 | 0 | 0 | 0 | 1.2 | 1.2 | 0 | 0 | 0
[8 empty] | 7616 | November | Winter | Weekday | 0 | 0 | 0 | 0 | 0 | 0 | 0 | 0 | 0 | 0 | 0 | 0 | 0 | 0 | 0 | 0 | 0 | 0 | 0 | 0 | 0 | 0 | 0 | 0 | 0 | 0 | 0 | 0 | 0 | 0
[8 empty] | 7617 | November | Winter | Weekday | 0 | 0 | 0 | 0 | 0 | 0 | 0 | 0 | 0 | 0 | 0 | 0 | 0 | 0 | 0 | 0 | 0 | 0 | 0 | 0 | 0 | 0 | 0 | 0 | 0 | 0 | 0 | 0 | 0 | 0
[8 empty] | 7618 | November | Winter | Weekday | 0 | 0 | 0 | 0 | 0 | 0 | 0 | 0 | 0 | 0 | 0 | 0 | 0 | 0 | 0 | 0 | 0 | 0 | 0 | 0 | 0 | 0 | 0 | 0 | 0 | 0 | 0 | 0 | 0 | 0
[8 empty] | 7619 | November | Winter | Weekday | 0 | 0 | 0 | 0 | 0 | 0 | 0 | 0 | 0 | 0 | 0 | 0 | 0 | 0 | 0 | 0 | 0 | 0 | 0 | 0 | 0 | 0 | 0 | 0 | 0 | 0 | 0 | 0 | 0 | 0
[8 empty] | 7620 | November | Winter | Weekday | 0 | 0 | 0 | 0 | 0 | 0 | 0 | 0 | 0 | 0 | 0 | 0 | 0 | 0 | 0 | 0 | 0 | 0 | 0 | 0 | 0 | 0 | 0 | 0 | 0 | 0 | 0 | 0 | 0 | 0
[8 empty] | 7621 | November | Winter | Weekday | 0 | 0 | 0 | 0 | 0 | 0 | 0 | 0 | 0 | 0 | 0 | 0 | 0 | 0 | 0 | 0 | 0 | 0 | 0 | 0 | 0 | 0 | 0 | 0 | 0 | 0 | 0 | 0 | 0 | 0
[8 empty] | 7622 | November | Winter | Weekday | 0 | 0 | 0 | 0 | 0 | 0 | 0 | 0 | 0 | 0 | 0 | 0 | 0 | 0 | 0 | 0 | 0 | 0 | 0 | 0 | 0 | 0 | 0 | 0 | 0 | 0 | 0 | 0 | 0 | 0
[8 empty] | 7623 | November | Winter | Weekday | 0 | 0 | 0 | 0 | 0 | 0 | 0 | 0 | 0 | 0 | 0 | 0 | 0 | 0 | 0 | 0 | 0 | 0 | 0 | 0 | 0 | 0 | 0 | 0 | 0 | 0 | 0 | 0 | 0 | 0
[8 empty] | 7624 | November | Winter | Weekday | 0 | 0 | 0 | 0 | 0 | 0 | 0 | 0 | 0 | 0 | 0 | 0 | 0 | 0 | 0 | 0 | 0 | 0 | 0 | 0 | 0 | 0 | 0 | 0 | 0 | 0 | 0 | 0 | 0 | 0
[8 empty] | 7625 | November | Winter | Weekday | 0 | 0 | 0 | 0 | 0 | 0 | 0 | 0 | 0 | 0 | 0 | 0 | 0 | 0 | 0 | 0 | 0 | 0 | 0 | 0 | 0 | 0 | 0 | 0 | 0 | 0 | 0 | 0 | 0 | 0
[8 empty] | 7626 | November | Winter | Weekday | 0 | 0 | 0 | 0 | 0 | 0 | 0 | 0 | 0 | 0 | 0 | 0 | 0 | 0 | 0 | 0 | 0 | 0 | 0 | 0 | 0 | 0 | 0 | 0 | 0 | 0 | 0 | 0 | 0 | 0
[8 empty] | 7627 | November | Winter | Weekday | 0 | 0 | 0 | 0 | 0 | 0 | 0 | 0 | 0 | 0 | 0 | 0 | 0 | 0 | 0 | 0 | 0 | 0 | 0 | 0 | 0 | 0 | 0 | 0 | 0 | 0 | 0 | 0 | 0 | 0
[8 empty] | 7628 | November | Winter | Weekday | 0 | 0 | 0 | 0 | 0 | 0 | 0 | 0 | 0 | 0 | 0 | 0 | 0 | 0 | 0 | 0 | 0 | 0 | 0 | 0 | 0 | 0 | 0 | 0 | 0 | 0 | 0 | 0 | 0 | 0
[8 empty] | 7629 | November | Winter | Weekday | 0 | 0 | 0 | 0 | 0 | 0 | 0 | 0 | 0 | 0 | 0 | 0 | 0 | 0 | 0 | 0 | 0 | 0 | 0 | 0 | 0 | 0 | 0 | 0 | 0 | 0 | 0 | 0 | 0 | 0
[8 empty] | 7630 | November | Winter | Weekday | 0 | 0 | 0 | 0 | 0 | 0 | 0 | 0 | 0 | 0 | 0 | 0 | 0 | 0 | 0 | 0 | 0 | 0 | 0 | 0 | 0 | 0 | 0 | 0 | 0 | 0 | 0 | 0 | 0 | 0
[8 empty] | 7631 | November | Winter | Weekday | 0 | 0 | 0 | 0 | 0 | 0 | 0 | 0 | 0 | 0 | 0 | 0 | 0 | 0 | 0 | 0 | 0 | 0 | 0 | 0 | 0 | 0 | 0 | 0 | 0 | 0 | 0 | 0 | 0 | 0
[8 empty] | 7632 | November | Winter | Weekday | 0 | 0 | 0 | 0 | 0 | 0 | 0 | 0 | 0 | 0 | 0 | 0 | 0 | 0 | 0 | 0 | 0 | 0 | 0 | 0 | 0 | 0 | 0 | 0 | 0 | 0 | 0 | 0 | 0 | 0
[8 empty] | 7633 | November | Winter | Weekday | 0 | 0 | 0 | 0 | 0 | 0 | 0 | 0 | 0 | 0 | 0 | 0 | 0 | 0 | 0 | 0 | 0 | 0 | 0 | 0 | 0 | 0 | 0 | 0 | 0 | 4.8 | 4.8 | 0 | 0 | 0
[8 empty] | 7634 | November | Winter | Weekday | 0 | 0 | 0 | 0 | 0 | 0 | 0 | 0 | 0 | 0 | 0 | 0 | 0 | 0 | 0 | 0 | 0 | 0 | 0 | 0 | 0 | 0 | 0 | 0 | 0 | 4.8 | 4.8 | 0 | 0 | 0
[8 empty] | 7635 | November | Winter | Weekday | 0 | 0 | 0 | 0 | 0 | 0 | 0 | 0 | 0 | 0 | 0 | 0 | 0 | 0 | 0 | 0 | 0 | 0 | 0 | 0 | 0 | 0 | 0 | 0 | 0 | 4.8 | 4.8 | 0 | 0 | 0
[8 empty] | 7636 | November | Winter | Weekday | 0 | 0 | 0 | 0 | 0 | 0 | 0 | 0 | 0 | 0 | 0 | 0 | 0 | 0 | 0 | 0 | 0 | 0 | 0 | 0 | 0 | 0 | 0 | 0 | 0 | 4.8 | 4.8 | 0 | 0 | 0
[8 empty] | 7637 | November | Winter | Weekday | 0 | 0 | 0 | 0 | 0 | 0 | 0 | 0 | 0 | 0 | 0 | 0 | 0 | 0 | 0 | 0 | 0 | 0 | 0 | 0 | 0 | 0 | 0 | 0 | 0 | 4.8 | 4.8 | 0 | 0 | 0
[8 empty] | 7638 | November | Winter | Weekday | 0 | 0 | 0 | 0 | 0 | 0 | 0 | 0 | 0 | 0 | 0 | 0 | 0 | 0 | 0 | 0 | 0 | 0 | 0 | 0 | 0 | 0 | 0 | 0 | 0 | 4.8 | 4.8 | 0 | 0 | 0
[8 empty] | 7639 | November | Winter | Weekday | 0 | 0 | 0 | 0 | 0 | 0 | 0 | 0 | 0 | 0 | 0 | 0 | 0 | 0 | 0 | 0 | 0 | 0 | 0 | 0 | 0 | 0 | 0 | 0 | 0 | 1.2 | 1.2 | 0 | 0 | 0
[8 empty] | 7640 | November | Winter | Weekday | 0 | 0 | 0 | 0 | 0 | 0 | 0 | 0 | 0 | 0 | 0 | 0 | 0 | 0 | 0 | 0 | 0 | 0 | 0 | 0 | 0 | 0 | 0 | 0 | 0 | 0 | 0 | 0 | 0 | 0
[8 empty] | 7641 | November | Winter | Weekday | 0 | 0 | 0 | 0 | 0 | 0 | 0 | 0 | 0 | 0 | 0 | 0 | 0 | 0 | 0 | 0 | 0 | 0 | 0 | 0 | 0 | 0 | 0 | 0 | 0 | 0 | 0 | 0 | 0 | 0
[8 empty] | 7642 | November | Winter | Weekday | 0 | 0 | 0 | 0 | 0 | 0 | 0 | 0 | 0 | 0 | 0 | 0 | 0 | 0 | 0 | 0 | 0 | 0 | 0 | 0 | 0 | 0 | 0 | 0 | 0 | 0 | 0 | 0 | 0 | 0
[8 empty] | 7643 | November | Winter | Weekday | 0 | 0 | 0 | 0 | 0 | 0 | 0 | 0 | 0 | 0 | 0 | 0 | 0 | 0 | 0 | 0 | 0 | 0 | 0 | 0 | 0 | 0 | 0 | 0 | 0 | 0 | 0 | 0 | 0 | 0
[8 empty] | 7644 | November | Winter | Weekday | 0 | 0 | 0 | 0 | 0 | 0 | 0 | 0 | 0 | 0 | 0 | 0 | 0 | 0 | 0 | 0 | 0 | 0 | 0 | 0 | 0 | 0 | 0 | 0 | 0 | 0 | 0 | 0 | 0 | 0
[8 empty] | 7645 | November | Winter | Weekday | 0 | 0 | 0 | 0 | 0 | 0 | 0 | 0 | 0 | 0 | 0 | 0 | 0 | 0 | 0 | 0 | 0 | 0 | 0 | 0 | 0 | 0 | 0 | 0 | 0 | 0 | 0 | 0 | 0 | 0
[8 empty] | 7646 | November | Winter | Weekday | 0 | 0 | 0 | 0 | 0 | 0 | 0 | 0 | 0 | 0 | 0 | 0 | 0 | 0 | 0 | 0 | 0 | 0 | 0 | 0 | 0 | 0 | 0 | 0 | 0 | 0 | 0 | 0 | 0 | 0
[8 empty] | 7647 | November | Winter | Weekday | 0 | 0 | 0 | 0 | 0 | 0 | 0 | 0 | 0 | 0 | 0 | 0 | 0 | 0 | 0 | 0 | 0 | 0 | 0 | 0 | 0 | 0 | 0 | 0 | 0 | 0 | 0 | 0 | 0 | 0
[8 empty] | 7648 | November | Winter | Weekday | 0 | 0 | 0 | 0 | 0 | 0 | 0 | 0 | 0 | 0 | 0 | 0 | 0 | 0 | 0 | 0 | 0 | 0 | 0 | 0 | 0 | 0 | 0 | 0 | 0 | 0 | 0 | 0 | 0 | 0
[8 empty] | 7649 | November | Winter | Weekday | 0 | 0 | 0 | 0 | 0 | 0 | 0 | 0 | 0 | 0 | 0 | 0 | 0 | 0 | 0 | 0 | 0 | 0 | 0 | 0 | 0 | 0 | 0 | 0 | 0 | 0 | 0 | 0 | 0 | 0
[8 empty] | 7650 | November | Winter | Weekday | 0 | 0 | 0 | 0 | 0 | 0 | 0 | 0 | 0 | 0 | 0 | 0 | 0 | 0 | 0 | 0 | 0 | 0 | 0 | 0 | 0 | 0 | 0 | 0 | 0 | 0 | 0 | 0 | 0 | 0
[8 empty] | 7651 | November | Winter | Weekday | 0 | 0 | 0 | 0 | 0 | 0 | 0 | 0 | 0 | 0 | 0 | 0 | 0 | 0 | 0 | 0 | 0 | 0 | 0 | 0 | 0 | 0 | 0 | 0 | 0 | 0 | 0 | 0 | 0 | 0
[8 empty] | 7652 | November | Winter | Weekday | 0 | 0 | 0 | 0 | 0 | 0 | 0 | 0 | 0 | 0 | 0 | 0 | 0 | 0 | 0 | 0 | 0 | 0 | 0 | 0 | 0 | 0 | 0 | 0 | 0 | 0 | 0 | 0 | 0 | 0
[8 empty] | 7653 | November | Winter | Weekday | 0 | 0 | 0 | 0 | 0 | 0 | 0 | 0 | 0 | 0 | 0 | 0 | 0 | 0 | 0 | 0 | 0 | 0 | 0 | 0 | 0 | 0 | 0 | 0 | 0 | 0 | 0 | 0 | 0 | 0
[8 empty] | 7654 | November | Winter | Weekday | 0 | 0 | 0 | 0 | 0 | 0 | 0 | 0 | 0 | 0 | 0 | 0 | 0 | 0 | 0 | 0 | 0 | 0 | 0 | 0 | 0 | 0 | 0 | 0 | 0 | 0 | 0 | 0 | 0 | 0
[8 empty] | 7655 | November | Winter | Weekday | 0 | 0 | 0 | 0 | 0 | 0 | 0 | 0 | 0 | 0 | 0 | 0 | 0 | 0 | 0 | 0 | 0 | 0 | 0 | 0 | 0 | 0 | 0 | 0 | 0 | 0 | 0 | 0 | 0 | 0
[8 empty] | 7656 | November | Winter | Weekday | 0 | 0 | 0 | 0 | 0 | 0 | 0 | 0 | 0 | 0 | 0 | 0 | 0 | 0 | 0 | 0 | 0 | 0 | 0 | 0 | 0 | 0 | 0 | 0 | 0 | 0 | 0 | 0 | 0 | 0
[8 empty] | 7657 | November | Winter | Weekday | 0 | 0 | 0 | 0 | 0 | 0 | 0 | 0 | 0 | 0 | 0 | 0 | 0 | 0 | 0 | 0 | 0 | 0 | 0 | 0 | 0 | 0 | 0 | 0 | 0 | 4.8 | 4.8 | 0 | 0 | 0
[8 empty] | 7658 | November | Winter | Weekday | 0 | 0 | 0 | 0 | 0 | 0 | 0 | 0 | 0 | 0 | 0 | 0 | 0 | 0 | 0 | 0 | 0 | 0 | 0 | 0 | 0 | 0 | 0 | 0 | 0 | 4.8 | 4.8 | 0 | 0 | 0
[8 empty] | 7659 | November | Winter | Weekday | 0 | 0 | 0 | 0 | 0 | 0 | 0 | 0 | 0 | 0 | 0 | 0 | 0 | 0 | 0 | 0 | 0 | 0 | 0 | 0 | 0 | 0 | 0 | 0 | 0 | 4.8 | 4.8 | 0 | 0 | 0
[8 empty] | 7660 | November | Winter | Weekday | 0 | 0 | 0 | 0 | 0 | 0 | 0 | 0 | 0 | 0 | 0 | 0 | 0 | 0 | 0 | 0 | 0 | 0 | 0 | 0 | 0 | 0 | 0 | 0 | 0 | 4.8 | 4.8 | 0 | 0 | 0
[8 empty] | 7661 | November | Winter | Weekday | 0 | 0 | 0 | 0 | 0 | 0 | 0 | 0 | 0 | 0 | 0 | 0 | 0 | 0 | 0 | 0 | 0 | 0 | 0 | 0 | 0 | 0 | 0 | 0 | 0 | 4.8 | 4.8 | 0 | 0 | 0
[8 empty] | 7662 | November | Winter | Weekday | 0 | 0 | 0 | 0 | 0 | 0 | 0 | 0 | 0 | 0 | 0 | 0 | 0 | 0 | 0 | 0 | 0 | 0 | 0 | 0 | 0 | 0 | 0 | 0 | 0 | 4.8 | 4.8 | 0 | 0 | 0
[8 empty] | 7663 | November | Winter | Weekday | 0 | 0 | 0 | 0 | 0 | 0 | 0 | 0 | 0 | 0 | 0 | 0 | 0 | 0 | 0 | 0 | 0 | 0 | 0 | 0 | 0 | 0 | 0 | 0 | 0 | 1.2 | 1.2 | 0 | 0 | 0
[8 empty] | 7664 | November | Winter | Weekday | 0 | 0 | 0 | 0 | 0 | 0 | 0 | 0 | 0 | 0 | 0 | 0 | 0 | 0 | 0 | 0 | 0 | 0 | 0 | 0 | 0 | 0 | 0 | 0 | 0 | 0 | 0 | 0 | 0 | 0
[8 empty] | 7665 | November | Winter | Weekday | 0 | 0 | 0 | 0 | 0 | 0 | 0 | 0 | 0 | 0 | 0 | 0 | 0 | 0 | 0 | 0 | 0 | 0 | 0 | 0 | 0 | 0 | 0 | 0 | 0 | 0 | 0 | 0 | 0 | 0
[8 empty] | 7666 | November | Winter | Weekday | 0 | 0 | 0 | 0 | 0 | 0 | 0 | 0 | 0 | 0 | 0 | 0 | 0 | 0 | 0 | 0 | 0 | 0 | 0 | 0 | 0 | 0 | 0 | 0 | 0 | 0 | 0 | 0 | 0 | 0
[8 empty] | 7667 | November | Winter | Weekday | 0 | 0 | 0 | 0 | 0 | 0 | 0 | 0 | 0 | 0 | 0 | 0 | 0 | 0 | 0 | 0 | 0 | 0 | 0 | 0 | 0 | 0 | 0 | 0 | 0 | 0 | 0 | 0 | 0 | 0
[8 empty] | 7668 | November | Winter | Weekday | 0 | 0 | 0 | 0 | 0 | 0 | 0 | 0 | 0 | 0 | 0 | 0 | 0 | 0 | 0 | 0 | 0 | 0 | 0 | 0 | 0 | 0 | 0 | 0 | 0 | 0 | 0 | 0 | 0 | 0
[8 empty] | 7669 | November | Winter | Weekday | 0 | 0 | 0 | 0 | 0 | 0 | 0 | 0 | 0 | 0 | 0 | 0 | 0 | 0 | 0 | 0 | 0 | 0 | 0 | 0 | 0 | 0 | 0 | 0 | 0 | 0 | 0 | 0 | 0 | 0
[8 empty] | 7670 | November | Winter | Weekday | 0 | 0 | 0 | 0 | 0 | 0 | 0 | 0 | 0 | 0 | 0 | 0 | 0 | 0 | 0 | 0 | 0 | 0 | 0 | 0 | 0 | 0 | 0 | 0 | 0 | 0 | 0 | 0 | 0 | 0
[8 empty] | 7671 | November | Winter | Weekday | 0 | 0 | 0 | 0 | 0 | 0 | 0 | 0 | 0 | 0 | 0 | 0 | 0 | 0 | 0 | 0 | 0 | 0 | 0 | 0 | 0 | 0 | 0 | 0 | 0 | 0 | 0 | 0 | 0 | 0
[8 empty] | 7672 | November | Winter | Weekday | 0 | 0 | 0 | 0 | 0 | 0 | 0 | 0 | 0 | 0 | 0 | 0 | 0 | 0 | 0 | 0 | 0 | 0 | 0 | 0 | 0 | 0 | 0 | 0 | 0 | 0 | 0 | 0 | 0 | 0
[8 empty] | 7673 | November | Winter | Weekday | 0 | 0 | 0 | 0 | 0 | 0 | 0 | 0 | 0 | 0 | 0 | 0 | 0 | 0 | 0 | 0 | 0 | 0 | 0 | 0 | 0 | 0 | 0 | 0 | 0 | 0 | 0 | 0 | 0 | 0
[8 empty] | 7674 | November | Winter | Weekday | 0 | 0 | 0 | 0 | 0 | 0 | 0 | 0 | 0 | 0 | 0 | 0 | 0 | 0 | 0 | 0 | 0 | 0 | 0 | 0 | 0 | 0 | 0 | 0 | 0 | 0 | 0 | 0 | 0 | 0
[8 empty] | 7675 | November | Winter | Weekday | 0 | 0 | 0 | 0 | 0 | 0 | 0 | 0 | 0 | 0 | 0 | 0 | 0 | 0 | 0 | 0 | 0 | 0 | 0 | 0 | 0 | 0 | 0 | 0 | 0 | 0 | 0 | 0 | 0 | 0
[8 empty] | 7676 | November | Winter | Weekday | 0 | 0 | 0 | 0 | 0 | 0 | 0 | 0 | 0 | 0 | 0 | 0 | 0 | 0 | 0 | 0 | 0 | 0 | 0 | 0 | 0 | 0 | 0 | 0 | 0 | 0 | 0 | 0 | 0 | 0
[8 empty] | 7677 | November | Winter | Weekday | 0 | 0 | 0 | 0 | 0 | 0 | 0 | 0 | 0 | 0 | 0 | 0 | 0 | 0 | 0 | 0 | 0 | 0 | 0 | 0 | 0 | 0 | 0 | 0 | 0 | 0 | 0 | 0 | 0 | 0
[8 empty] | 7678 | November | Winter | Weekday | 0 | 0 | 0 | 0 | 0 | 0 | 0 | 0 | 0 | 0 | 0 | 0 | 0 | 0 | 0 | 0 | 0 | 0 | 0 | 0 | 0 | 0 | 0 | 0 | 0 | 0 | 0 | 0 | 0 | 0
[8 empty] | 7679 | November | Winter | Weekday | 0 | 0 | 0 | 0 | 0 | 0 | 0 | 0 | 0 | 0 | 0 | 0 | 0 | 0 | 0 | 0 | 0 | 0 | 0 | 0 | 0 | 0 | 0 | 0 | 0 | 0 | 0 | 0 | 0 | 0
[8 empty] | 7680 | November | Winter | Weekday | 0 | 0 | 0 | 0 | 0 | 0 | 0 | 0 | 0 | 0 | 0 | 0 | 0 | 0 | 0 | 0 | 0 | 0 | 0 | 0 | 0 | 0 | 0 | 0 | 0 | 0 | 0 | 0 | 0 | 0
[8 empty] | 7681 | November | Winter | Weekday | 0 | 0 | 0 | 0 | 0 | 0 | 0 | 0 | 0 | 0 | 0 | 0 | 0 | 0 | 0 | 0 | 0 | 0 | 0 | 0 | 0 | 0 | 0 | 0 | 0 | 4.8 | 4.8 | 0 | 0 | 0
[8 empty] | 7682 | November | Winter | Weekday | 0 | 0 | 0 | 0 | 0 | 0 | 0 | 0 | 0 | 0 | 0 | 0 | 0 | 0 | 0 | 0 | 0 | 0 | 0 | 0 | 0 | 0 | 0 | 0 | 0 | 4.8 | 4.8 | 0 | 0 | 0
[8 empty] | 7683 | November | Winter | Weekday | 0 | 0 | 0 | 0 | 0 | 0 | 0 | 0 | 0 | 0 | 0 | 0 | 0 | 0 | 0 | 0 | 0 | 0 | 0 | 0 | 0 | 0 | 0 | 0 | 0 | 4.8 | 4.8 | 0 | 0 | 0
[8 empty] | 7684 | November | Winter | Weekday | 0 | 0 | 0 | 0 | 0 | 0 | 0 | 0 | 0 | 0 | 0 | 0 | 0 | 0 | 0 | 0 | 0 | 0 | 0 | 0 | 0 | 0 | 0 | 0 | 0 | 4.8 | 4.8 | 0 | 0 | 0
[8 empty] | 7685 | November | Winter | Weekday | 0 | 0 | 0 | 0 | 0 | 0 | 0 | 0 | 0 | 0 | 0 | 0 | 0 | 0 | 0 | 0 | 0 | 0 | 0 | 0 | 0 | 0 | 0 | 0 | 0 | 4.8 | 4.8 | 0 | 0 | 0
[8 empty] | 7686 | November | Winter | Weekday | 0 | 0 | 0 | 0 | 0 | 0 | 0 | 0 | 0 | 0 | 0 | 0 | 0 | 0 | 0 | 0 | 0 | 0 | 0 | 0 | 0 | 0 | 0 | 0 | 0 | 4.8 | 4.8 | 0 | 0 | 0
[8 empty] | 7687 | November | Winter | Weekday | 0 | 0 | 0 | 0 | 0 | 0 | 0 | 0 | 0 | 0 | 0 | 0 | 0 | 0 | 0 | 0 | 0 | 0 | 0 | 0 | 0 | 0 | 0 | 0 | 0 | 1.2 | 1.2 | 0 | 0 | 0
[8 empty] | 7688 | November | Winter | Weekday | 0 | 0 | 0 | 0 | 0 | 0 | 0 | 0 | 0 | 0 | 0 | 0 | 0 | 0 | 0 | 0 | 0 | 0 | 0 | 0 | 0 | 0 | 0 | 0 | 0 | 0 | 0 | 0 | 0 | 0
[8 empty] | 7689 | November | Winter | Weekday | 0 | 0 | 0 | 0 | 0 | 0 | 0 | 0 | 0 | 0 | 0 | 0 | 0 | 0 | 0 | 0 | 0 | 0 | 0 | 0 | 0 | 0 | 0 | 0 | 0 | 0 | 0 | 0 | 0 | 0
[8 empty] | 7690 | November | Winter | Weekday | 0 | 0 | 0 | 0 | 0 | 0 | 0 | 0 | 0 | 0 | 0 | 0 | 0 | 0 | 0 | 0 | 0 | 0 | 0 | 0 | 0 | 0 | 0 | 0 | 0 | 0 | 0 | 0 | 0 | 0
[8 empty] | 7691 | November | Winter | Weekday | 0 | 0 | 0 | 0 | 0 | 0 | 0 | 0 | 0 | 0 | 0 | 0 | 0 | 0 | 0 | 0 | 0 | 0 | 0 | 0 | 0 | 0 | 0 | 0 | 0 | 0 | 0 | 0 | 0 | 0
[8 empty] | 7692 | November | Winter | Weekday | 0 | 0 | 0 | 0 | 0 | 0 | 0 | 0 | 0 | 0 | 0 | 0 | 0 | 0 | 0 | 0 | 0 | 0 | 0 | 0 | 0 | 0 | 0 | 0 | 0 | 0 | 0 | 0 | 0 | 0
[8 empty] | 7693 | November | Winter | Weekday | 0 | 0 | 0 | 0 | 0 | 0 | 0 | 0 | 0 | 0 | 0 | 0 | 0 | 0 | 0 | 0 | 0 | 0 | 0 | 0 | 0 | 0 | 0 | 0 | 0 | 0 | 0 | 0 | 0 | 0
[8 empty] | 7694 | November | Winter | Weekday | 0 | 0 | 0 | 0 | 0 | 0 | 0 | 0 | 0 | 0 | 0 | 0 | 0 | 0 | 0 | 0 | 0 | 0 | 0 | 0 | 0 | 0 | 0 | 0 | 0 | 0 | 0 | 0 | 0 | 0
[8 empty] | 7695 | November | Winter | Weekday | 0 | 0 | 0 | 0 | 0 | 0 | 0 | 0 | 0 | 0 | 0 | 0 | 0 | 0 | 0 | 0 | 0 | 0 | 0 | 0 | 0 | 0 | 0 | 0 | 0 | 0 | 0 | 0 | 0 | 0
[8 empty] | 7696 | November | Winter | Weekday | 0 | 0 | 0 | 0 | 0 | 0 | 0 | 0 | 0 | 0 | 0 | 0 | 0 | 0 | 0 | 0 | 0 | 0 | 0 | 0 | 0 | 0 | 0 | 0 | 0 | 0 | 0 | 0 | 0 | 0
[8 empty] | 7697 | November | Winter | Weekday | 0 | 0 | 0 | 0 | 0 | 0 | 0 | 0 | 0 | 0 | 0 | 0 | 0 | 0 | 0 | 0 | 0 | 0 | 0 | 0 | 0 | 0 | 0 | 0 | 0 | 0 | 0 | 0 | 0 | 0
[8 empty] | 7698 | November | Winter | Weekday | 0 | 0 | 0 | 0 | 0 | 0 | 0 | 0 | 0 | 0 | 0 | 0 | 0 | 0 | 0 | 0 | 0 | 0 | 0 | 0 | 0 | 0 | 0 | 0 | 0 | 0 | 0 | 0 | 0 | 0
[8 empty] | 7699 | November | Winter | Weekday | 0 | 0 | 0 | 0 | 0 | 0 | 0 | 0 | 0 | 0 | 0 | 0 | 0 | 0 | 0 | 0 | 0 | 0 | 0 | 0 | 0 | 0 | 0 | 0 | 0 | 0 | 0 | 0 | 0 | 0
[8 empty] | 7700 | November | Winter | Weekday | 0 | 0 | 0 | 0 | 0 | 0 | 0 | 0 | 0 | 0 | 0 | 0 | 0 | 0 | 0 | 0 | 0 | 0 | 0 | 0 | 0 | 0 | 0 | 0 | 0 | 0 | 0 | 0 | 0 | 0
[8 empty] | 7701 | November | Winter | Weekday | 0 | 0 | 0 | 0 | 0 | 0 | 0 | 0 | 0 | 0 | 0 | 0 | 0 | 0 | 0 | 0 | 0 | 0 | 0 | 0 | 0 | 0 | 0 | 0 | 0 | 0 | 0 | 0 | 0 | 0
[8 empty] | 7702 | November | Winter | Weekday | 0 | 0 | 0 | 0 | 0 | 0 | 0 | 0 | 0 | 0 | 0 | 0 | 0 | 0 | 0 | 0 | 0 | 0 | 0 | 0 | 0 | 0 | 0 | 0 | 0 | 0 | 0 | 0 | 0 | 0
[8 empty] | 7703 | November | Winter | Weekday | 0 | 0 | 0 | 0 | 0 | 0 | 0 | 0 | 0 | 0 | 0 | 0 | 0 | 0 | 0 | 0 | 0 | 0 | 0 | 0 | 0 | 0 | 0 | 0 | 0 | 0 | 0 | 0 | 0 | 0
[8 empty] | 7704 | November | Winter | Weekday | 0 | 0 | 0 | 0 | 0 | 0 | 0 | 0 | 0 | 0 | 0 | 0 | 0 | 0 | 0 | 0 | 0 | 0 | 0 | 0 | 0 | 0 | 0 | 0 | 0 | 0 | 0 | 0 | 0 | 0
[8 empty] | 7705 | November | Winter | Weekend | 0 | 0 | 0 | 0 | 0 | 0 | 0 | 0 | 0 | 0 | 0 | 0 | 0 | 0 | 0 | 0 | 0 | 0 | 0 | 0 | 0 | 0 | 0 | 0 | 0 | 4.8 | 4.8 | 0 | 0 | 0
[8 empty] | 7706 | November | Winter | Weekend | 0 | 0 | 0 | 0 | 0 | 0 | 0 | 0 | 0 | 0 | 0 | 0 | 0 | 0 | 0 | 0 | 0 | 0 | 0 | 0 | 0 | 0 | 0 | 0 | 0 | 4.8 | 4.8 | 0 | 0 | 0
[8 empty] | 7707 | November | Winter | Weekend | 0 | 0 | 0 | 0 | 0 | 0 | 0 | 0 | 0 | 0 | 0 | 0 | 0 | 0 | 0 | 0 | 0 | 0 | 0 | 0 | 0 | 0 | 0 | 0 | 0 | 4.8 | 4.8 | 0 | 0 | 0
[8 empty] | 7708 | November | Winter | Weekend | 0 | 0 | 0 | 0 | 0 | 0 | 0 | 0 | 0 | 0 | 0 | 0 | 0 | 0 | 0 | 0 | 0 | 0 | 0 | 0 | 0 | 0 | 0 | 0 | 0 | 4.8 | 4.8 | 0 | 0 | 0
[8 empty] | 7709 | November | Winter | Weekend | 0 | 0 | 0 | 0 | 0 | 0 | 0 | 0 | 0 | 0 | 0 | 0 | 0 | 0 | 0 | 0 | 0 | 0 | 0 | 0 | 0 | 0 | 0 | 0 | 0 | 4.8 | 4.8 | 0 | 0 | 0
[8 empty] | 7710 | November | Winter | Weekend | 0 | 0 | 0 | 0 | 0 | 0 | 0 | 0 | 0 | 0 | 0 | 0 | 0 | 0 | 0 | 0 | 0 | 0 | 0 | 0 | 0 | 0 | 0 | 0 | 0 | 4.8 | 4.8 | 0 | 0 | 0
[8 empty] | 7711 | November | Winter | Weekend | 0 | 0 | 0 | 0 | 0 | 0 | 0 | 0 | 0 | 0 | 0 | 0 | 0 | 0 | 0 | 0 | 0 | 0 | 0 | 0 | 0 | 0 | 0 | 0 | 0 | 1.2 | 1.2 | 0 | 0 | 0
[8 empty] | 7712 | November | Winter | Weekend | 0 | 0 | 0 | 0 | 0 | 0 | 0 | 0 | 0 | 0 | 0 | 0 | 0 | 0 | 0 | 0 | 0 | 0 | 0 | 0 | 0 | 0 | 0 | 0 | 0 | 0 | 0 | 0 | 0 | 0
[8 empty] | 7713 | November | Winter | Weekend | 0 | 0 | 0 | 0 | 0 | 0 | 0 | 0 | 0 | 0 | 0 | 0 | 0 | 0 | 0 | 0 | 0 | 0 | 0 | 0 | 0 | 0 | 0 | 0 | 0 | 0 | 0 | 0 | 0 | 0
[8 empty] | 7714 | November | Winter | Weekend | 0 | 0 | 0 | 0 | 0 | 0 | 0 | 0 | 0 | 0 | 0 | 0 | 0 | 0 | 0 | 0 | 0 | 0 | 0 | 0 | 0 | 0 | 0 | 0 | 0 | 0 | 0 | 0 | 0 | 0
[8 empty] | 7715 | November | Winter | Weekend | 0 | 0 | 0 | 0 | 0 | 0 | 0 | 0 | 0 | 0 | 0 | 0 | 0 | 0 | 0 | 0 | 0 | 0 | 0 | 0 | 0 | 0 | 0 | 0 | 0 | 0 | 0 | 0 | 0 | 0
[8 empty] | 7716 | November | Winter | Weekend | 0 | 0 | 0 | 0 | 0 | 0 | 0 | 0 | 0 | 0 | 0 | 0 | 0 | 0 | 0 | 0 | 0 | 0 | 0 | 0 | 0 | 0 | 0 | 0 | 0 | 0 | 0 | 0 | 0 | 0
[8 empty] | 7717 | November | Winter | Weekend | 0 | 0 | 0 | 0 | 0 | 0 | 0 | 0 | 0 | 0 | 0 | 0 | 0 | 0 | 0 | 0 | 0 | 0 | 0 | 0 | 0 | 0 | 0 | 0 | 0 | 0 | 0 | 0 | 0 | 0
[8 empty] | 7718 | November | Winter | Weekend | 0 | 0 | 0 | 0 | 0 | 0 | 0 | 0 | 0 | 0 | 0 | 0 | 0 | 0 | 0 | 0 | 0 | 0 | 0 | 0 | 0 | 0 | 0 | 0 | 0 | 0 | 0 | 0 | 0 | 0
[8 empty] | 7719 | November | Winter | Weekend | 0 | 0 | 0 | 0 | 0 | 0 | 0 | 0 | 0 | 0 | 0 | 0 | 0 | 0 | 0 | 0 | 0 | 0 | 0 | 0 | 0 | 0 | 0 | 0 | 0 | 0 | 0 | 0 | 0 | 0
[8 empty] | 7720 | November | Winter | Weekend | 0 | 0 | 0 | 0 | 0 | 0 | 0 | 0 | 0 | 0 | 0 | 0 | 0 | 0 | 0 | 0 | 0 | 0 | 0 | 0 | 0 | 0 | 0 | 0 | 0 | 0 | 0 | 0 | 0 | 0
[8 empty] | 7721 | November | Winter | Weekend | 0 | 0 | 0 | 0 | 0 | 0 | 0 | 0 | 0 | 0 | 0 | 0 | 0 | 0 | 0 | 0 | 0 | 0 | 0 | 0 | 0 | 0 | 0 | 0 | 0 | 0 | 0 | 0 | 0 | 0
[8 empty] | 7722 | November | Winter | Weekend | 0 | 0 | 0 | 0 | 0 | 0 | 0 | 0 | 0 | 0 | 0 | 0 | 0 | 0 | 0 | 0 | 0 | 0 | 0 | 0 | 0 | 0 | 0 | 0 | 0 | 0 | 0 | 0 | 0 | 0
[8 empty] | 7723 | November | Winter | Weekend | 0 | 0 | 0 | 0 | 0 | 0 | 0 | 0 | 0 | 0 | 0 | 0 | 0 | 0 | 0 | 0 | 0 | 0 | 0 | 0 | 0 | 0 | 0 | 0 | 0 | 0 | 0 | 0 | 0 | 0
[8 empty] | 7724 | November | Winter | Weekend | 0 | 0 | 0 | 0 | 0 | 0 | 0 | 0 | 0 | 0 | 0 | 0 | 0 | 0 | 0 | 0 | 0 | 0 | 0 | 0 | 0 | 0 | 0 | 0 | 0 | 0 | 0 | 0 | 0 | 0
[8 empty] | 7725 | November | Winter | Weekend | 0 | 0 | 0 | 0 | 0 | 0 | 0 | 0 | 0 | 0 | 0 | 0 | 0 | 0 | 0 | 0 | 0 | 0 | 0 | 0 | 0 | 0 | 0 | 0 | 0 | 0 | 0 | 0 | 0 | 0
[8 empty] | 7726 | November | Winter | Weekend | 0 | 0 | 0 | 0 | 0 | 0 | 0 | 0 | 0 | 0 | 0 | 0 | 0 | 0 | 0 | 0 | 0 | 0 | 0 | 0 | 0 | 0 | 0 | 0 | 0 | 0 | 0 | 0 | 0 | 0
[8 empty] | 7727 | November | Winter | Weekend | 0 | 0 | 0 | 0 | 0 | 0 | 0 | 0 | 0 | 0 | 0 | 0 | 0 | 0 | 0 | 0 | 0 | 0 | 0 | 0 | 0 | 0 | 0 | 0 | 0 | 0 | 0 | 0 | 0 | 0
[8 empty] | 7728 | November | Winter | Weekend | 0 | 0 | 0 | 0 | 0 | 0 | 0 | 0 | 0 | 0 | 0 | 0 | 0 | 0 | 0 | 0 | 0 | 0 | 0 | 0 | 0 | 0 | 0 | 0 | 0 | 0 | 0 | 0 | 0 | 0
[8 empty] | 7729 | November | Winter | Weekend | 0 | 0 | 0 | 0 | 0 | 0 | 0 | 0 | 0 | 0 | 0 | 0 | 0 | 0 | 0 | 0 | 0 | 0 | 0 | 0 | 0 | 0 | 0 | 0 | 0 | 4.8 | 4.8 | 0 | 0 | 0
[8 empty] | 7730 | November | Winter | Weekend | 0 | 0 | 0 | 0 | 0 | 0 | 0 | 0 | 0 | 0 | 0 | 0 | 0 | 0 | 0 | 0 | 0 | 0 | 0 | 0 | 0 | 0 | 0 | 0 | 0 | 4.8 | 4.8 | 0 | 0 | 0
[8 empty] | 7731 | November | Winter | Weekend | 0 | 0 | 0 | 0 | 0 | 0 | 0 | 0 | 0 | 0 | 0 | 0 | 0 | 0 | 0 | 0 | 0 | 0 | 0 | 0 | 0 | 0 | 0 | 0 | 0 | 4.8 | 4.8 | 0 | 0 | 0
[8 empty] | 7732 | November | Winter | Weekend | 0 | 0 | 0 | 0 | 0 | 0 | 0 | 0 | 0 | 0 | 0 | 0 | 0 | 0 | 0 | 0 | 0 | 0 | 0 | 0 | 0 | 0 | 0 | 0 | 0 | 4.8 | 4.8 | 0 | 0 | 0
[8 empty] | 7733 | November | Winter | Weekend | 0 | 0 | 0 | 0 | 0 | 0 | 0 | 0 | 0 | 0 | 0 | 0 | 0 | 0 | 0 | 0 | 0 | 0 | 0 | 0 | 0 | 0 | 0 | 0 | 0 | 4.8 | 4.8 | 0 | 0 | 0
[8 empty] | 7734 | November | Winter | Weekend | 0 | 0 | 0 | 0 | 0 | 0 | 0 | 0 | 0 | 0 | 0 | 0 | 0 | 0 | 0 | 0 | 0 | 0 | 0 | 0 | 0 | 0 | 0 | 0 | 0 | 4.8 | 4.8 | 0 | 0 | 0
[8 empty] | 7735 | November | Winter | Weekend | 0 | 0 | 0 | 0 | 0 | 0 | 0 | 0 | 0 | 0 | 0 | 0 | 0 | 0 | 0 | 0 | 0 | 0 | 0 | 0 | 0 | 0 | 0 | 0 | 0 | 1.2 | 1.2 | 0 | 0 | 0
[8 empty] | 7736 | November | Winter | Weekend | 0 | 0 | 0 | 0 | 0 | 0 | 0 | 0 | 0 | 0 | 0 | 0 | 0 | 0 | 0 | 0 | 0 | 0 | 0 | 0 | 0 | 0 | 0 | 0 | 0 | 0 | 0 | 0 | 0 | 0
[8 empty] | 7737 | November | Winter | Weekend | 0 | 0 | 0 | 0 | 0 | 0 | 0 | 0 | 0 | 0 | 0 | 0 | 0 | 0 | 0 | 0 | 0 | 0 | 0 | 0 | 0 | 0 | 0 | 0 | 0 | 0 | 0 | 0 | 0 | 0
[8 empty] | 7738 | November | Winter | Weekend | 0 | 0 | 0 | 0 | 0 | 0 | 0 | 0 | 0 | 0 | 0 | 0 | 0 | 0 | 0 | 0 | 0 | 0 | 0 | 0 | 0 | 0 | 0 | 0 | 0 | 0 | 0 | 0 | 0 | 0
[8 empty] | 7739 | November | Winter | Weekend | 0 | 0 | 0 | 0 | 0 | 0 | 0 | 0 | 0 | 0 | 0 | 0 | 0 | 0 | 0 | 0 | 0 | 0 | 0 | 0 | 0 | 0 | 0 | 0 | 0 | 0 | 0 | 0 | 0 | 0
[8 empty] | 7740 | November | Winter | Weekend | 0 | 0 | 0 | 0 | 0 | 0 | 0 | 0 | 0 | 0 | 0 | 0 | 0 | 0 | 0 | 0 | 0 | 0 | 0 | 0 | 0 | 0 | 0 | 0 | 0 | 0 | 0 | 0 | 0 | 0
[8 empty] | 7741 | November | Winter | Weekend | 0 | 0 | 0 | 0 | 0 | 0 | 0 | 0 | 0 | 0 | 0 | 0 | 0 | 0 | 0 | 0 | 0 | 0 | 0 | 0 | 0 | 0 | 0 | 0 | 0 | 0 | 0 | 0 | 0 | 0
[8 empty] | 7742 | November | Winter | Weekend | 0 | 0 | 0 | 0 | 0 | 0 | 0 | 0 | 0 | 0 | 0 | 0 | 0 | 0 | 0 | 0 | 0 | 0 | 0 | 0 | 0 | 0 | 0 | 0 | 0 | 0 | 0 | 0 | 0 | 0
[8 empty] | 7743 | November | Winter | Weekend | 0 | 0 | 0 | 0 | 0 | 0 | 0 | 0 | 0 | 0 | 0 | 0 | 0 | 0 | 0 | 0 | 0 | 0 | 0 | 0 | 0 | 0 | 0 | 0 | 0 | 0 | 0 | 0 | 0 | 0
[8 empty] | 7744 | November | Winter | Weekend | 0 | 0 | 0 | 0 | 0 | 0 | 0 | 0 | 0 | 0 | 0 | 0 | 0 | 0 | 0 | 0 | 0 | 0 | 0 | 0 | 0 | 0 | 0 | 0 | 0 | 0 | 0 | 0 | 0 | 0
[8 empty] | 7745 | November | Winter | Weekend | 0 | 0 | 0 | 0 | 0 | 0 | 0 | 0 | 0 | 0 | 0 | 0 | 0 | 0 | 0 | 0 | 0 | 0 | 0 | 0 | 0 | 0 | 0 | 0 | 0 | 0 | 0 | 0 | 0 | 0
[8 empty] | 7746 | November | Winter | Weekend | 0 | 0 | 0 | 0 | 0 | 0 | 0 | 0 | 0 | 0 | 0 | 0 | 0 | 0 | 0 | 0 | 0 | 0 | 0 | 0 | 0 | 0 | 0 | 0 | 0 | 0 | 0 | 0 | 0 | 0
[8 empty] | 7747 | November | Winter | Weekend | 0 | 0 | 0 | 0 | 0 | 0 | 0 | 0 | 0 | 0 | 0 | 0 | 0 | 0 | 0 | 0 | 0 | 0 | 0 | 0 | 0 | 0 | 0 | 0 | 0 | 0 | 0 | 0 | 0 | 0
[8 empty] | 7748 | November | Winter | Weekend | 0 | 0 | 0 | 0 | 0 | 0 | 0 | 0 | 0 | 0 | 0 | 0 | 0 | 0 | 0 | 0 | 0 | 0 | 0 | 0 | 0 | 0 | 0 | 0 | 0 | 0 | 0 | 0 | 0 | 0
[8 empty] | 7749 | November | Winter | Weekend | 0 | 0 | 0 | 0 | 0 | 0 | 0 | 0 | 0 | 0 | 0 | 0 | 0 | 0 | 0 | 0 | 0 | 0 | 0 | 0 | 0 | 0 | 0 | 0 | 0 | 0 | 0 | 0 | 0 | 0
[8 empty] | 7750 | November | Winter | Weekend | 0 | 0 | 0 | 0 | 0 | 0 | 0 | 0 | 0 | 0 | 0 | 0 | 0 | 0 | 0 | 0 | 0 | 0 | 0 | 0 | 0 | 0 | 0 | 0 | 0 | 0 | 0 | 0 | 0 | 0
[8 empty] | 7751 | November | Winter | Weekend | 0 | 0 | 0 | 0 | 0 | 0 | 0 | 0 | 0 | 0 | 0 | 0 | 0 | 0 | 0 | 0 | 0 | 0 | 0 | 0 | 0 | 0 | 0 | 0 | 0 | 0 | 0 | 0 | 0 | 0
[8 empty] | 7752 | November | Winter | Weekend | 0 | 0 | 0 | 0 | 0 | 0 | 0 | 0 | 0 | 0 | 0 | 0 | 0 | 0 | 0 | 0 | 0 | 0 | 0 | 0 | 0 | 0 | 0 | 0 | 0 | 0 | 0 | 0 | 0 | 0
[8 empty] | 7753 | November | Winter | Weekday | 0 | 0 | 0 | 0 | 0 | 0 | 0 | 0 | 0 | 0 | 0 | 0 | 0 | 0 | 0 | 0 | 0 | 0 | 0 | 0 | 0 | 0 | 0 | 0 | 0 | 4.8 | 4.8 | 0 | 0 | 0
[8 empty] | 7754 | November | Winter | Weekday | 0 | 0 | 0 | 0 | 0 | 0 | 0 | 0 | 0 | 0 | 0 | 0 | 0 | 0 | 0 | 0 | 0 | 0 | 0 | 0 | 0 | 0 | 0 | 0 | 0 | 4.8 | 4.8 | 0 | 0 | 0
[8 empty] | 7755 | November | Winter | Weekday | 0 | 0 | 0 | 0 | 0 | 0 | 0 | 0 | 0 | 0 | 0 | 0 | 0 | 0 | 0 | 0 | 0 | 0 | 0 | 0 | 0 | 0 | 0 | 0 | 0 | 4.8 | 4.8 | 0 | 0 | 0
[8 empty] | 7756 | November | Winter | Weekday | 0 | 0 | 0 | 0 | 0 | 0 | 0 | 0 | 0 | 0 | 0 | 0 | 0 | 0 | 0 | 0 | 0 | 0 | 0 | 0 | 0 | 0 | 0 | 0 | 0 | 4.8 | 4.8 | 0 | 0 | 0
[8 empty] | 7757 | November | Winter | Weekday | 0 | 0 | 0 | 0 | 0 | 0 | 0 | 0 | 0 | 0 | 0 | 0 | 0 | 0 | 0 | 0 | 0 | 0 | 0 | 0 | 0 | 0 | 0 | 0 | 0 | 4.8 | 4.8 | 0 | 0 | 0
[8 empty] | 7758 | November | Winter | Weekday | 0 | 0 | 0 | 0 | 0 | 0 | 0 | 0 | 0 | 0 | 0 | 0 | 0 | 0 | 0 | 0 | 0 | 0 | 0 | 0 | 0 | 0 | 0 | 0 | 0 | 4.8 | 4.8 | 0 | 0 | 0
[8 empty] | 7759 | November | Winter | Weekday | 0 | 0 | 0 | 0 | 0 | 0 | 0 | 0 | 0 | 0 | 0 | 0 | 0 | 0 | 0 | 0 | 0 | 0 | 0 | 0 | 0 | 0 | 0 | 0 | 0 | 1.2 | 1.2 | 0 | 0 | 0
[8 empty] | 7760 | November | Winter | Weekday | 0 | 0 | 0 | 0 | 0 | 0 | 0 | 0 | 0 | 0 | 0 | 0 | 0 | 0 | 0 | 0 | 0 | 0 | 0 | 0 | 0 | 0 | 0 | 0 | 0 | 0 | 0 | 0 | 0 | 0
[8 empty] | 7761 | November | Winter | Weekday | 0 | 0 | 0 | 0 | 0 | 0 | 0 | 0 | 0 | 0 | 0 | 0 | 0 | 0 | 0 | 0 | 0 | 0 | 0 | 0 | 0 | 0 | 0 | 0 | 0 | 0 | 0 | 0 | 0 | 0
[8 empty] | 7762 | November | Winter | Weekday | 0 | 0 | 0 | 0 | 0 | 0 | 0 | 0 | 0 | 0 | 0 | 0 | 0 | 0 | 0 | 0 | 0 | 0 | 0 | 0 | 0 | 0 | 0 | 0 | 0 | 0 | 0 | 0 | 0 | 0
[8 empty] | 7763 | November | Winter | Weekday | 0 | 0 | 0 | 0 | 0 | 0 | 0 | 0 | 0 | 0 | 0 | 0 | 0 | 0 | 0 | 0 | 0 | 0 | 0 | 0 | 0 | 0 | 0 | 0 | 0 | 0 | 0 | 0 | 0 | 0
[8 empty] | 7764 | November | Winter | Weekday | 0 | 0 | 0 | 0 | 0 | 0 | 0 | 0 | 0 | 0 | 0 | 0 | 0 | 0 | 0 | 0 | 0 | 0 | 0 | 0 | 0 | 0 | 0 | 0 | 0 | 0 | 0 | 0 | 0 | 0
[8 empty] | 7765 | November | Winter | Weekday | 0 | 0 | 0 | 0 | 0 | 0 | 0 | 0 | 0 | 0 | 0 | 0 | 0 | 0 | 0 | 0 | 0 | 0 | 0 | 0 | 0 | 0 | 0 | 0 | 0 | 0 | 0 | 0 | 0 | 0
[8 empty] | 7766 | November | Winter | Weekday | 0 | 0 | 0 | 0 | 0 | 0 | 0 | 0 | 0 | 0 | 0 | 0 | 0 | 0 | 0 | 0 | 0 | 0 | 0 | 0 | 0 | 0 | 0 | 0 | 0 | 0 | 0 | 0 | 0 | 0
[8 empty] | 7767 | November | Winter | Weekday | 0 | 0 | 0 | 0 | 0 | 0 | 0 | 0 | 0 | 0 | 0 | 0 | 0 | 0 | 0 | 0 | 0 | 0 | 0 | 0 | 0 | 0 | 0 | 0 | 0 | 0 | 0 | 0 | 0 | 0
[8 empty] | 7768 | November | Winter | Weekday | 0 | 0 | 0 | 0 | 0 | 0 | 0 | 0 | 0 | 0 | 0 | 0 | 0 | 0 | 0 | 0 | 0 | 0 | 0 | 0 | 0 | 0 | 0 | 0 | 0 | 0 | 0 | 0 | 0 | 0
[8 empty] | 7769 | November | Winter | Weekday | 0 | 0 | 0 | 0 | 0 | 0 | 0 | 0 | 0 | 0 | 0 | 0 | 0 | 0 | 0 | 0 | 0 | 0 | 0 | 0 | 0 | 0 | 0 | 0 | 0 | 0 | 0 | 0 | 0 | 0
[8 empty] | 7770 | November | Winter | Weekday | 0 | 0 | 0 | 0 | 0 | 0 | 0 | 0 | 0 | 0 | 0 | 0 | 0 | 0 | 0 | 0 | 0 | 0 | 0 | 0 | 0 | 0 | 0 | 0 | 0 | 0 | 0 | 0 | 0 | 0
[8 empty] | 7771 | November | Winter | Weekday | 0 | 0 | 0 | 0 | 0 | 0 | 0 | 0 | 0 | 0 | 0 | 0 | 0 | 0 | 0 | 0 | 0 | 0 | 0 | 0 | 0 | 0 | 0 | 0 | 0 | 0 | 0 | 0 | 0 | 0
[8 empty] | 7772 | November | Winter | Weekday | 0 | 0 | 0 | 0 | 0 | 0 | 0 | 0 | 0 | 0 | 0 | 0 | 0 | 0 | 0 | 0 | 0 | 0 | 0 | 0 | 0 | 0 | 0 | 0 | 0 | 0 | 0 | 0 | 0 | 0
[8 empty] | 7773 | November | Winter | Weekday | 0 | 0 | 0 | 0 | 0 | 0 | 0 | 0 | 0 | 0 | 0 | 0 | 0 | 0 | 0 | 0 | 0 | 0 | 0 | 0 | 0 | 0 | 0 | 0 | 0 | 0 | 0 | 0 | 0 | 0
[8 empty] | 7774 | November | Winter | Weekday | 0 | 0 | 0 | 0 | 0 | 0 | 0 | 0 | 0 | 0 | 0 | 0 | 0 | 0 | 0 | 0 | 0 | 0 | 0 | 0 | 0 | 0 | 0 | 0 | 0 | 0 | 0 | 0 | 0 | 0
[8 empty] | 7775 | November | Winter | Weekday | 0 | 0 | 0 | 0 | 0 | 0 | 0 | 0 | 0 | 0 | 0 | 0 | 0 | 0 | 0 | 0 | 0 | 0 | 0 | 0 | 0 | 0 | 0 | 0 | 0 | 0 | 0 | 0 | 0 | 0
[8 empty] | 7776 | November | Winter | Weekday | 0 | 0 | 0 | 0 | 0 | 0 | 0 | 0 | 0 | 0 | 0 | 0 | 0 | 0 | 0 | 0 | 0 | 0 | 0 | 0 | 0 | 0 | 0 | 0 | 0 | 0 | 0 | 0 | 0 | 0
[8 empty] | 7777 | November | Winter | Weekday | 0 | 0 | 0 | 0 | 0 | 0 | 0 | 0 | 0 | 0 | 0 | 0 | 0 | 0 | 0 | 0 | 0 | 0 | 0 | 0 | 0 | 0 | 0 | 0 | 0 | 4.8 | 4.8 | 0 | 0 | 0
[8 empty] | 7778 | November | Winter | Weekday | 0 | 0 | 0 | 0 | 0 | 0 | 0 | 0 | 0 | 0 | 0 | 0 | 0 | 0 | 0 | 0 | 0 | 0 | 0 | 0 | 0 | 0 | 0 | 0 | 0 | 4.8 | 4.8 | 0 | 0 | 0
[8 empty] | 7779 | November | Winter | Weekday | 0 | 0 | 0 | 0 | 0 | 0 | 0 | 0 | 0 | 0 | 0 | 0 | 0 | 0 | 0 | 0 | 0 | 0 | 0 | 0 | 0 | 0 | 0 | 0 | 0 | 4.8 | 4.8 | 0 | 0 | 0
[8 empty] | 7780 | November | Winter | Weekday | 0 | 0 | 0 | 0 | 0 | 0 | 0 | 0 | 0 | 0 | 0 | 0 | 0 | 0 | 0 | 0 | 0 | 0 | 0 | 0 | 0 | 0 | 0 | 0 | 0 | 4.8 | 4.8 | 0 | 0 | 0
[8 empty] | 7781 | November | Winter | Weekday | 0 | 0 | 0 | 0 | 0 | 0 | 0 | 0 | 0 | 0 | 0 | 0 | 0 | 0 | 0 | 0 | 0 | 0 | 0 | 0 | 0 | 0 | 0 | 0 | 0 | 4.8 | 4.8 | 0 | 0 | 0
[8 empty] | 7782 | November | Winter | Weekday | 0 | 0 | 0 | 0 | 0 | 0 | 0 | 0 | 0 | 0 | 0 | 0 | 0 | 0 | 0 | 0 | 0 | 0 | 0 | 0 | 0 | 0 | 0 | 0 | 0 | 4.8 | 4.8 | 0 | 0 | 0
[8 empty] | 7783 | November | Winter | Weekday | 0 | 0 | 0 | 0 | 0 | 0 | 0 | 0 | 0 | 0 | 0 | 0 | 0 | 0 | 0 | 0 | 0 | 0 | 0 | 0 | 0 | 0 | 0 | 0 | 0 | 1.2 | 1.2 | 0 | 0 | 0
[8 empty] | 7784 | November | Winter | Weekday | 0 | 0 | 0 | 0 | 0 | 0 | 0 | 0 | 0 | 0 | 0 | 0 | 0 | 0 | 0 | 0 | 0 | 0 | 0 | 0 | 0 | 0 | 0 | 0 | 0 | 0 | 0 | 0 | 0 | 0
[8 empty] | 7785 | November | Winter | Weekday | 0 | 0 | 0 | 0 | 0 | 0 | 0 | 0 | 0 | 0 | 0 | 0 | 0 | 0 | 0 | 0 | 0 | 0 | 0 | 0 | 0 | 0 | 0 | 0 | 0 | 0 | 0 | 0 | 0 | 0
[8 empty] | 7786 | November | Winter | Weekday | 0 | 0 | 0 | 0 | 0 | 0 | 0 | 0 | 0 | 0 | 0 | 0 | 0 | 0 | 0 | 0 | 0 | 0 | 0 | 0 | 0 | 0 | 0 | 0 | 0 | 0 | 0 | 0 | 0 | 0
[8 empty] | 7787 | November | Winter | Weekday | 0 | 0 | 0 | 0 | 0 | 0 | 0 | 0 | 0 | 0 | 0 | 0 | 0 | 0 | 0 | 0 | 0 | 0 | 0 | 0 | 0 | 0 | 0 | 0 | 0 | 0 | 0 | 0 | 0 | 0
[8 empty] | 7788 | November | Winter | Weekday | 0 | 0 | 0 | 0 | 0 | 0 | 0 | 0 | 0 | 0 | 0 | 0 | 0 | 0 | 0 | 0 | 0 | 0 | 0 | 0 | 0 | 0 | 0 | 0 | 0 | 0 | 0 | 0 | 0 | 0
[8 empty] | 7789 | November | Winter | Weekday | 0 | 0 | 0 | 0 | 0 | 0 | 0 | 0 | 0 | 0 | 0 | 0 | 0 | 0 | 0 | 0 | 0 | 0 | 0 | 0 | 0 | 0 | 0 | 0 | 0 | 0 | 0 | 0 | 0 | 0
[8 empty] | 7790 | November | Winter | Weekday | 0 | 0 | 0 | 0 | 0 | 0 | 0 | 0 | 0 | 0 | 0 | 0 | 0 | 0 | 0 | 0 | 0 | 0 | 0 | 0 | 0 | 0 | 0 | 0 | 0 | 0 | 0 | 0 | 0 | 0
[8 empty] | 7791 | November | Winter | Weekday | 0 | 0 | 0 | 0 | 0 | 0 | 0 | 0 | 0 | 0 | 0 | 0 | 0 | 0 | 0 | 0 | 0 | 0 | 0 | 0 | 0 | 0 | 0 | 0 | 0 | 0 | 0 | 0 | 0 | 0
[8 empty] | 7792 | November | Winter | Weekday | 0 | 0 | 0 | 0 | 0 | 0 | 0 | 0 | 0 | 0 | 0 | 0 | 0 | 0 | 0 | 0 | 0 | 0 | 0 | 0 | 0 | 0 | 0 | 0 | 0 | 0 | 0 | 0 | 0 | 0
[8 empty] | 7793 | November | Winter | Weekday | 0 | 0 | 0 | 0 | 0 | 0 | 0 | 0 | 0 | 0 | 0 | 0 | 0 | 0 | 0 | 0 | 0 | 0 | 0 | 0 | 0 | 0 | 0 | 0 | 0 | 0 | 0 | 0 | 0 | 0
[8 empty] | 7794 | November | Winter | Weekday | 0 | 0 | 0 | 0 | 0 | 0 | 0 | 0 | 0 | 0 | 0 | 0 | 0 | 0 | 0 | 0 | 0 | 0 | 0 | 0 | 0 | 0 | 0 | 0 | 0 | 0 | 0 | 0 | 0 | 0
[8 empty] | 7795 | November | Winter | Weekday | 0 | 0 | 0 | 0 | 0 | 0 | 0 | 0 | 0 | 0 | 0 | 0 | 0 | 0 | 0 | 0 | 0 | 0 | 0 | 0 | 0 | 0 | 0 | 0 | 0 | 0 | 0 | 0 | 0 | 0
[8 empty] | 7796 | November | Winter | Weekday | 0 | 0 | 0 | 0 | 0 | 0 | 0 | 0 | 0 | 0 | 0 | 0 | 0 | 0 | 0 | 0 | 0 | 0 | 0 | 0 | 0 | 0 | 0 | 0 | 0 | 0 | 0 | 0 | 0 | 0
[8 empty] | 7797 | November | Winter | Weekday | 0 | 0 | 0 | 0 | 0 | 0 | 0 | 0 | 0 | 0 | 0 | 0 | 0 | 0 | 0 | 0 | 0 | 0 | 0 | 0 | 0 | 0 | 0 | 0 | 0 | 0 | 0 | 0 | 0 | 0
[8 empty] | 7798 | November | Winter | Weekday | 0 | 0 | 0 | 0 | 0 | 0 | 0 | 0 | 0 | 0 | 0 | 0 | 0 | 0 | 0 | 0 | 0 | 0 | 0 | 0 | 0 | 0 | 0 | 0 | 0 | 0 | 0 | 0 | 0 | 0
[8 empty] | 7799 | November | Winter | Weekday | 0 | 0 | 0 | 0 | 0 | 0 | 0 | 0 | 0 | 0 | 0 | 0 | 0 | 0 | 0 | 0 | 0 | 0 | 0 | 0 | 0 | 0 | 0 | 0 | 0 | 0 | 0 | 0 | 0 | 0
[8 empty] | 7800 | November | Winter | Weekday | 0 | 0 | 0 | 0 | 0 | 0 | 0 | 0 | 0 | 0 | 0 | 0 | 0 | 0 | 0 | 0 | 0 | 0 | 0 | 0 | 0 | 0 | 0 | 0 | 0 | 0 | 0 | 0 | 0 | 0
[8 empty] | 7801 | November | Winter | Weekday | 0 | 0 | 0 | 0 | 0 | 0 | 0 | 0 | 0 | 0 | 0 | 0 | 0 | 0 | 0 | 0 | 0 | 0 | 0 | 0 | 0 | 0 | 0 | 0 | 0 | 4.8 | 4.8 | 0 | 0 | 0
[8 empty] | 7802 | November | Winter | Weekday | 0 | 0 | 0 | 0 | 0 | 0 | 0 | 0 | 0 | 0 | 0 | 0 | 0 | 0 | 0 | 0 | 0 | 0 | 0 | 0 | 0 | 0 | 0 | 0 | 0 | 4.8 | 4.8 | 0 | 0 | 0
[8 empty] | 7803 | November | Winter | Weekday | 0 | 0 | 0 | 0 | 0 | 0 | 0 | 0 | 0 | 0 | 0 | 0 | 0 | 0 | 0 | 0 | 0 | 0 | 0 | 0 | 0 | 0 | 0 | 0 | 0 | 4.8 | 4.8 | 0 | 0 | 0
[8 empty] | 7804 | November | Winter | Weekday | 0 | 0 | 0 | 0 | 0 | 0 | 0 | 0 | 0 | 0 | 0 | 0 | 0 | 0 | 0 | 0 | 0 | 0 | 0 | 0 | 0 | 0 | 0 | 0 | 0 | 4.8 | 4.8 | 0 | 0 | 0
[8 empty] | 7805 | November | Winter | Weekday | 0 | 0 | 0 | 0 | 0 | 0 | 0 | 0 | 0 | 0 | 0 | 0 | 0 | 0 | 0 | 0 | 0 | 0 | 0 | 0 | 0 | 0 | 0 | 0 | 0 | 4.8 | 4.8 | 0 | 0 | 0
[8 empty] | 7806 | November | Winter | Weekday | 0 | 0 | 0 | 0 | 0 | 0 | 0 | 0 | 0 | 0 | 0 | 0 | 0 | 0 | 0 | 0 | 0 | 0 | 0 | 0 | 0 | 0 | 0 | 0 | 0 | 4.8 | 4.8 | 0 | 0 | 0
[8 empty] | 7807 | November | Winter | Weekday | 0 | 0 | 0 | 0 | 0 | 0 | 0 | 0 | 0 | 0 | 0 | 0 | 0 | 0 | 0 | 0 | 0 | 0 | 0 | 0 | 0 | 0 | 0 | 0 | 0 | 1.2 | 1.2 | 0 | 0 | 0
[8 empty] | 7808 | November | Winter | Weekday | 0 | 0 | 0 | 0 | 0 | 0 | 0 | 0 | 0 | 0 | 0 | 0 | 0 | 0 | 0 | 0 | 0 | 0 | 0 | 0 | 0 | 0 | 0 | 0 | 0 | 0 | 0 | 0 | 0 | 0
[8 empty] | 7809 | November | Winter | Weekday | 0 | 0 | 0 | 0 | 0 | 0 | 0 | 0 | 0 | 0 | 0 | 0 | 0 | 0 | 0 | 0 | 0 | 0 | 0 | 0 | 0 | 0 | 0 | 0 | 0 | 0 | 0 | 0 | 0 | 0
[8 empty] | 7810 | November | Winter | Weekday | 0 | 0 | 0 | 0 | 0 | 0 | 0 | 0 | 0 | 0 | 0 | 0 | 0 | 0 | 0 | 0 | 0 | 0 | 0 | 0 | 0 | 0 | 0 | 0 | 0 | 0 | 0 | 0 | 0 | 0
[8 empty] | 7811 | November | Winter | Weekday | 0 | 0 | 0 | 0 | 0 | 0 | 0 | 0 | 0 | 0 | 0 | 0 | 0 | 0 | 0 | 0 | 0 | 0 | 0 | 0 | 0 | 0 | 0 | 0 | 0 | 0 | 0 | 0 | 0 | 0
[8 empty] | 7812 | November | Winter | Weekday | 0 | 0 | 0 | 0 | 0 | 0 | 0 | 0 | 0 | 0 | 0 | 0 | 0 | 0 | 0 | 0 | 0 | 0 | 0 | 0 | 0 | 0 | 0 | 0 | 0 | 0 | 0 | 0 | 0 | 0
[8 empty] | 7813 | November | Winter | Weekday | 0 | 0 | 0 | 0 | 0 | 0 | 0 | 0 | 0 | 0 | 0 | 0 | 0 | 0 | 0 | 0 | 0 | 0 | 0 | 0 | 0 | 0 | 0 | 0 | 0 | 0 | 0 | 0 | 0 | 0
[8 empty] | 7814 | November | Winter | Weekday | 0 | 0 | 0 | 0 | 0 | 0 | 0 | 0 | 0 | 0 | 0 | 0 | 0 | 0 | 0 | 0 | 0 | 0 | 0 | 0 | 0 | 0 | 0 | 0 | 0 | 0 | 0 | 0 | 0 | 0
[8 empty] | 7815 | November | Winter | Weekday | 0 | 0 | 0 | 0 | 0 | 0 | 0 | 0 | 0 | 0 | 0 | 0 | 0 | 0 | 0 | 0 | 0 | 0 | 0 | 0 | 0 | 0 | 0 | 0 | 0 | 0 | 0 | 0 | 0 | 0
[8 empty] | 7816 | November | Winter | Weekday | 0 | 0 | 0 | 0 | 0 | 0 | 0 | 0 | 0 | 0 | 0 | 0 | 0 | 0 | 0 | 0 | 0 | 0 | 0 | 0 | 0 | 0 | 0 | 0 | 0 | 0 | 0 | 0 | 0 | 0
[8 empty] | 7817 | November | Winter | Weekday | 0 | 0 | 0 | 0 | 0 | 0 | 0 | 0 | 0 | 0 | 0 | 0 | 0 | 0 | 0 | 0 | 0 | 0 | 0 | 0 | 0 | 0 | 0 | 0 | 0 | 0 | 0 | 0 | 0 | 0
[8 empty] | 7818 | November | Winter | Weekday | 0 | 0 | 0 | 0 | 0 | 0 | 0 | 0 | 0 | 0 | 0 | 0 | 0 | 0 | 0 | 0 | 0 | 0 | 0 | 0 | 0 | 0 | 0 | 0 | 0 | 0 | 0 | 0 | 0 | 0
[8 empty] | 7819 | November | Winter | Weekday | 0 | 0 | 0 | 0 | 0 | 0 | 0 | 0 | 0 | 0 | 0 | 0 | 0 | 0 | 0 | 0 | 0 | 0 | 0 | 0 | 0 | 0 | 0 | 0 | 0 | 0 | 0 | 0 | 0 | 0
[8 empty] | 7820 | November | Winter | Weekday | 0 | 0 | 0 | 0 | 0 | 0 | 0 | 0 | 0 | 0 | 0 | 0 | 0 | 0 | 0 | 0 | 0 | 0 | 0 | 0 | 0 | 0 | 0 | 0 | 0 | 0 | 0 | 0 | 0 | 0
[8 empty] | 7821 | November | Winter | Weekday | 0 | 0 | 0 | 0 | 0 | 0 | 0 | 0 | 0 | 0 | 0 | 0 | 0 | 0 | 0 | 0 | 0 | 0 | 0 | 0 | 0 | 0 | 0 | 0 | 0 | 0 | 0 | 0 | 0 | 0
[8 empty] | 7822 | November | Winter | Weekday | 0 | 0 | 0 | 0 | 0 | 0 | 0 | 0 | 0 | 0 | 0 | 0 | 0 | 0 | 0 | 0 | 0 | 0 | 0 | 0 | 0 | 0 | 0 | 0 | 0 | 0 | 0 | 0 | 0 | 0
[8 empty] | 7823 | November | Winter | Weekday | 0 | 0 | 0 | 0 | 0 | 0 | 0 | 0 | 0 | 0 | 0 | 0 | 0 | 0 | 0 | 0 | 0 | 0 | 0 | 0 | 0 | 0 | 0 | 0 | 0 | 0 | 0 | 0 | 0 | 0
[8 empty] | 7824 | November | Winter | Weekday | 0 | 0 | 0 | 0 | 0 | 0 | 0 | 0 | 0 | 0 | 0 | 0 | 0 | 0 | 0 | 0 | 0 | 0 | 0 | 0 | 0 | 0 | 0 | 0 | 0 | 0 | 0 | 0 | 0 | 0
[8 empty] | 7825 | November | Winter | Weekday | 0 | 0 | 0 | 0 | 0 | 0 | 0 | 0 | 0 | 0 | 0 | 0 | 0 | 0 | 0 | 0 | 0 | 0 | 0 | 0 | 0 | 0 | 0 | 0 | 0 | 4.8 | 4.8 | 0 | 0 | 0
[8 empty] | 7826 | November | Winter | Weekday | 0 | 0 | 0 | 0 | 0 | 0 | 0 | 0 | 0 | 0 | 0 | 0 | 0 | 0 | 0 | 0 | 0 | 0 | 0 | 0 | 0 | 0 | 0 | 0 | 0 | 4.8 | 4.8 | 0 | 0 | 0
[8 empty] | 7827 | November | Winter | Weekday | 0 | 0 | 0 | 0 | 0 | 0 | 0 | 0 | 0 | 0 | 0 | 0 | 0 | 0 | 0 | 0 | 0 | 0 | 0 | 0 | 0 | 0 | 0 | 0 | 0 | 4.8 | 4.8 | 0 | 0 | 0
[8 empty] | 7828 | November | Winter | Weekday | 0 | 0 | 0 | 0 | 0 | 0 | 0 | 0 | 0 | 0 | 0 | 0 | 0 | 0 | 0 | 0 | 0 | 0 | 0 | 0 | 0 | 0 | 0 | 0 | 0 | 4.8 | 4.8 | 0 | 0 | 0
[8 empty] | 7829 | November | Winter | Weekday | 0 | 0 | 0 | 0 | 0 | 0 | 0 | 0 | 0 | 0 | 0 | 0 | 0 | 0 | 0 | 0 | 0 | 0 | 0 | 0 | 0 | 0 | 0 | 0 | 0 | 4.8 | 4.8 | 0 | 0 | 0
[8 empty] | 7830 | November | Winter | Weekday | 0 | 0 | 0 | 0 | 0 | 0 | 0 | 0 | 0 | 0 | 0 | 0 | 0 | 0 | 0 | 0 | 0 | 0 | 0 | 0 | 0 | 0 | 0 | 0 | 0 | 4.8 | 4.8 | 0 | 0 | 0
[8 empty] | 7831 | November | Winter | Weekday | 0 | 0 | 0 | 0 | 0 | 0 | 0 | 0 | 0 | 0 | 0 | 0 | 0 | 0 | 0 | 0 | 0 | 0 | 0 | 0 | 0 | 0 | 0 | 0 | 0 | 1.2 | 1.2 | 0 | 0 | 0
[8 empty] | 7832 | November | Winter | Weekday | 0 | 0 | 0 | 0 | 0 | 0 | 0 | 0 | 0 | 0 | 0 | 0 | 0 | 0 | 0 | 0 | 0 | 0 | 0 | 0 | 0 | 0 | 0 | 0 | 0 | 0 | 0 | 0 | 0 | 0
[8 empty] | 7833 | November | Winter | Weekday | 0 | 0 | 0 | 0 | 0 | 0 | 0 | 0 | 0 | 0 | 0 | 0 | 0 | 0 | 0 | 0 | 0 | 0 | 0 | 0 | 0 | 0 | 0 | 0 | 0 | 0 | 0 | 0 | 0 | 0
[8 empty] | 7834 | November | Winter | Weekday | 0 | 0 | 0 | 0 | 0 | 0 | 0 | 0 | 0 | 0 | 0 | 0 | 0 | 0 | 0 | 0 | 0 | 0 | 0 | 0 | 0 | 0 | 0 | 0 | 0 | 0 | 0 | 0 | 0 | 0
[8 empty] | 7835 | November | Winter | Weekday | 0 | 0 | 0 | 0 | 0 | 0 | 0 | 0 | 0 | 0 | 0 | 0 | 0 | 0 | 0 | 0 | 0 | 0 | 0 | 0 | 0 | 0 | 0 | 0 | 0 | 0 | 0 | 0 | 0 | 0
[8 empty] | 7836 | November | Winter | Weekday | 0 | 0 | 0 | 0 | 0 | 0 | 0 | 0 | 0 | 0 | 0 | 0 | 0 | 0 | 0 | 0 | 0 | 0 | 0 | 0 | 0 | 0 | 0 | 0 | 0 | 0 | 0 | 0 | 0 | 0
[8 empty] | 7837 | November | Winter | Weekday | 0 | 0 | 0 | 0 | 0 | 0 | 0 | 0 | 0 | 0 | 0 | 0 | 0 | 0 | 0 | 0 | 0 | 0 | 0 | 0 | 0 | 0 | 0 | 0 | 0 | 0 | 0 | 0 | 0 | 0
[8 empty] | 7838 | November | Winter | Weekday | 0 | 0 | 0 | 0 | 0 | 0 | 0 | 0 | 0 | 0 | 0 | 0 | 0 | 0 | 0 | 0 | 0 | 0 | 0 | 0 | 0 | 0 | 0 | 0 | 0 | 0 | 0 | 0 | 0 | 0
[8 empty] | 7839 | November | Winter | Weekday | 0 | 0 | 0 | 0 | 0 | 0 | 0 | 0 | 0 | 0 | 0 | 0 | 0 | 0 | 0 | 0 | 0 | 0 | 0 | 0 | 0 | 0 | 0 | 0 | 0 | 0 | 0 | 0 | 0 | 0
[8 empty] | 7840 | November | Winter | Weekday | 0 | 0 | 0 | 0 | 0 | 0 | 0 | 0 | 0 | 0 | 0 | 0 | 0 | 0 | 0 | 0 | 0 | 0 | 0 | 0 | 0 | 0 | 0 | 0 | 0 | 0 | 0 | 0 | 0 | 0
[8 empty] | 7841 | November | Winter | Weekday | 0 | 0 | 0 | 0 | 0 | 0 | 0 | 0 | 0 | 0 | 0 | 0 | 0 | 0 | 0 | 0 | 0 | 0 | 0 | 0 | 0 | 0 | 0 | 0 | 0 | 0 | 0 | 0 | 0 | 0
[8 empty] | 7842 | November | Winter | Weekday | 0 | 0 | 0 | 0 | 0 | 0 | 0 | 0 | 0 | 0 | 0 | 0 | 0 | 0 | 0 | 0 | 0 | 0 | 0 | 0 | 0 | 0 | 0 | 0 | 0 | 0 | 0 | 0 | 0 | 0
[8 empty] | 7843 | November | Winter | Weekday | 0 | 0 | 0 | 0 | 0 | 0 | 0 | 0 | 0 | 0 | 0 | 0 | 0 | 0 | 0 | 0 | 0 | 0 | 0 | 0 | 0 | 0 | 0 | 0 | 0 | 0 | 0 | 0 | 0 | 0
[8 empty] | 7844 | November | Winter | Weekday | 0 | 0 | 0 | 0 | 0 | 0 | 0 | 0 | 0 | 0 | 0 | 0 | 0 | 0 | 0 | 0 | 0 | 0 | 0 | 0 | 0 | 0 | 0 | 0 | 0 | 0 | 0 | 0 | 0 | 0
[8 empty] | 7845 | November | Winter | Weekday | 0 | 0 | 0 | 0 | 0 | 0 | 0 | 0 | 0 | 0 | 0 | 0 | 0 | 0 | 0 | 0 | 0 | 0 | 0 | 0 | 0 | 0 | 0 | 0 | 0 | 0 | 0 | 0 | 0 | 0
[8 empty] | 7846 | November | Winter | Weekday | 0 | 0 | 0 | 0 | 0 | 0 | 0 | 0 | 0 | 0 | 0 | 0 | 0 | 0 | 0 | 0 | 0 | 0 | 0 | 0 | 0 | 0 | 0 | 0 | 0 | 0 | 0 | 0 | 0 | 0
[8 empty] | 7847 | November | Winter | Weekday | 0 | 0 | 0 | 0 | 0 | 0 | 0 | 0 | 0 | 0 | 0 | 0 | 0 | 0 | 0 | 0 | 0 | 0 | 0 | 0 | 0 | 0 | 0 | 0 | 0 | 0 | 0 | 0 | 0 | 0
[8 empty] | 7848 | November | Winter | Weekday | 0 | 0 | 0 | 0 | 0 | 0 | 0 | 0 | 0 | 0 | 0 | 0 | 0 | 0 | 0 | 0 | 0 | 0 | 0 | 0 | 0 | 0 | 0 | 0 | 0 | 0 | 0 | 0 | 0 | 0
[8 empty] | 7849 | November | Winter | Weekday | 0 | 0 | 0 | 0 | 0 | 0 | 0 | 0 | 0 | 0 | 0 | 0 | 0 | 0 | 0 | 0 | 0 | 0 | 0 | 0 | 0 | 0 | 0 | 0 | 0 | 4.8 | 4.8 | 0 | 0 | 0
[8 empty] | 7850 | November | Winter | Weekday | 0 | 0 | 0 | 0 | 0 | 0 | 0 | 0 | 0 | 0 | 0 | 0 | 0 | 0 | 0 | 0 | 0 | 0 | 0 | 0 | 0 | 0 | 0 | 0 | 0 | 4.8 | 4.8 | 0 | 0 | 0
[8 empty] | 7851 | November | Winter | Weekday | 0 | 0 | 0 | 0 | 0 | 0 | 0 | 0 | 0 | 0 | 0 | 0 | 0 | 0 | 0 | 0 | 0 | 0 | 0 | 0 | 0 | 0 | 0 | 0 | 0 | 4.8 | 4.8 | 0 | 0 | 0
[8 empty] | 7852 | November | Winter | Weekday | 0 | 0 | 0 | 0 | 0 | 0 | 0 | 0 | 0 | 0 | 0 | 0 | 0 | 0 | 0 | 0 | 0 | 0 | 0 | 0 | 0 | 0 | 0 | 0 | 0 | 4.8 | 4.8 | 0 | 0 | 0
[8 empty] | 7853 | November | Winter | Weekday | 0 | 0 | 0 | 0 | 0 | 0 | 0 | 0 | 0 | 0 | 0 | 0 | 0 | 0 | 0 | 0 | 0 | 0 | 0 | 0 | 0 | 0 | 0 | 0 | 0 | 4.8 | 4.8 | 0 | 0 | 0
[8 empty] | 7854 | November | Winter | Weekday | 0 | 0 | 0 | 0 | 0 | 0 | 0 | 0 | 0 | 0 | 0 | 0 | 0 | 0 | 0 | 0 | 0 | 0 | 0 | 0 | 0 | 0 | 0 | 0 | 0 | 4.8 | 4.8 | 0 | 0 | 0
[8 empty] | 7855 | November | Winter | Weekday | 0 | 0 | 0 | 0 | 0 | 0 | 0 | 0 | 0 | 0 | 0 | 0 | 0 | 0 | 0 | 0 | 0 | 0 | 0 | 0 | 0 | 0 | 0 | 0 | 0 | 1.2 | 1.2 | 0 | 0 | 0
[8 empty] | 7856 | November | Winter | Weekday | 0 | 0 | 0 | 0 | 0 | 0 | 0 | 0 | 0 | 0 | 0 | 0 | 0 | 0 | 0 | 0 | 0 | 0 | 0 | 0 | 0 | 0 | 0 | 0 | 0 | 0 | 0 | 0 | 0 | 0
[8 empty] | 7857 | November | Winter | Weekday | 0 | 0 | 0 | 0 | 0 | 0 | 0 | 0 | 0 | 0 | 0 | 0 | 0 | 0 | 0 | 0 | 0 | 0 | 0 | 0 | 0 | 0 | 0 | 0 | 0 | 0 | 0 | 0 | 0 | 0
[8 empty] | 7858 | November | Winter | Weekday | 0 | 0 | 0 | 0 | 0 | 0 | 0 | 0 | 0 | 0 | 0 | 0 | 0 | 0 | 0 | 0 | 0 | 0 | 0 | 0 | 0 | 0 | 0 | 0 | 0 | 0 | 0 | 0 | 0 | 0
[8 empty] | 7859 | November | Winter | Weekday | 0 | 0 | 0 | 0 | 0 | 0 | 0 | 0 | 0 | 0 | 0 | 0 | 0 | 0 | 0 | 0 | 0 | 0 | 0 | 0 | 0 | 0 | 0 | 0 | 0 | 0 | 0 | 0 | 0 | 0
[8 empty] | 7860 | November | Winter | Weekday | 0 | 0 | 0 | 0 | 0 | 0 | 0 | 0 | 0 | 0 | 0 | 0 | 0 | 0 | 0 | 0 | 0 | 0 | 0 | 0 | 0 | 0 | 0 | 0 | 0 | 0 | 0 | 0 | 0 | 0
[8 empty] | 7861 | November | Winter | Weekday | 0 | 0 | 0 | 0 | 0 | 0 | 0 | 0 | 0 | 0 | 0 | 0 | 0 | 0 | 0 | 0 | 0 | 0 | 0 | 0 | 0 | 0 | 0 | 0 | 0 | 0 | 0 | 0 | 0 | 0
[8 empty] | 7862 | November | Winter | Weekday | 0 | 0 | 0 | 0 | 0 | 0 | 0 | 0 | 0 | 0 | 0 | 0 | 0 | 0 | 0 | 0 | 0 | 0 | 0 | 0 | 0 | 0 | 0 | 0 | 0 | 0 | 0 | 0 | 0 | 0
[8 empty] | 7863 | November | Winter | Weekday | 0 | 0 | 0 | 0 | 0 | 0 | 0 | 0 | 0 | 0 | 0 | 0 | 0 | 0 | 0 | 0 | 0 | 0 | 0 | 0 | 0 | 0 | 0 | 0 | 0 | 0 | 0 | 0 | 0 | 0
[8 empty] | 7864 | November | Winter | Weekday | 0 | 0 | 0 | 0 | 0 | 0 | 0 | 0 | 0 | 0 | 0 | 0 | 0 | 0 | 0 | 0 | 0 | 0 | 0 | 0 | 0 | 0 | 0 | 0 | 0 | 0 | 0 | 0 | 0 | 0
[8 empty] | 7865 | November | Winter | Weekday | 0 | 0 | 0 | 0 | 0 | 0 | 0 | 0 | 0 | 0 | 0 | 0 | 0 | 0 | 0 | 0 | 0 | 0 | 0 | 0 | 0 | 0 | 0 | 0 | 0 | 0 | 0 | 0 | 0 | 0
[8 empty] | 7866 | November | Winter | Weekday | 0 | 0 | 0 | 0 | 0 | 0 | 0 | 0 | 0 | 0 | 0 | 0 | 0 | 0 | 0 | 0 | 0 | 0 | 0 | 0 | 0 | 0 | 0 | 0 | 0 | 0 | 0 | 0 | 0 | 0
[8 empty] | 7867 | November | Winter | Weekday | 0 | 0 | 0 | 0 | 0 | 0 | 0 | 0 | 0 | 0 | 0 | 0 | 0 | 0 | 0 | 0 | 0 | 0 | 0 | 0 | 0 | 0 | 0 | 0 | 0 | 0 | 0 | 0 | 0 | 0
[8 empty] | 7868 | November | Winter | Weekday | 0 | 0 | 0 | 0 | 0 | 0 | 0 | 0 | 0 | 0 | 0 | 0 | 0 | 0 | 0 | 0 | 0 | 0 | 0 | 0 | 0 | 0 | 0 | 0 | 0 | 0 | 0 | 0 | 0 | 0
[8 empty] | 7869 | November | Winter | Weekday | 0 | 0 | 0 | 0 | 0 | 0 | 0 | 0 | 0 | 0 | 0 | 0 | 0 | 0 | 0 | 0 | 0 | 0 | 0 | 0 | 0 | 0 | 0 | 0 | 0 | 0 | 0 | 0 | 0 | 0
[8 empty] | 7870 | November | Winter | Weekday | 0 | 0 | 0 | 0 | 0 | 0 | 0 | 0 | 0 | 0 | 0 | 0 | 0 | 0 | 0 | 0 | 0 | 0 | 0 | 0 | 0 | 0 | 0 | 0 | 0 | 0 | 0 | 0 | 0 | 0
[8 empty] | 7871 | November | Winter | Weekday | 0 | 0 | 0 | 0 | 0 | 0 | 0 | 0 | 0 | 0 | 0 | 0 | 0 | 0 | 0 | 0 | 0 | 0 | 0 | 0 | 0 | 0 | 0 | 0 | 0 | 0 | 0 | 0 | 0 | 0
[8 empty] | 7872 | November | Winter | Weekday | 0 | 0 | 0 | 0 | 0 | 0 | 0 | 0 | 0 | 0 | 0 | 0 | 0 | 0 | 0 | 0 | 0 | 0 | 0 | 0 | 0 | 0 | 0 | 0 | 0 | 0 | 0 | 0 | 0 | 0
[8 empty] | 7873 | November | Winter | Weekend | 0 | 0 | 0 | 0 | 0 | 0 | 0 | 0 | 0 | 0 | 0 | 0 | 0 | 0 | 0 | 0 | 0 | 0 | 0 | 0 | 0 | 0 | 0 | 0 | 0 | 4.8 | 4.8 | 0 | 0 | 0
[8 empty] | 7874 | November | Winter | Weekend | 0 | 0 | 0 | 0 | 0 | 0 | 0 | 0 | 0 | 0 | 0 | 0 | 0 | 0 | 0 | 0 | 0 | 0 | 0 | 0 | 0 | 0 | 0 | 0 | 0 | 4.8 | 4.8 | 0 | 0 | 0
[8 empty] | 7875 | November | Winter | Weekend | 0 | 0 | 0 | 0 | 0 | 0 | 0 | 0 | 0 | 0 | 0 | 0 | 0 | 0 | 0 | 0 | 0 | 0 | 0 | 0 | 0 | 0 | 0 | 0 | 0 | 4.8 | 4.8 | 0 | 0 | 0
[8 empty] | 7876 | November | Winter | Weekend | 0 | 0 | 0 | 0 | 0 | 0 | 0 | 0 | 0 | 0 | 0 | 0 | 0 | 0 | 0 | 0 | 0 | 0 | 0 | 0 | 0 | 0 | 0 | 0 | 0 | 4.8 | 4.8 | 0 | 0 | 0
[8 empty] | 7877 | November | Winter | Weekend | 0 | 0 | 0 | 0 | 0 | 0 | 0 | 0 | 0 | 0 | 0 | 0 | 0 | 0 | 0 | 0 | 0 | 0 | 0 | 0 | 0 | 0 | 0 | 0 | 0 | 4.8 | 4.8 | 0 | 0 | 0
[8 empty] | 7878 | November | Winter | Weekend | 0 | 0 | 0 | 0 | 0 | 0 | 0 | 0 | 0 | 0 | 0 | 0 | 0 | 0 | 0 | 0 | 0 | 0 | 0 | 0 | 0 | 0 | 0 | 0 | 0 | 4.8 | 4.8 | 0 | 0 | 0
[8 empty] | 7879 | November | Winter | Weekend | 0 | 0 | 0 | 0 | 0 | 0 | 0 | 0 | 0 | 0 | 0 | 0 | 0 | 0 | 0 | 0 | 0 | 0 | 0 | 0 | 0 | 0 | 0 | 0 | 0 | 1.2 | 1.2 | 0 | 0 | 0
[8 empty] | 7880 | November | Winter | Weekend | 0 | 0 | 0 | 0 | 0 | 0 | 0 | 0 | 0 | 0 | 0 | 0 | 0 | 0 | 0 | 0 | 0 | 0 | 0 | 0 | 0 | 0 | 0 | 0 | 0 | 0 | 0 | 0 | 0 | 0
[8 empty] | 7881 | November | Winter | Weekend | 0 | 0 | 0 | 0 | 0 | 0 | 0 | 0 | 0 | 0 | 0 | 0 | 0 | 0 | 0 | 0 | 0 | 0 | 0 | 0 | 0 | 0 | 0 | 0 | 0 | 0 | 0 | 0 | 0 | 0
[8 empty] | 7882 | November | Winter | Weekend | 0 | 0 | 0 | 0 | 0 | 0 | 0 | 0 | 0 | 0 | 0 | 0 | 0 | 0 | 0 | 0 | 0 | 0 | 0 | 0 | 0 | 0 | 0 | 0 | 0 | 0 | 0 | 0 | 0 | 0
[8 empty] | 7883 | November | Winter | Weekend | 0 | 0 | 0 | 0 | 0 | 0 | 0 | 0 | 0 | 0 | 0 | 0 | 0 | 0 | 0 | 0 | 0 | 0 | 0 | 0 | 0 | 0 | 0 | 0 | 0 | 0 | 0 | 0 | 0 | 0
[8 empty] | 7884 | November | Winter | Weekend | 0 | 0 | 0 | 0 | 0 | 0 | 0 | 0 | 0 | 0 | 0 | 0 | 0 | 0 | 0 | 0 | 0 | 0 | 0 | 0 | 0 | 0 | 0 | 0 | 0 | 0 | 0 | 0 | 0 | 0
[8 empty] | 7885 | November | Winter | Weekend | 0 | 0 | 0 | 0 | 0 | 0 | 0 | 0 | 0 | 0 | 0 | 0 | 0 | 0 | 0 | 0 | 0 | 0 | 0 | 0 | 0 | 0 | 0 | 0 | 0 | 0 | 0 | 0 | 0 | 0
[8 empty] | 7886 | November | Winter | Weekend | 0 | 0 | 0 | 0 | 0 | 0 | 0 | 0 | 0 | 0 | 0 | 0 | 0 | 0 | 0 | 0 | 0 | 0 | 0 | 0 | 0 | 0 | 0 | 0 | 0 | 0 | 0 | 0 | 0 | 0
[8 empty] | 7887 | November | Winter | Weekend | 0 | 0 | 0 | 0 | 0 | 0 | 0 | 0 | 0 | 0 | 0 | 0 | 0 | 0 | 0 | 0 | 0 | 0 | 0 | 0 | 0 | 0 | 0 | 0 | 0 | 0 | 0 | 0 | 0 | 0
[8 empty] | 7888 | November | Winter | Weekend | 0 | 0 | 0 | 0 | 0 | 0 | 0 | 0 | 0 | 0 | 0 | 0 | 0 | 0 | 0 | 0 | 0 | 0 | 0 | 0 | 0 | 0 | 0 | 0 | 0 | 0 | 0 | 0 | 0 | 0
[8 empty] | 7889 | November | Winter | Weekend | 0 | 0 | 0 | 0 | 0 | 0 | 0 | 0 | 0 | 0 | 0 | 0 | 0 | 0 | 0 | 0 | 0 | 0 | 0 | 0 | 0 | 0 | 0 | 0 | 0 | 0 | 0 | 0 | 0 | 0
[8 empty] | 7890 | November | Winter | Weekend | 0 | 0 | 0 | 0 | 0 | 0 | 0 | 0 | 0 | 0 | 0 | 0 | 0 | 0 | 0 | 0 | 0 | 0 | 0 | 0 | 0 | 0 | 0 | 0 | 0 | 0 | 0 | 0 | 0 | 0
[8 empty] | 7891 | November | Winter | Weekend | 0 | 0 | 0 | 0 | 0 | 0 | 0 | 0 | 0 | 0 | 0 | 0 | 0 | 0 | 0 | 0 | 0 | 0 | 0 | 0 | 0 | 0 | 0 | 0 | 0 | 0 | 0 | 0 | 0 | 0
[8 empty] | 7892 | November | Winter | Weekend | 0 | 0 | 0 | 0 | 0 | 0 | 0 | 0 | 0 | 0 | 0 | 0 | 0 | 0 | 0 | 0 | 0 | 0 | 0 | 0 | 0 | 0 | 0 | 0 | 0 | 0 | 0 | 0 | 0 | 0
[8 empty] | 7893 | November | Winter | Weekend | 0 | 0 | 0 | 0 | 0 | 0 | 0 | 0 | 0 | 0 | 0 | 0 | 0 | 0 | 0 | 0 | 0 | 0 | 0 | 0 | 0 | 0 | 0 | 0 | 0 | 0 | 0 | 0 | 0 | 0
[8 empty] | 7894 | November | Winter | Weekend | 0 | 0 | 0 | 0 | 0 | 0 | 0 | 0 | 0 | 0 | 0 | 0 | 0 | 0 | 0 | 0 | 0 | 0 | 0 | 0 | 0 | 0 | 0 | 0 | 0 | 0 | 0 | 0 | 0 | 0
[8 empty] | 7895 | November | Winter | Weekend | 0 | 0 | 0 | 0 | 0 | 0 | 0 | 0 | 0 | 0 | 0 | 0 | 0 | 0 | 0 | 0 | 0 | 0 | 0 | 0 | 0 | 0 | 0 | 0 | 0 | 0 | 0 | 0 | 0 | 0
[8 empty] | 7896 | November | Winter | Weekend | 0 | 0 | 0 | 0 | 0 | 0 | 0 | 0 | 0 | 0 | 0 | 0 | 0 | 0 | 0 | 0 | 0 | 0 | 0 | 0 | 0 | 0 | 0 | 0 | 0 | 0 | 0 | 0 | 0 | 0
[8 empty] | 7897 | November | Winter | Weekend | 0 | 0 | 0 | 0 | 0 | 0 | 0 | 0 | 0 | 0 | 0 | 0 | 0 | 0 | 0 | 0 | 0 | 0 | 0 | 0 | 0 | 0 | 0 | 0 | 0 | 4.8 | 4.8 | 0 | 0 | 0
[8 empty] | 7898 | November | Winter | Weekend | 0 | 0 | 0 | 0 | 0 | 0 | 0 | 0 | 0 | 0 | 0 | 0 | 0 | 0 | 0 | 0 | 0 | 0 | 0 | 0 | 0 | 0 | 0 | 0 | 0 | 4.8 | 4.8 | 0 | 0 | 0
[8 empty] | 7899 | November | Winter | Weekend | 0 | 0 | 0 | 0 | 0 | 0 | 0 | 0 | 0 | 0 | 0 | 0 | 0 | 0 | 0 | 0 | 0 | 0 | 0 | 0 | 0 | 0 | 0 | 0 | 0 | 4.8 | 4.8 | 0 | 0 | 0
[8 empty] | 7900 | November | Winter | Weekend | 0 | 0 | 0 | 0 | 0 | 0 | 0 | 0 | 0 | 0 | 0 | 0 | 0 | 0 | 0 | 0 | 0 | 0 | 0 | 0 | 0 | 0 | 0 | 0 | 0 | 4.8 | 4.8 | 0 | 0 | 0
[8 empty] | 7901 | November | Winter | Weekend | 0 | 0 | 0 | 0 | 0 | 0 | 0 | 0 | 0 | 0 | 0 | 0 | 0 | 0 | 0 | 0 | 0 | 0 | 0 | 0 | 0 | 0 | 0 | 0 | 0 | 4.8 | 4.8 | 0 | 0 | 0
[8 empty] | 7902 | November | Winter | Weekend | 0 | 0 | 0 | 0 | 0 | 0 | 0 | 0 | 0 | 0 | 0 | 0 | 0 | 0 | 0 | 0 | 0 | 0 | 0 | 0 | 0 | 0 | 0 | 0 | 0 | 4.8 | 4.8 | 0 | 0 | 0
[8 empty] | 7903 | November | Winter | Weekend | 0 | 0 | 0 | 0 | 0 | 0 | 0 | 0 | 0 | 0 | 0 | 0 | 0 | 0 | 0 | 0 | 0 | 0 | 0 | 0 | 0 | 0 | 0 | 0 | 0 | 1.2 | 1.2 | 0 | 0 | 0
[8 empty] | 7904 | November | Winter | Weekend | 0 | 0 | 0 | 0 | 0 | 0 | 0 | 0 | 0 | 0 | 0 | 0 | 0 | 0 | 0 | 0 | 0 | 0 | 0 | 0 | 0 | 0 | 0 | 0 | 0 | 0 | 0 | 0 | 0 | 0
[8 empty] | 7905 | November | Winter | Weekend | 0 | 0 | 0 | 0 | 0 | 0 | 0 | 0 | 0 | 0 | 0 | 0 | 0 | 0 | 0 | 0 | 0 | 0 | 0 | 0 | 0 | 0 | 0 | 0 | 0 | 0 | 0 | 0 | 0 | 0
[8 empty] | 7906 | November | Winter | Weekend | 0 | 0 | 0 | 0 | 0 | 0 | 0 | 0 | 0 | 0 | 0 | 0 | 0 | 0 | 0 | 0 | 0 | 0 | 0 | 0 | 0 | 0 | 0 | 0 | 0 | 0 | 0 | 0 | 0 | 0
[8 empty] | 7907 | November | Winter | Weekend | 0 | 0 | 0 | 0 | 0 | 0 | 0 | 0 | 0 | 0 | 0 | 0 | 0 | 0 | 0 | 0 | 0 | 0 | 0 | 0 | 0 | 0 | 0 | 0 | 0 | 0 | 0 | 0 | 0 | 0
[8 empty] | 7908 | November | Winter | Weekend | 0 | 0 | 0 | 0 | 0 | 0 | 0 | 0 | 0 | 0 | 0 | 0 | 0 | 0 | 0 | 0 | 0 | 0 | 0 | 0 | 0 | 0 | 0 | 0 | 0 | 0 | 0 | 0 | 0 | 0
[8 empty] | 7909 | November | Winter | Weekend | 0 | 0 | 0 | 0 | 0 | 0 | 0 | 0 | 0 | 0 | 0 | 0 | 0 | 0 | 0 | 0 | 0 | 0 | 0 | 0 | 0 | 0 | 0 | 0 | 0 | 0 | 0 | 0 | 0 | 0
[8 empty] | 7910 | November | Winter | Weekend | 0 | 0 | 0 | 0 | 0 | 0 | 0 | 0 | 0 | 0 | 0 | 0 | 0 | 0 | 0 | 0 | 0 | 0 | 0 | 0 | 0 | 0 | 0 | 0 | 0 | 0 | 0 | 0 | 0 | 0
[8 empty] | 7911 | November | Winter | Weekend | 0 | 0 | 0 | 0 | 0 | 0 | 0 | 0 | 0 | 0 | 0 | 0 | 0 | 0 | 0 | 0 | 0 | 0 | 0 | 0 | 0 | 0 | 0 | 0 | 0 | 0 | 0 | 0 | 0 | 0
[8 empty] | 7912 | November | Winter | Weekend | 0 | 0 | 0 | 0 | 0 | 0 | 0 | 0 | 0 | 0 | 0 | 0 | 0 | 0 | 0 | 0 | 0 | 0 | 0 | 0 | 0 | 0 | 0 | 0 | 0 | 0 | 0 | 0 | 0 | 0
[8 empty] | 7913 | November | Winter | Weekend | 0 | 0 | 0 | 0 | 0 | 0 | 0 | 0 | 0 | 0 | 0 | 0 | 0 | 0 | 0 | 0 | 0 | 0 | 0 | 0 | 0 | 0 | 0 | 0 | 0 | 0 | 0 | 0 | 0 | 0
[8 empty] | 7914 | November | Winter | Weekend | 0 | 0 | 0 | 0 | 0 | 0 | 0 | 0 | 0 | 0 | 0 | 0 | 0 | 0 | 0 | 0 | 0 | 0 | 0 | 0 | 0 | 0 | 0 | 0 | 0 | 0 | 0 | 0 | 0 | 0
[8 empty] | 7915 | November | Winter | Weekend | 0 | 0 | 0 | 0 | 0 | 0 | 0 | 0 | 0 | 0 | 0 | 0 | 0 | 0 | 0 | 0 | 0 | 0 | 0 | 0 | 0 | 0 | 0 | 0 | 0 | 0 | 0 | 0 | 0 | 0
[8 empty] | 7916 | November | Winter | Weekend | 0 | 0 | 0 | 0 | 0 | 0 | 0 | 0 | 0 | 0 | 0 | 0 | 0 | 0 | 0 | 0 | 0 | 0 | 0 | 0 | 0 | 0 | 0 | 0 | 0 | 0 | 0 | 0 | 0 | 0
[8 empty] | 7917 | November | Winter | Weekend | 0 | 0 | 0 | 0 | 0 | 0 | 0 | 0 | 0 | 0 | 0 | 0 | 0 | 0 | 0 | 0 | 0 | 0 | 0 | 0 | 0 | 0 | 0 | 0 | 0 | 0 | 0 | 0 | 0 | 0
[8 empty] | 7918 | November | Winter | Weekend | 0 | 0 | 0 | 0 | 0 | 0 | 0 | 0 | 0 | 0 | 0 | 0 | 0 | 0 | 0 | 0 | 0 | 0 | 0 | 0 | 0 | 0 | 0 | 0 | 0 | 0 | 0 | 0 | 0 | 0
[8 empty] | 7919 | November | Winter | Weekend | 0 | 0 | 0 | 0 | 0 | 0 | 0 | 0 | 0 | 0 | 0 | 0 | 0 | 0 | 0 | 0 | 0 | 0 | 0 | 0 | 0 | 0 | 0 | 0 | 0 | 0 | 0 | 0 | 0 | 0
[8 empty] | 7920 | November | Winter | Weekend | 0 | 0 | 0 | 0 | 0 | 0 | 0 | 0 | 0 | 0 | 0 | 0 | 0 | 0 | 0 | 0 | 0 | 0 | 0 | 0 | 0 | 0 | 0 | 0 | 0 | 0 | 0 | 0 | 0 | 0
[8 empty] | 7921 | November | Winter | Weekday | 0 | 0 | 0 | 0 | 0 | 0 | 0 | 0 | 0 | 0 | 0 | 0 | 0 | 0 | 0 | 0 | 0 | 0 | 0 | 0 | 0 | 0 | 0 | 0 | 0 | 4.8 | 4.8 | 0 | 0 | 0
[8 empty] | 7922 | November | Winter | Weekday | 0 | 0 | 0 | 0 | 0 | 0 | 0 | 0 | 0 | 0 | 0 | 0 | 0 | 0 | 0 | 0 | 0 | 0 | 0 | 0 | 0 | 0 | 0 | 0 | 0 | 4.8 | 4.8 | 0 | 0 | 0
[8 empty] | 7923 | November | Winter | Weekday | 0 | 0 | 0 | 0 | 0 | 0 | 0 | 0 | 0 | 0 | 0 | 0 | 0 | 0 | 0 | 0 | 0 | 0 | 0 | 0 | 0 | 0 | 0 | 0 | 0 | 4.8 | 4.8 | 0 | 0 | 0
[8 empty] | 7924 | November | Winter | Weekday | 0 | 0 | 0 | 0 | 0 | 0 | 0 | 0 | 0 | 0 | 0 | 0 | 0 | 0 | 0 | 0 | 0 | 0 | 0 | 0 | 0 | 0 | 0 | 0 | 0 | 4.8 | 4.8 | 0 | 0 | 0
[8 empty] | 7925 | November | Winter | Weekday | 0 | 0 | 0 | 0 | 0 | 0 | 0 | 0 | 0 | 0 | 0 | 0 | 0 | 0 | 0 | 0 | 0 | 0 | 0 | 0 | 0 | 0 | 0 | 0 | 0 | 4.8 | 4.8 | 0 | 0 | 0
[8 empty] | 7926 | November | Winter | Weekday | 0 | 0 | 0 | 0 | 0 | 0 | 0 | 0 | 0 | 0 | 0 | 0 | 0 | 0 | 0 | 0 | 0 | 0 | 0 | 0 | 0 | 0 | 0 | 0 | 0 | 4.8 | 4.8 | 0 | 0 | 0
[8 empty] | 7927 | November | Winter | Weekday | 0 | 0 | 0 | 0 | 0 | 0 | 0 | 0 | 0 | 0 | 0 | 0 | 0 | 0 | 0 | 0 | 0 | 0 | 0 | 0 | 0 | 0 | 0 | 0 | 0 | 1.2 | 1.2 | 0 | 0 | 0
[8 empty] | 7928 | November | Winter | Weekday | 0 | 0 | 0 | 0 | 0 | 0 | 0 | 0 | 0 | 0 | 0 | 0 | 0 | 0 | 0 | 0 | 0 | 0 | 0 | 0 | 0 | 0 | 0 | 0 | 0 | 0 | 0 | 0 | 0 | 0
[8 empty] | 7929 | November | Winter | Weekday | 0 | 0 | 0 | 0 | 0 | 0 | 0 | 0 | 0 | 0 | 0 | 0 | 0 | 0 | 0 | 0 | 0 | 0 | 0 | 0 | 0 | 0 | 0 | 0 | 0 | 0 | 0 | 0 | 0 | 0
[8 empty] | 7930 | November | Winter | Weekday | 0 | 0 | 0 | 0 | 0 | 0 | 0 | 0 | 0 | 0 | 0 | 0 | 0 | 0 | 0 | 0 | 0 | 0 | 0 | 0 | 0 | 0 | 0 | 0 | 0 | 0 | 0 | 0 | 0 | 0
[8 empty] | 7931 | November | Winter | Weekday | 0 | 0 | 0 | 0 | 0 | 0 | 0 | 0 | 0 | 0 | 0 | 0 | 0 | 0 | 0 | 0 | 0 | 0 | 0 | 0 | 0 | 0 | 0 | 0 | 0 | 0 | 0 | 0 | 0 | 0
[8 empty] | 7932 | November | Winter | Weekday | 0 | 0 | 0 | 0 | 0 | 0 | 0 | 0 | 0 | 0 | 0 | 0 | 0 | 0 | 0 | 0 | 0 | 0 | 0 | 0 | 0 | 0 | 0 | 0 | 0 | 0 | 0 | 0 | 0 | 0
[8 empty] | 7933 | November | Winter | Weekday | 0 | 0 | 0 | 0 | 0 | 0 | 0 | 0 | 0 | 0 | 0 | 0 | 0 | 0 | 0 | 0 | 0 | 0 | 0 | 0 | 0 | 0 | 0 | 0 | 0 | 0 | 0 | 0 | 0 | 0
[8 empty] | 7934 | November | Winter | Weekday | 0 | 0 | 0 | 0 | 0 | 0 | 0 | 0 | 0 | 0 | 0 | 0 | 0 | 0 | 0 | 0 | 0 | 0 | 0 | 0 | 0 | 0 | 0 | 0 | 0 | 0 | 0 | 0 | 0 | 0
[8 empty] | 7935 | November | Winter | Weekday | 0 | 0 | 0 | 0 | 0 | 0 | 0 | 0 | 0 | 0 | 0 | 0 | 0 | 0 | 0 | 0 | 0 | 0 | 0 | 0 | 0 | 0 | 0 | 0 | 0 | 0 | 0 | 0 | 0 | 0
[8 empty] | 7936 | November | Winter | Weekday | 0 | 0 | 0 | 0 | 0 | 0 | 0 | 0 | 0 | 0 | 0 | 0 | 0 | 0 | 0 | 0 | 0 | 0 | 0 | 0 | 0 | 0 | 0 | 0 | 0 | 0 | 0 | 0 | 0 | 0
[8 empty] | 7937 | November | Winter | Weekday | 0 | 0 | 0 | 0 | 0 | 0 | 0 | 0 | 0 | 0 | 0 | 0 | 0 | 0 | 0 | 0 | 0 | 0 | 0 | 0 | 0 | 0 | 0 | 0 | 0 | 0 | 0 | 0 | 0 | 0
[8 empty] | 7938 | November | Winter | Weekday | 0 | 0 | 0 | 0 | 0 | 0 | 0 | 0 | 0 | 0 | 0 | 0 | 0 | 0 | 0 | 0 | 0 | 0 | 0 | 0 | 0 | 0 | 0 | 0 | 0 | 0 | 0 | 0 | 0 | 0
[8 empty] | 7939 | November | Winter | Weekday | 0 | 0 | 0 | 0 | 0 | 0 | 0 | 0 | 0 | 0 | 0 | 0 | 0 | 0 | 0 | 0 | 0 | 0 | 0 | 0 | 0 | 0 | 0 | 0 | 0 | 0 | 0 | 0 | 0 | 0
[8 empty] | 7940 | November | Winter | Weekday | 0 | 0 | 0 | 0 | 0 | 0 | 0 | 0 | 0 | 0 | 0 | 0 | 0 | 0 | 0 | 0 | 0 | 0 | 0 | 0 | 0 | 0 | 0 | 0 | 0 | 0 | 0 | 0 | 0 | 0
[8 empty] | 7941 | November | Winter | Weekday | 0 | 0 | 0 | 0 | 0 | 0 | 0 | 0 | 0 | 0 | 0 | 0 | 0 | 0 | 0 | 0 | 0 | 0 | 0 | 0 | 0 | 0 | 0 | 0 | 0 | 0 | 0 | 0 | 0 | 0
[8 empty] | 7942 | November | Winter | Weekday | 0 | 0 | 0 | 0 | 0 | 0 | 0 | 0 | 0 | 0 | 0 | 0 | 0 | 0 | 0 | 0 | 0 | 0 | 0 | 0 | 0 | 0 | 0 | 0 | 0 | 0 | 0 | 0 | 0 | 0
[8 empty] | 7943 | November | Winter | Weekday | 0 | 0 | 0 | 0 | 0 | 0 | 0 | 0 | 0 | 0 | 0 | 0 | 0 | 0 | 0 | 0 | 0 | 0 | 0 | 0 | 0 | 0 | 0 | 0 | 0 | 0 | 0 | 0 | 0 | 0
[8 empty] | 7944 | November | Winter | Weekday | 0 | 0 | 0 | 0 | 0 | 0 | 0 | 0 | 0 | 0 | 0 | 0 | 0 | 0 | 0 | 0 | 0 | 0 | 0 | 0 | 0 | 0 | 0 | 0 | 0 | 0 | 0 | 0 | 0 | 0
[8 empty] | 7945 | November | Winter | Weekday | 0 | 0 | 0 | 0 | 0 | 0 | 0 | 0 | 0 | 0 | 0 | 0 | 0 | 0 | 0 | 0 | 0 | 0 | 0 | 0 | 0 | 0 | 0 | 0 | 0 | 4.8 | 4.8 | 0 | 0 | 0
[8 empty] | 7946 | November | Winter | Weekday | 0 | 0 | 0 | 0 | 0 | 0 | 0 | 0 | 0 | 0 | 0 | 0 | 0 | 0 | 0 | 0 | 0 | 0 | 0 | 0 | 0 | 0 | 0 | 0 | 0 | 4.8 | 4.8 | 0 | 0 | 0
[8 empty] | 7947 | November | Winter | Weekday | 0 | 0 | 0 | 0 | 0 | 0 | 0 | 0 | 0 | 0 | 0 | 0 | 0 | 0 | 0 | 0 | 0 | 0 | 0 | 0 | 0 | 0 | 0 | 0 | 0 | 4.8 | 4.8 | 0 | 0 | 0
[8 empty] | 7948 | November | Winter | Weekday | 0 | 0 | 0 | 0 | 0 | 0 | 0 | 0 | 0 | 0 | 0 | 0 | 0 | 0 | 0 | 0 | 0 | 0 | 0 | 0 | 0 | 0 | 0 | 0 | 0 | 4.8 | 4.8 | 0 | 0 | 0
[8 empty] | 7949 | November | Winter | Weekday | 0 | 0 | 0 | 0 | 0 | 0 | 0 | 0 | 0 | 0 | 0 | 0 | 0 | 0 | 0 | 0 | 0 | 0 | 0 | 0 | 0 | 0 | 0 | 0 | 0 | 4.8 | 4.8 | 0 | 0 | 0
[8 empty] | 7950 | November | Winter | Weekday | 0 | 0 | 0 | 0 | 0 | 0 | 0 | 0 | 0 | 0 | 0 | 0 | 0 | 0 | 0 | 0 | 0 | 0 | 0 | 0 | 0 | 0 | 0 | 0 | 0 | 4.8 | 4.8 | 0 | 0 | 0
[8 empty] | 7951 | November | Winter | Weekday | 0 | 0 | 0 | 0 | 0 | 0 | 0 | 0 | 0 | 0 | 0 | 0 | 0 | 0 | 0 | 0 | 0 | 0 | 0 | 0 | 0 | 0 | 0 | 0 | 0 | 1.2 | 1.2 | 0 | 0 | 0
[8 empty] | 7952 | November | Winter | Weekday | 0 | 0 | 0 | 0 | 0 | 0 | 0 | 0 | 0 | 0 | 0 | 0 | 0 | 0 | 0 | 0 | 0 | 0 | 0 | 0 | 0 | 0 | 0 | 0 | 0 | 0 | 0 | 0 | 0 | 0
[8 empty] | 7953 | November | Winter | Weekday | 0 | 0 | 0 | 0 | 0 | 0 | 0 | 0 | 0 | 0 | 0 | 0 | 0 | 0 | 0 | 0 | 0 | 0 | 0 | 0 | 0 | 0 | 0 | 0 | 0 | 0 | 0 | 0 | 0 | 0
[8 empty] | 7954 | November | Winter | Weekday | 0 | 0 | 0 | 0 | 0 | 0 | 0 | 0 | 0 | 0 | 0 | 0 | 0 | 0 | 0 | 0 | 0 | 0 | 0 | 0 | 0 | 0 | 0 | 0 | 0 | 0 | 0 | 0 | 0 | 0
[8 empty] | 7955 | November | Winter | Weekday | 0 | 0 | 0 | 0 | 0 | 0 | 0 | 0 | 0 | 0 | 0 | 0 | 0 | 0 | 0 | 0 | 0 | 0 | 0 | 0 | 0 | 0 | 0 | 0 | 0 | 0 | 0 | 0 | 0 | 0
[8 empty] | 7956 | November | Winter | Weekday | 0 | 0 | 0 | 0 | 0 | 0 | 0 | 0 | 0 | 0 | 0 | 0 | 0 | 0 | 0 | 0 | 0 | 0 | 0 | 0 | 0 | 0 | 0 | 0 | 0 | 0 | 0 | 0 | 0 | 0
[8 empty] | 7957 | November | Winter | Weekday | 0 | 0 | 0 | 0 | 0 | 0 | 0 | 0 | 0 | 0 | 0 | 0 | 0 | 0 | 0 | 0 | 0 | 0 | 0 | 0 | 0 | 0 | 0 | 0 | 0 | 0 | 0 | 0 | 0 | 0
[8 empty] | 7958 | November | Winter | Weekday | 0 | 0 | 0 | 0 | 0 | 0 | 0 | 0 | 0 | 0 | 0 | 0 | 0 | 0 | 0 | 0 | 0 | 0 | 0 | 0 | 0 | 0 | 0 | 0 | 0 | 0 | 0 | 0 | 0 | 0
[8 empty] | 7959 | November | Winter | Weekday | 0 | 0 | 0 | 0 | 0 | 0 | 0 | 0 | 0 | 0 | 0 | 0 | 0 | 0 | 0 | 0 | 0 | 0 | 0 | 0 | 0 | 0 | 0 | 0 | 0 | 0 | 0 | 0 | 0 | 0
[8 empty] | 7960 | November | Winter | Weekday | 0 | 0 | 0 | 0 | 0 | 0 | 0 | 0 | 0 | 0 | 0 | 0 | 0 | 0 | 0 | 0 | 0 | 0 | 0 | 0 | 0 | 0 | 0 | 0 | 0 | 0 | 0 | 0 | 0 | 0
[8 empty] | 7961 | November | Winter | Weekday | 0 | 0 | 0 | 0 | 0 | 0 | 0 | 0 | 0 | 0 | 0 | 0 | 0 | 0 | 0 | 0 | 0 | 0 | 0 | 0 | 0 | 0 | 0 | 0 | 0 | 0 | 0 | 0 | 0 | 0
[8 empty] | 7962 | November | Winter | Weekday | 0 | 0 | 0 | 0 | 0 | 0 | 0 | 0 | 0 | 0 | 0 | 0 | 0 | 0 | 0 | 0 | 0 | 0 | 0 | 0 | 0 | 0 | 0 | 0 | 0 | 0 | 0 | 0 | 0 | 0
[8 empty] | 7963 | November | Winter | Weekday | 0 | 0 | 0 | 0 | 0 | 0 | 0 | 0 | 0 | 0 | 0 | 0 | 0 | 0 | 0 | 0 | 0 | 0 | 0 | 0 | 0 | 0 | 0 | 0 | 0 | 0 | 0 | 0 | 0 | 0
[8 empty] | 7964 | November | Winter | Weekday | 0 | 0 | 0 | 0 | 0 | 0 | 0 | 0 | 0 | 0 | 0 | 0 | 0 | 0 | 0 | 0 | 0 | 0 | 0 | 0 | 0 | 0 | 0 | 0 | 0 | 0 | 0 | 0 | 0 | 0
[8 empty] | 7965 | November | Winter | Weekday | 0 | 0 | 0 | 0 | 0 | 0 | 0 | 0 | 0 | 0 | 0 | 0 | 0 | 0 | 0 | 0 | 0 | 0 | 0 | 0 | 0 | 0 | 0 | 0 | 0 | 0 | 0 | 0 | 0 | 0
[8 empty] | 7966 | November | Winter | Weekday | 0 | 0 | 0 | 0 | 0 | 0 | 0 | 0 | 0 | 0 | 0 | 0 | 0 | 0 | 0 | 0 | 0 | 0 | 0 | 0 | 0 | 0 | 0 | 0 | 0 | 0 | 0 | 0 | 0 | 0
[8 empty] | 7967 | November | Winter | Weekday | 0 | 0 | 0 | 0 | 0 | 0 | 0 | 0 | 0 | 0 | 0 | 0 | 0 | 0 | 0 | 0 | 0 | 0 | 0 | 0 | 0 | 0 | 0 | 0 | 0 | 0 | 0 | 0 | 0 | 0
[8 empty] | 7968 | November | Winter | Weekday | 0 | 0 | 0 | 0 | 0 | 0 | 0 | 0 | 0 | 0 | 0 | 0 | 0 | 0 | 0 | 0 | 0 | 0 | 0 | 0 | 0 | 0 | 0 | 0 | 0 | 0 | 0 | 0 | 0 | 0
[8 empty] | 7969 | November | Winter | Weekday | 0 | 0 | 0 | 0 | 0 | 0 | 0 | 0 | 0 | 0 | 0 | 0 | 0 | 0 | 0 | 0 | 0 | 0 | 0 | 0 | 0 | 0 | 0 | 0 | 0 | 4.8 | 4.8 | 0 | 0 | 0
[8 empty] | 7970 | November | Winter | Weekday | 0 | 0 | 0 | 0 | 0 | 0 | 0 | 0 | 0 | 0 | 0 | 0 | 0 | 0 | 0 | 0 | 0 | 0 | 0 | 0 | 0 | 0 | 0 | 0 | 0 | 4.8 | 4.8 | 0 | 0 | 0
[8 empty] | 7971 | November | Winter | Weekday | 0 | 0 | 0 | 0 | 0 | 0 | 0 | 0 | 0 | 0 | 0 | 0 | 0 | 0 | 0 | 0 | 0 | 0 | 0 | 0 | 0 | 0 | 0 | 0 | 0 | 4.8 | 4.8 | 0 | 0 | 0
[8 empty] | 7972 | November | Winter | Weekday | 0 | 0 | 0 | 0 | 0 | 0 | 0 | 0 | 0 | 0 | 0 | 0 | 0 | 0 | 0 | 0 | 0 | 0 | 0 | 0 | 0 | 0 | 0 | 0 | 0 | 4.8 | 4.8 | 0 | 0 | 0
[8 empty] | 7973 | November | Winter | Weekday | 0 | 0 | 0 | 0 | 0 | 0 | 0 | 0 | 0 | 0 | 0 | 0 | 0 | 0 | 0 | 0 | 0 | 0 | 0 | 0 | 0 | 0 | 0 | 0 | 0 | 4.8 | 4.8 | 0 | 0 | 0
[8 empty] | 7974 | November | Winter | Weekday | 0 | 0 | 0 | 0 | 0 | 0 | 0 | 0 | 0 | 0 | 0 | 0 | 0 | 0 | 0 | 0 | 0 | 0 | 0 | 0 | 0 | 0 | 0 | 0 | 0 | 4.8 | 4.8 | 0 | 0 | 0
[8 empty] | 7975 | November | Winter | Weekday | 0 | 0 | 0 | 0 | 0 | 0 | 0 | 0 | 0 | 0 | 0 | 0 | 0 | 0 | 0 | 0 | 0 | 0 | 0 | 0 | 0 | 0 | 0 | 0 | 0 | 1.2 | 1.2 | 0 | 0 | 0
[8 empty] | 7976 | November | Winter | Weekday | 0 | 0 | 0 | 0 | 0 | 0 | 0 | 0 | 0 | 0 | 0 | 0 | 0 | 0 | 0 | 0 | 0 | 0 | 0 | 0 | 0 | 0 | 0 | 0 | 0 | 0 | 0 | 0 | 0 | 0
[8 empty] | 7977 | November | Winter | Weekday | 0 | 0 | 0 | 0 | 0 | 0 | 0 | 0 | 0 | 0 | 0 | 0 | 0 | 0 | 0 | 0 | 0 | 0 | 0 | 0 | 0 | 0 | 0 | 0 | 0 | 0 | 0 | 0 | 0 | 0
[8 empty] | 7978 | November | Winter | Weekday | 0 | 0 | 0 | 0 | 0 | 0 | 0 | 0 | 0 | 0 | 0 | 0 | 0 | 0 | 0 | 0 | 0 | 0 | 0 | 0 | 0 | 0 | 0 | 0 | 0 | 0 | 0 | 0 | 0 | 0
[8 empty] | 7979 | November | Winter | Weekday | 0 | 0 | 0 | 0 | 0 | 0 | 0 | 0 | 0 | 0 | 0 | 0 | 0 | 0 | 0 | 0 | 0 | 0 | 0 | 0 | 0 | 0 | 0 | 0 | 0 | 0 | 0 | 0 | 0 | 0
[8 empty] | 7980 | November | Winter | Weekday | 0 | 0 | 0 | 0 | 0 | 0 | 0 | 0 | 0 | 0 | 0 | 0 | 0 | 0 | 0 | 0 | 0 | 0 | 0 | 0 | 0 | 0 | 0 | 0 | 0 | 0 | 0 | 0 | 0 | 0
[8 empty] | 7981 | November | Winter | Weekday | 0 | 0 | 0 | 0 | 0 | 0 | 0 | 0 | 0 | 0 | 0 | 0 | 0 | 0 | 0 | 0 | 0 | 0 | 0 | 0 | 0 | 0 | 0 | 0 | 0 | 0 | 0 | 0 | 0 | 0
[8 empty] | 7982 | November | Winter | Weekday | 0 | 0 | 0 | 0 | 0 | 0 | 0 | 0 | 0 | 0 | 0 | 0 | 0 | 0 | 0 | 0 | 0 | 0 | 0 | 0 | 0 | 0 | 0 | 0 | 0 | 0 | 0 | 0 | 0 | 0
[8 empty] | 7983 | November | Winter | Weekday | 0 | 0 | 0 | 0 | 0 | 0 | 0 | 0 | 0 | 0 | 0 | 0 | 0 | 0 | 0 | 0 | 0 | 0 | 0 | 0 | 0 | 0 | 0 | 0 | 0 | 0 | 0 | 0 | 0 | 0
[8 empty] | 7984 | November | Winter | Weekday | 0 | 0 | 0 | 0 | 0 | 0 | 0 | 0 | 0 | 0 | 0 | 0 | 0 | 0 | 0 | 0 | 0 | 0 | 0 | 0 | 0 | 0 | 0 | 0 | 0 | 0 | 0 | 0 | 0 | 0
[8 empty] | 7985 | November | Winter | Weekday | 0 | 0 | 0 | 0 | 0 | 0 | 0 | 0 | 0 | 0 | 0 | 0 | 0 | 0 | 0 | 0 | 0 | 0 | 0 | 0 | 0 | 0 | 0 | 0 | 0 | 0 | 0 | 0 | 0 | 0
[8 empty] | 7986 | November | Winter | Weekday | 0 | 0 | 0 | 0 | 0 | 0 | 0 | 0 | 0 | 0 | 0 | 0 | 0 | 0 | 0 | 0 | 0 | 0 | 0 | 0 | 0 | 0 | 0 | 0 | 0 | 0 | 0 | 0 | 0 | 0
[8 empty] | 7987 | November | Winter | Weekday | 0 | 0 | 0 | 0 | 0 | 0 | 0 | 0 | 0 | 0 | 0 | 0 | 0 | 0 | 0 | 0 | 0 | 0 | 0 | 0 | 0 | 0 | 0 | 0 | 0 | 0 | 0 | 0 | 0 | 0
[8 empty] | 7988 | November | Winter | Weekday | 0 | 0 | 0 | 0 | 0 | 0 | 0 | 0 | 0 | 0 | 0 | 0 | 0 | 0 | 0 | 0 | 0 | 0 | 0 | 0 | 0 | 0 | 0 | 0 | 0 | 0 | 0 | 0 | 0 | 0
[8 empty] | 7989 | November | Winter | Weekday | 0 | 0 | 0 | 0 | 0 | 0 | 0 | 0 | 0 | 0 | 0 | 0 | 0 | 0 | 0 | 0 | 0 | 0 | 0 | 0 | 0 | 0 | 0 | 0 | 0 | 0 | 0 | 0 | 0 | 0
[8 empty] | 7990 | November | Winter | Weekday | 0 | 0 | 0 | 0 | 0 | 0 | 0 | 0 | 0 | 0 | 0 | 0 | 0 | 0 | 0 | 0 | 0 | 0 | 0 | 0 | 0 | 0 | 0 | 0 | 0 | 0 | 0 | 0 | 0 | 0
[8 empty] | 7991 | November | Winter | Weekday | 0 | 0 | 0 | 0 | 0 | 0 | 0 | 0 | 0 | 0 | 0 | 0 | 0 | 0 | 0 | 0 | 0 | 0 | 0 | 0 | 0 | 0 | 0 | 0 | 0 | 0 | 0 | 0 | 0 | 0
[8 empty] | 7992 | November | Winter | Weekday | 0 | 0 | 0 | 0 | 0 | 0 | 0 | 0 | 0 | 0 | 0 | 0 | 0 | 0 | 0 | 0 | 0 | 0 | 0 | 0 | 0 | 0 | 0 | 0 | 0 | 0 | 0 | 0 | 0 | 0
[8 empty] | 7993 | November | Winter | Weekday | 0 | 0 | 0 | 0 | 0 | 0 | 0 | 0 | 0 | 0 | 0 | 0 | 0 | 0 | 0 | 0 | 0 | 0 | 0 | 0 | 0 | 0 | 0 | 0 | 0 | 4.8 | 4.8 | 0 | 0 | 0
[8 empty] | 7994 | November | Winter | Weekday | 0 | 0 | 0 | 0 | 0 | 0 | 0 | 0 | 0 | 0 | 0 | 0 | 0 | 0 | 0 | 0 | 0 | 0 | 0 | 0 | 0 | 0 | 0 | 0 | 0 | 4.8 | 4.8 | 0 | 0 | 0
[8 empty] | 7995 | November | Winter | Weekday | 0 | 0 | 0 | 0 | 0 | 0 | 0 | 0 | 0 | 0 | 0 | 0 | 0 | 0 | 0 | 0 | 0 | 0 | 0 | 0 | 0 | 0 | 0 | 0 | 0 | 4.8 | 4.8 | 0 | 0 | 0
[8 empty] | 7996 | November | Winter | Weekday | 0 | 0 | 0 | 0 | 0 | 0 | 0 | 0 | 0 | 0 | 0 | 0 | 0 | 0 | 0 | 0 | 0 | 0 | 0 | 0 | 0 | 0 | 0 | 0 | 0 | 4.8 | 4.8 | 0 | 0 | 0
[8 empty] | 7997 | November | Winter | Weekday | 0 | 0 | 0 | 0 | 0 | 0 | 0 | 0 | 0 | 0 | 0 | 0 | 0 | 0 | 0 | 0 | 0 | 0 | 0 | 0 | 0 | 0 | 0 | 0 | 0 | 4.8 | 4.8 | 0 | 0 | 0
[8 empty] | 7998 | November | Winter | Weekday | 0 | 0 | 0 | 0 | 0 | 0 | 0 | 0 | 0 | 0 | 0 | 0 | 0 | 0 | 0 | 0 | 0 | 0 | 0 | 0 | 0 | 0 | 0 | 0 | 0 | 4.8 | 4.8 | 0 | 0 | 0
[8 empty] | 7999 | November | Winter | Weekday | 0 | 0 | 0 | 0 | 0 | 0 | 0 | 0 | 0 | 0 | 0 | 0 | 0 | 0 | 0 | 0 | 0 | 0 | 0 | 0 | 0 | 0 | 0 | 0 | 0 | 1.2 | 1.2 | 0 | 0 | 0
[8 empty] | 8000 | November | Winter | Weekday | 0 | 0 | 0 | 0 | 0 | 0 | 0 | 0 | 0 | 0 | 0 | 0 | 0 | 0 | 0 | 0 | 0 | 0 | 0 | 0 | 0 | 0 | 0 | 0 | 0 | 0 | 0 | 0 | 0 | 0
[8 empty] | 8001 | November | Winter | Weekday | 0 | 0 | 0 | 0 | 0 | 0 | 0 | 0 | 0 | 0 | 0 | 0 | 0 | 0 | 0 | 0 | 0 | 0 | 0 | 0 | 0 | 0 | 0 | 0 | 0 | 0 | 0 | 0 | 0 | 0
[8 empty] | 8002 | November | Winter | Weekday | 0 | 0 | 0 | 0 | 0 | 0 | 0 | 0 | 0 | 0 | 0 | 0 | 0 | 0 | 0 | 0 | 0 | 0 | 0 | 0 | 0 | 0 | 0 | 0 | 0 | 0 | 0 | 0 | 0 | 0
[8 empty] | 8003 | November | Winter | Weekday | 0 | 0 | 0 | 0 | 0 | 0 | 0 | 0 | 0 | 0 | 0 | 0 | 0 | 0 | 0 | 0 | 0 | 0 | 0 | 0 | 0 | 0 | 0 | 0 | 0 | 0 | 0 | 0 | 0 | 0
[8 empty] | 8004 | November | Winter | Weekday | 0 | 0 | 0 | 0 | 0 | 0 | 0 | 0 | 0 | 0 | 0 | 0 | 0 | 0 | 0 | 0 | 0 | 0 | 0 | 0 | 0 | 0 | 0 | 0 | 0 | 0 | 0 | 0 | 0 | 0
[8 empty] | 8005 | November | Winter | Weekday | 0 | 0 | 0 | 0 | 0 | 0 | 0 | 0 | 0 | 0 | 0 | 0 | 0 | 0 | 0 | 0 | 0 | 0 | 0 | 0 | 0 | 0 | 0 | 0 | 0 | 0 | 0 | 0 | 0 | 0
[8 empty] | 8006 | November | Winter | Weekday | 0 | 0 | 0 | 0 | 0 | 0 | 0 | 0 | 0 | 0 | 0 | 0 | 0 | 0 | 0 | 0 | 0 | 0 | 0 | 0 | 0 | 0 | 0 | 0 | 0 | 0 | 0 | 0 | 0 | 0
[8 empty] | 8007 | November | Winter | Weekday | 0 | 0 | 0 | 0 | 0 | 0 | 0 | 0 | 0 | 0 | 0 | 0 | 0 | 0 | 0 | 0 | 0 | 0 | 0 | 0 | 0 | 0 | 0 | 0 | 0 | 0 | 0 | 0 | 0 | 0
[8 empty] | 8008 | November | Winter | Weekday | 0 | 0 | 0 | 0 | 0 | 0 | 0 | 0 | 0 | 0 | 0 | 0 | 0 | 0 | 0 | 0 | 0 | 0 | 0 | 0 | 0 | 0 | 0 | 0 | 0 | 0 | 0 | 0 | 0 | 0
[8 empty] | 8009 | November | Winter | Weekday | 0 | 0 | 0 | 0 | 0 | 0 | 0 | 0 | 0 | 0 | 0 | 0 | 0 | 0 | 0 | 0 | 0 | 0 | 0 | 0 | 0 | 0 | 0 | 0 | 0 | 0 | 0 | 0 | 0 | 0
[8 empty] | 8010 | November | Winter | Weekday | 0 | 0 | 0 | 0 | 0 | 0 | 0 | 0 | 0 | 0 | 0 | 0 | 0 | 0 | 0 | 0 | 0 | 0 | 0 | 0 | 0 | 0 | 0 | 0 | 0 | 0 | 0 | 0 | 0 | 0
[8 empty] | 8011 | November | Winter | Weekday | 0 | 0 | 0 | 0 | 0 | 0 | 0 | 0 | 0 | 0 | 0 | 0 | 0 | 0 | 0 | 0 | 0 | 0 | 0 | 0 | 0 | 0 | 0 | 0 | 0 | 0 | 0 | 0 | 0 | 0
[8 empty] | 8012 | November | Winter | Weekday | 0 | 0 | 0 | 0 | 0 | 0 | 0 | 0 | 0 | 0 | 0 | 0 | 0 | 0 | 0 | 0 | 0 | 0 | 0 | 0 | 0 | 0 | 0 | 0 | 0 | 0 | 0 | 0 | 0 | 0
[8 empty] | 8013 | November | Winter | Weekday | 0 | 0 | 0 | 0 | 0 | 0 | 0 | 0 | 0 | 0 | 0 | 0 | 0 | 0 | 0 | 0 | 0 | 0 | 0 | 0 | 0 | 0 | 0 | 0 | 0 | 0 | 0 | 0 | 0 | 0
[8 empty] | 8014 | November | Winter | Weekday | 0 | 0 | 0 | 0 | 0 | 0 | 0 | 0 | 0 | 0 | 0 | 0 | 0 | 0 | 0 | 0 | 0 | 0 | 0 | 0 | 0 | 0 | 0 | 0 | 0 | 0 | 0 | 0 | 0 | 0
[8 empty] | 8015 | November | Winter | Weekday | 0 | 0 | 0 | 0 | 0 | 0 | 0 | 0 | 0 | 0 | 0 | 0 | 0 | 0 | 0 | 0 | 0 | 0 | 0 | 0 | 0 | 0 | 0 | 0 | 0 | 0 | 0 | 0 | 0 | 0
[8 empty] | 8016 | November | Winter | Weekday | 0 | 0 | 0 | 0 | 0 | 0 | 0 | 0 | 0 | 0 | 0 | 0 | 0 | 0 | 0 | 0 | 0 | 0 | 0 | 0 | 0 | 0 | 0 | 0 | 0 | 0 | 0 | 0 | 0 | 0
[8 empty] | 8017 | December | Winter | Weekday | 0 | 0 | 0 | 0 | 0 | 0 | 0 | 0 | 0 | 0 | 0 | 0 | 0 | 0 | 0 | 0 | 0 | 0 | 0 | 0 | 0 | 0 | 0 | 0 | 0 | 4.8 | 4.8 | 0 | 0 | 0
[8 empty] | 8018 | December | Winter | Weekday | 0 | 0 | 0 | 0 | 0 | 0 | 0 | 0 | 0 | 0 | 0 | 0 | 0 | 0 | 0 | 0 | 0 | 0 | 0 | 0 | 0 | 0 | 0 | 0 | 0 | 4.8 | 4.8 | 0 | 0 | 0
[8 empty] | 8019 | December | Winter | Weekday | 0 | 0 | 0 | 0 | 0 | 0 | 0 | 0 | 0 | 0 | 0 | 0 | 0 | 0 | 0 | 0 | 0 | 0 | 0 | 0 | 0 | 0 | 0 | 0 | 0 | 4.8 | 4.8 | 0 | 0 | 0
[8 empty] | 8020 | December | Winter | Weekday | 0 | 0 | 0 | 0 | 0 | 0 | 0 | 0 | 0 | 0 | 0 | 0 | 0 | 0 | 0 | 0 | 0 | 0 | 0 | 0 | 0 | 0 | 0 | 0 | 0 | 4.8 | 4.8 | 0 | 0 | 0
[8 empty] | 8021 | December | Winter | Weekday | 0 | 0 | 0 | 0 | 0 | 0 | 0 | 0 | 0 | 0 | 0 | 0 | 0 | 0 | 0 | 0 | 0 | 0 | 0 | 0 | 0 | 0 | 0 | 0 | 0 | 4.8 | 4.8 | 0 | 0 | 0
[8 empty] | 8022 | December | Winter | Weekday | 0 | 0 | 0 | 0 | 0 | 0 | 0 | 0 | 0 | 0 | 0 | 0 | 0 | 0 | 0 | 0 | 0 | 0 | 0 | 0 | 0 | 0 | 0 | 0 | 0 | 4.8 | 4.8 | 0 | 0 | 0
[8 empty] | 8023 | December | Winter | Weekday | 0 | 0 | 0 | 0 | 0 | 0 | 0 | 0 | 0 | 0 | 0 | 0 | 0 | 0 | 0 | 0 | 0 | 0 | 0 | 0 | 0 | 0 | 0 | 0 | 0 | 1.2 | 1.2 | 0 | 0 | 0
[8 empty] | 8024 | December | Winter | Weekday | 0 | 0 | 0 | 0 | 0 | 0 | 0 | 0 | 0 | 0 | 0 | 0 | 0 | 0 | 0 | 0 | 0 | 0 | 0 | 0 | 0 | 0 | 0 | 0 | 0 | 0 | 0 | 0 | 0 | 0
[8 empty] | 8025 | December | Winter | Weekday | 0 | 0 | 0 | 0 | 0 | 0 | 0 | 0 | 0 | 0 | 0 | 0 | 0 | 0 | 0 | 0 | 0 | 0 | 0 | 0 | 0 | 0 | 0 | 0 | 0 | 0 | 0 | 0 | 0 | 0
[8 empty] | 8026 | December | Winter | Weekday | 0 | 0 | 0 | 0 | 0 | 0 | 0 | 0 | 0 | 0 | 0 | 0 | 0 | 0 | 0 | 0 | 0 | 0 | 0 | 0 | 0 | 0 | 0 | 0 | 0 | 0 | 0 | 0 | 0 | 0
[8 empty] | 8027 | December | Winter | Weekday | 0 | 0 | 0 | 0 | 0 | 0 | 0 | 0 | 0 | 0 | 0 | 0 | 0 | 0 | 0 | 0 | 0 | 0 | 0 | 0 | 0 | 0 | 0 | 0 | 0 | 0 | 0 | 0 | 0 | 0
[8 empty] | 8028 | December | Winter | Weekday | 0 | 0 | 0 | 0 | 0 | 0 | 0 | 0 | 0 | 0 | 0 | 0 | 0 | 0 | 0 | 0 | 0 | 0 | 0 | 0 | 0 | 0 | 0 | 0 | 0 | 0 | 0 | 0 | 0 | 0
[8 empty] | 8029 | December | Winter | Weekday | 0 | 0 | 0 | 0 | 0 | 0 | 0 | 0 | 0 | 0 | 0 | 0 | 0 | 0 | 0 | 0 | 0 | 0 | 0 | 0 | 0 | 0 | 0 | 0 | 0 | 0 | 0 | 0 | 0 | 0
[8 empty] | 8030 | December | Winter | Weekday | 0 | 0 | 0 | 0 | 0 | 0 | 0 | 0 | 0 | 0 | 0 | 0 | 0 | 0 | 0 | 0 | 0 | 0 | 0 | 0 | 0 | 0 | 0 | 0 | 0 | 0 | 0 | 0 | 0 | 0
[8 empty] | 8031 | December | Winter | Weekday | 0 | 0 | 0 | 0 | 0 | 0 | 0 | 0 | 0 | 0 | 0 | 0 | 0 | 0 | 0 | 0 | 0 | 0 | 0 | 0 | 0 | 0 | 0 | 0 | 0 | 0 | 0 | 0 | 0 | 0
[8 empty] | 8032 | December | Winter | Weekday | 0 | 0 | 0 | 0 | 0 | 0 | 0 | 0 | 0 | 0 | 0 | 0 | 0 | 0 | 0 | 0 | 0 | 0 | 0 | 0 | 0 | 0 | 0 | 0 | 0 | 0 | 0 | 0 | 0 | 0
[8 empty] | 8033 | December | Winter | Weekday | 0 | 0 | 0 | 0 | 0 | 0 | 0 | 0 | 0 | 0 | 0 | 0 | 0 | 0 | 0 | 0 | 0 | 0 | 0 | 0 | 0 | 0 | 0 | 0 | 0 | 0 | 0 | 0 | 0 | 0
[8 empty] | 8034 | December | Winter | Weekday | 0 | 0 | 0 | 0 | 0 | 0 | 0 | 0 | 0 | 0 | 0 | 0 | 0 | 0 | 0 | 0 | 0 | 0 | 0 | 0 | 0 | 0 | 0 | 0 | 0 | 0 | 0 | 0 | 0 | 0
[8 empty] | 8035 | December | Winter | Weekday | 0 | 0 | 0 | 0 | 0 | 0 | 0 | 0 | 0 | 0 | 0 | 0 | 0 | 0 | 0 | 0 | 0 | 0 | 0 | 0 | 0 | 0 | 0 | 0 | 0 | 0 | 0 | 0 | 0 | 0
[8 empty] | 8036 | December | Winter | Weekday | 0 | 0 | 0 | 0 | 0 | 0 | 0 | 0 | 0 | 0 | 0 | 0 | 0 | 0 | 0 | 0 | 0 | 0 | 0 | 0 | 0 | 0 | 0 | 0 | 0 | 0 | 0 | 0 | 0 | 0
[8 empty] | 8037 | December | Winter | Weekday | 0 | 0 | 0 | 0 | 0 | 0 | 0 | 0 | 0 | 0 | 0 | 0 | 0 | 0 | 0 | 0 | 0 | 0 | 0 | 0 | 0 | 0 | 0 | 0 | 0 | 0 | 0 | 0 | 0 | 0
[8 empty] | 8038 | December | Winter | Weekday | 0 | 0 | 0 | 0 | 0 | 0 | 0 | 0 | 0 | 0 | 0 | 0 | 0 | 0 | 0 | 0 | 0 | 0 | 0 | 0 | 0 | 0 | 0 | 0 | 0 | 0 | 0 | 0 | 0 | 0
[8 empty] | 8039 | December | Winter | Weekday | 0 | 0 | 0 | 0 | 0 | 0 | 0 | 0 | 0 | 0 | 0 | 0 | 0 | 0 | 0 | 0 | 0 | 0 | 0 | 0 | 0 | 0 | 0 | 0 | 0 | 0 | 0 | 0 | 0 | 0
[8 empty] | 8040 | December | Winter | Weekday | 0 | 0 | 0 | 0 | 0 | 0 | 0 | 0 | 0 | 0 | 0 | 0 | 0 | 0 | 0 | 0 | 0 | 0 | 0 | 0 | 0 | 0 | 0 | 0 | 0 | 0 | 0 | 0 | 0 | 0
[8 empty] | 8041 | December | Winter | Weekend | 0 | 0 | 0 | 0 | 0 | 0 | 0 | 0 | 0 | 0 | 0 | 0 | 0 | 0 | 0 | 0 | 0 | 0 | 0 | 0 | 0 | 0 | 0 | 0 | 0 | 4.8 | 4.8 | 0 | 0 | 0
[8 empty] | 8042 | December | Winter | Weekend | 0 | 0 | 0 | 0 | 0 | 0 | 0 | 0 | 0 | 0 | 0 | 0 | 0 | 0 | 0 | 0 | 0 | 0 | 0 | 0 | 0 | 0 | 0 | 0 | 0 | 4.8 | 4.8 | 0 | 0 | 0
[8 empty] | 8043 | December | Winter | Weekend | 0 | 0 | 0 | 0 | 0 | 0 | 0 | 0 | 0 | 0 | 0 | 0 | 0 | 0 | 0 | 0 | 0 | 0 | 0 | 0 | 0 | 0 | 0 | 0 | 0 | 4.8 | 4.8 | 0 | 0 | 0
[8 empty] | 8044 | December | Winter | Weekend | 0 | 0 | 0 | 0 | 0 | 0 | 0 | 0 | 0 | 0 | 0 | 0 | 0 | 0 | 0 | 0 | 0 | 0 | 0 | 0 | 0 | 0 | 0 | 0 | 0 | 4.8 | 4.8 | 0 | 0 | 0
[8 empty] | 8045 | December | Winter | Weekend | 0 | 0 | 0 | 0 | 0 | 0 | 0 | 0 | 0 | 0 | 0 | 0 | 0 | 0 | 0 | 0 | 0 | 0 | 0 | 0 | 0 | 0 | 0 | 0 | 0 | 4.8 | 4.8 | 0 | 0 | 0
[8 empty] | 8046 | December | Winter | Weekend | 0 | 0 | 0 | 0 | 0 | 0 | 0 | 0 | 0 | 0 | 0 | 0 | 0 | 0 | 0 | 0 | 0 | 0 | 0 | 0 | 0 | 0 | 0 | 0 | 0 | 4.8 | 4.8 | 0 | 0 | 0
[8 empty] | 8047 | December | Winter | Weekend | 0 | 0 | 0 | 0 | 0 | 0 | 0 | 0 | 0 | 0 | 0 | 0 | 0 | 0 | 0 | 0 | 0 | 0 | 0 | 0 | 0 | 0 | 0 | 0 | 0 | 1.2 | 1.2 | 0 | 0 | 0
[8 empty] | 8048 | December | Winter | Weekend | 0 | 0 | 0 | 0 | 0 | 0 | 0 | 0 | 0 | 0 | 0 | 0 | 0 | 0 | 0 | 0 | 0 | 0 | 0 | 0 | 0 | 0 | 0 | 0 | 0 | 0 | 0 | 0 | 0 | 0
[8 empty] | 8049 | December | Winter | Weekend | 0 | 0 | 0 | 0 | 0 | 0 | 0 | 0 | 0 | 0 | 0 | 0 | 0 | 0 | 0 | 0 | 0 | 0 | 0 | 0 | 0 | 0 | 0 | 0 | 0 | 0 | 0 | 0 | 0 | 0
[8 empty] | 8050 | December | Winter | Weekend | 0 | 0 | 0 | 0 | 0 | 0 | 0 | 0 | 0 | 0 | 0 | 0 | 0 | 0 | 0 | 0 | 0 | 0 | 0 | 0 | 0 | 0 | 0 | 0 | 0 | 0 | 0 | 0 | 0 | 0
[8 empty] | 8051 | December | Winter | Weekend | 0 | 0 | 0 | 0 | 0 | 0 | 0 | 0 | 0 | 0 | 0 | 0 | 0 | 0 | 0 | 0 | 0 | 0 | 0 | 0 | 0 | 0 | 0 | 0 | 0 | 0 | 0 | 0 | 0 | 0
[8 empty] | 8052 | December | Winter | Weekend | 0 | 0 | 0 | 0 | 0 | 0 | 0 | 0 | 0 | 0 | 0 | 0 | 0 | 0 | 0 | 0 | 0 | 0 | 0 | 0 | 0 | 0 | 0 | 0 | 0 | 0 | 0 | 0 | 0 | 0
[8 empty] | 8053 | December | Winter | Weekend | 0 | 0 | 0 | 0 | 0 | 0 | 0 | 0 | 0 | 0 | 0 | 0 | 0 | 0 | 0 | 0 | 0 | 0 | 0 | 0 | 0 | 0 | 0 | 0 | 0 | 0 | 0 | 0 | 0 | 0
[8 empty] | 8054 | December | Winter | Weekend | 0 | 0 | 0 | 0 | 0 | 0 | 0 | 0 | 0 | 0 | 0 | 0 | 0 | 0 | 0 | 0 | 0 | 0 | 0 | 0 | 0 | 0 | 0 | 0 | 0 | 0 | 0 | 0 | 0 | 0
[8 empty] | 8055 | December | Winter | Weekend | 0 | 0 | 0 | 0 | 0 | 0 | 0 | 0 | 0 | 0 | 0 | 0 | 0 | 0 | 0 | 0 | 0 | 0 | 0 | 0 | 0 | 0 | 0 | 0 | 0 | 0 | 0 | 0 | 0 | 0
[8 empty] | 8056 | December | Winter | Weekend | 0 | 0 | 0 | 0 | 0 | 0 | 0 | 0 | 0 | 0 | 0 | 0 | 0 | 0 | 0 | 0 | 0 | 0 | 0 | 0 | 0 | 0 | 0 | 0 | 0 | 0 | 0 | 0 | 0 | 0
[8 empty] | 8057 | December | Winter | Weekend | 0 | 0 | 0 | 0 | 0 | 0 | 0 | 0 | 0 | 0 | 0 | 0 | 0 | 0 | 0 | 0 | 0 | 0 | 0 | 0 | 0 | 0 | 0 | 0 | 0 | 0 | 0 | 0 | 0 | 0
[8 empty] | 8058 | December | Winter | Weekend | 0 | 0 | 0 | 0 | 0 | 0 | 0 | 0 | 0 | 0 | 0 | 0 | 0 | 0 | 0 | 0 | 0 | 0 | 0 | 0 | 0 | 0 | 0 | 0 | 0 | 0 | 0 | 0 | 0 | 0
[8 empty] | 8059 | December | Winter | Weekend | 0 | 0 | 0 | 0 | 0 | 0 | 0 | 0 | 0 | 0 | 0 | 0 | 0 | 0 | 0 | 0 | 0 | 0 | 0 | 0 | 0 | 0 | 0 | 0 | 0 | 0 | 0 | 0 | 0 | 0
[8 empty] | 8060 | December | Winter | Weekend | 0 | 0 | 0 | 0 | 0 | 0 | 0 | 0 | 0 | 0 | 0 | 0 | 0 | 0 | 0 | 0 | 0 | 0 | 0 | 0 | 0 | 0 | 0 | 0 | 0 | 0 | 0 | 0 | 0 | 0
[8 empty] | 8061 | December | Winter | Weekend | 0 | 0 | 0 | 0 | 0 | 0 | 0 | 0 | 0 | 0 | 0 | 0 | 0 | 0 | 0 | 0 | 0 | 0 | 0 | 0 | 0 | 0 | 0 | 0 | 0 | 0 | 0 | 0 | 0 | 0
[8 empty] | 8062 | December | Winter | Weekend | 0 | 0 | 0 | 0 | 0 | 0 | 0 | 0 | 0 | 0 | 0 | 0 | 0 | 0 | 0 | 0 | 0 | 0 | 0 | 0 | 0 | 0 | 0 | 0 | 0 | 0 | 0 | 0 | 0 | 0
[8 empty] | 8063 | December | Winter | Weekend | 0 | 0 | 0 | 0 | 0 | 0 | 0 | 0 | 0 | 0 | 0 | 0 | 0 | 0 | 0 | 0 | 0 | 0 | 0 | 0 | 0 | 0 | 0 | 0 | 0 | 0 | 0 | 0 | 0 | 0
[8 empty] | 8064 | December | Winter | Weekend | 0 | 0 | 0 | 0 | 0 | 0 | 0 | 0 | 0 | 0 | 0 | 0 | 0 | 0 | 0 | 0 | 0 | 0 | 0 | 0 | 0 | 0 | 0 | 0 | 0 | 0 | 0 | 0 | 0 | 0
[8 empty] | 8065 | December | Winter | Weekend | 0 | 0 | 0 | 0 | 0 | 0 | 0 | 0 | 0 | 0 | 0 | 0 | 0 | 0 | 0 | 0 | 0 | 0 | 0 | 0 | 0 | 0 | 0 | 0 | 0 | 4.8 | 4.8 | 0 | 0 | 0
[8 empty] | 8066 | December | Winter | Weekend | 0 | 0 | 0 | 0 | 0 | 0 | 0 | 0 | 0 | 0 | 0 | 0 | 0 | 0 | 0 | 0 | 0 | 0 | 0 | 0 | 0 | 0 | 0 | 0 | 0 | 4.8 | 4.8 | 0 | 0 | 0
[8 empty] | 8067 | December | Winter | Weekend | 0 | 0 | 0 | 0 | 0 | 0 | 0 | 0 | 0 | 0 | 0 | 0 | 0 | 0 | 0 | 0 | 0 | 0 | 0 | 0 | 0 | 0 | 0 | 0 | 0 | 4.8 | 4.8 | 0 | 0 | 0
[8 empty] | 8068 | December | Winter | Weekend | 0 | 0 | 0 | 0 | 0 | 0 | 0 | 0 | 0 | 0 | 0 | 0 | 0 | 0 | 0 | 0 | 0 | 0 | 0 | 0 | 0 | 0 | 0 | 0 | 0 | 4.8 | 4.8 | 0 | 0 | 0
[8 empty] | 8069 | December | Winter | Weekend | 0 | 0 | 0 | 0 | 0 | 0 | 0 | 0 | 0 | 0 | 0 | 0 | 0 | 0 | 0 | 0 | 0 | 0 | 0 | 0 | 0 | 0 | 0 | 0 | 0 | 4.8 | 4.8 | 0 | 0 | 0
[8 empty] | 8070 | December | Winter | Weekend | 0 | 0 | 0 | 0 | 0 | 0 | 0 | 0 | 0 | 0 | 0 | 0 | 0 | 0 | 0 | 0 | 0 | 0 | 0 | 0 | 0 | 0 | 0 | 0 | 0 | 4.8 | 4.8 | 0 | 0 | 0
[8 empty] | 8071 | December | Winter | Weekend | 0 | 0 | 0 | 0 | 0 | 0 | 0 | 0 | 0 | 0 | 0 | 0 | 0 | 0 | 0 | 0 | 0 | 0 | 0 | 0 | 0 | 0 | 0 | 0 | 0 | 1.2 | 1.2 | 0 | 0 | 0
[8 empty] | 8072 | December | Winter | Weekend | 0 | 0 | 0 | 0 | 0 | 0 | 0 | 0 | 0 | 0 | 0 | 0 | 0 | 0 | 0 | 0 | 0 | 0 | 0 | 0 | 0 | 0 | 0 | 0 | 0 | 0 | 0 | 0 | 0 | 0
[8 empty] | 8073 | December | Winter | Weekend | 0 | 0 | 0 | 0 | 0 | 0 | 0 | 0 | 0 | 0 | 0 | 0 | 0 | 0 | 0 | 0 | 0 | 0 | 0 | 0 | 0 | 0 | 0 | 0 | 0 | 0 | 0 | 0 | 0 | 0
[8 empty] | 8074 | December | Winter | Weekend | 0 | 0 | 0 | 0 | 0 | 0 | 0 | 0 | 0 | 0 | 0 | 0 | 0 | 0 | 0 | 0 | 0 | 0 | 0 | 0 | 0 | 0 | 0 | 0 | 0 | 0 | 0 | 0 | 0 | 0
[8 empty] | 8075 | December | Winter | Weekend | 0 | 0 | 0 | 0 | 0 | 0 | 0 | 0 | 0 | 0 | 0 | 0 | 0 | 0 | 0 | 0 | 0 | 0 | 0 | 0 | 0 | 0 | 0 | 0 | 0 | 0 | 0 | 0 | 0 | 0
[8 empty] | 8076 | December | Winter | Weekend | 0 | 0 | 0 | 0 | 0 | 0 | 0 | 0 | 0 | 0 | 0 | 0 | 0 | 0 | 0 | 0 | 0 | 0 | 0 | 0 | 0 | 0 | 0 | 0 | 0 | 0 | 0 | 0 | 0 | 0
[8 empty] | 8077 | December | Winter | Weekend | 0 | 0 | 0 | 0 | 0 | 0 | 0 | 0 | 0 | 0 | 0 | 0 | 0 | 0 | 0 | 0 | 0 | 0 | 0 | 0 | 0 | 0 | 0 | 0 | 0 | 0 | 0 | 0 | 0 | 0
[8 empty] | 8078 | December | Winter | Weekend | 0 | 0 | 0 | 0 | 0 | 0 | 0 | 0 | 0 | 0 | 0 | 0 | 0 | 0 | 0 | 0 | 0 | 0 | 0 | 0 | 0 | 0 | 0 | 0 | 0 | 0 | 0 | 0 | 0 | 0
[8 empty] | 8079 | December | Winter | Weekend | 0 | 0 | 0 | 0 | 0 | 0 | 0 | 0 | 0 | 0 | 0 | 0 | 0 | 0 | 0 | 0 | 0 | 0 | 0 | 0 | 0 | 0 | 0 | 0 | 0 | 0 | 0 | 0 | 0 | 0
[8 empty] | 8080 | December | Winter | Weekend | 0 | 0 | 0 | 0 | 0 | 0 | 0 | 0 | 0 | 0 | 0 | 0 | 0 | 0 | 0 | 0 | 0 | 0 | 0 | 0 | 0 | 0 | 0 | 0 | 0 | 0 | 0 | 0 | 0 | 0
[8 empty] | 8081 | December | Winter | Weekend | 0 | 0 | 0 | 0 | 0 | 0 | 0 | 0 | 0 | 0 | 0 | 0 | 0 | 0 | 0 | 0 | 0 | 0 | 0 | 0 | 0 | 0 | 0 | 0 | 0 | 0 | 0 | 0 | 0 | 0
[8 empty] | 8082 | December | Winter | Weekend | 0 | 0 | 0 | 0 | 0 | 0 | 0 | 0 | 0 | 0 | 0 | 0 | 0 | 0 | 0 | 0 | 0 | 0 | 0 | 0 | 0 | 0 | 0 | 0 | 0 | 0 | 0 | 0 | 0 | 0
[8 empty] | 8083 | December | Winter | Weekend | 0 | 0 | 0 | 0 | 0 | 0 | 0 | 0 | 0 | 0 | 0 | 0 | 0 | 0 | 0 | 0 | 0 | 0 | 0 | 0 | 0 | 0 | 0 | 0 | 0 | 0 | 0 | 0 | 0 | 0
[8 empty] | 8084 | December | Winter | Weekend | 0 | 0 | 0 | 0 | 0 | 0 | 0 | 0 | 0 | 0 | 0 | 0 | 0 | 0 | 0 | 0 | 0 | 0 | 0 | 0 | 0 | 0 | 0 | 0 | 0 | 0 | 0 | 0 | 0 | 0
[8 empty] | 8085 | December | Winter | Weekend | 0 | 0 | 0 | 0 | 0 | 0 | 0 | 0 | 0 | 0 | 0 | 0 | 0 | 0 | 0 | 0 | 0 | 0 | 0 | 0 | 0 | 0 | 0 | 0 | 0 | 0 | 0 | 0 | 0 | 0
[8 empty] | 8086 | December | Winter | Weekend | 0 | 0 | 0 | 0 | 0 | 0 | 0 | 0 | 0 | 0 | 0 | 0 | 0 | 0 | 0 | 0 | 0 | 0 | 0 | 0 | 0 | 0 | 0 | 0 | 0 | 0 | 0 | 0 | 0 | 0
[8 empty] | 8087 | December | Winter | Weekend | 0 | 0 | 0 | 0 | 0 | 0 | 0 | 0 | 0 | 0 | 0 | 0 | 0 | 0 | 0 | 0 | 0 | 0 | 0 | 0 | 0 | 0 | 0 | 0 | 0 | 0 | 0 | 0 | 0 | 0
[8 empty] | 8088 | December | Winter | Weekend | 0 | 0 | 0 | 0 | 0 | 0 | 0 | 0 | 0 | 0 | 0 | 0 | 0 | 0 | 0 | 0 | 0 | 0 | 0 | 0 | 0 | 0 | 0 | 0 | 0 | 0 | 0 | 0 | 0 | 0
[8 empty] | 8089 | December | Winter | Weekday | 0 | 0 | 0 | 0 | 0 | 0 | 0 | 0 | 0 | 0 | 0 | 0 | 0 | 0 | 0 | 0 | 0 | 0 | 0 | 0 | 0 | 0 | 0 | 0 | 0 | 4.8 | 4.8 | 0 | 0 | 0
[8 empty] | 8090 | December | Winter | Weekday | 0 | 0 | 0 | 0 | 0 | 0 | 0 | 0 | 0 | 0 | 0 | 0 | 0 | 0 | 0 | 0 | 0 | 0 | 0 | 0 | 0 | 0 | 0 | 0 | 0 | 4.8 | 4.8 | 0 | 0 | 0
[8 empty] | 8091 | December | Winter | Weekday | 0 | 0 | 0 | 0 | 0 | 0 | 0 | 0 | 0 | 0 | 0 | 0 | 0 | 0 | 0 | 0 | 0 | 0 | 0 | 0 | 0 | 0 | 0 | 0 | 0 | 4.8 | 4.8 | 0 | 0 | 0
[8 empty] | 8092 | December | Winter | Weekday | 0 | 0 | 0 | 0 | 0 | 0 | 0 | 0 | 0 | 0 | 0 | 0 | 0 | 0 | 0 | 0 | 0 | 0 | 0 | 0 | 0 | 0 | 0 | 0 | 0 | 4.8 | 4.8 | 0 | 0 | 0
[8 empty] | 8093 | December | Winter | Weekday | 0 | 0 | 0 | 0 | 0 | 0 | 0 | 0 | 0 | 0 | 0 | 0 | 0 | 0 | 0 | 0 | 0 | 0 | 0 | 0 | 0 | 0 | 0 | 0 | 0 | 4.8 | 4.8 | 0 | 0 | 0
[8 empty] | 8094 | December | Winter | Weekday | 0 | 0 | 0 | 0 | 0 | 0 | 0 | 0 | 0 | 0 | 0 | 0 | 0 | 0 | 0 | 0 | 0 | 0 | 0 | 0 | 0 | 0 | 0 | 0 | 0 | 4.8 | 4.8 | 0 | 0 | 0
[8 empty] | 8095 | December | Winter | Weekday | 0 | 0 | 0 | 0 | 0 | 0 | 0 | 0 | 0 | 0 | 0 | 0 | 0 | 0 | 0 | 0 | 0 | 0 | 0 | 0 | 0 | 0 | 0 | 0 | 0 | 1.2 | 1.2 | 0 | 0 | 0
[8 empty] | 8096 | December | Winter | Weekday | 0 | 0 | 0 | 0 | 0 | 0 | 0 | 0 | 0 | 0 | 0 | 0 | 0 | 0 | 0 | 0 | 0 | 0 | 0 | 0 | 0 | 0 | 0 | 0 | 0 | 0 | 0 | 0 | 0 | 0
[8 empty] | 8097 | December | Winter | Weekday | 0 | 0 | 0 | 0 | 0 | 0 | 0 | 0 | 0 | 0 | 0 | 0 | 0 | 0 | 0 | 0 | 0 | 0 | 0 | 0 | 0 | 0 | 0 | 0 | 0 | 0 | 0 | 0 | 0 | 0
[8 empty] | 8098 | December | Winter | Weekday | 0 | 0 | 0 | 0 | 0 | 0 | 0 | 0 | 0 | 0 | 0 | 0 | 0 | 0 | 0 | 0 | 0 | 0 | 0 | 0 | 0 | 0 | 0 | 0 | 0 | 0 | 0 | 0 | 0 | 0
[8 empty] | 8099 | December | Winter | Weekday | 0 | 0 | 0 | 0 | 0 | 0 | 0 | 0 | 0 | 0 | 0 | 0 | 0 | 0 | 0 | 0 | 0 | 0 | 0 | 0 | 0 | 0 | 0 | 0 | 0 | 0 | 0 | 0 | 0 | 0
[8 empty] | 8100 | December | Winter | Weekday | 0 | 0 | 0 | 0 | 0 | 0 | 0 | 0 | 0 | 0 | 0 | 0 | 0 | 0 | 0 | 0 | 0 | 0 | 0 | 0 | 0 | 0 | 0 | 0 | 0 | 0 | 0 | 0 | 0 | 0
[8 empty] | 8101 | December | Winter | Weekday | 0 | 0 | 0 | 0 | 0 | 0 | 0 | 0 | 0 | 0 | 0 | 0 | 0 | 0 | 0 | 0 | 0 | 0 | 0 | 0 | 0 | 0 | 0 | 0 | 0 | 0 | 0 | 0 | 0 | 0
[8 empty] | 8102 | December | Winter | Weekday | 0 | 0 | 0 | 0 | 0 | 0 | 0 | 0 | 0 | 0 | 0 | 0 | 0 | 0 | 0 | 0 | 0 | 0 | 0 | 0 | 0 | 0 | 0 | 0 | 0 | 0 | 0 | 0 | 0 | 0
[8 empty] | 8103 | December | Winter | Weekday | 0 | 0 | 0 | 0 | 0 | 0 | 0 | 0 | 0 | 0 | 0 | 0 | 0 | 0 | 0 | 0 | 0 | 0 | 0 | 0 | 0 | 0 | 0 | 0 | 0 | 0 | 0 | 0 | 0 | 0
[8 empty] | 8104 | December | Winter | Weekday | 0 | 0 | 0 | 0 | 0 | 0 | 0 | 0 | 0 | 0 | 0 | 0 | 0 | 0 | 0 | 0 | 0 | 0 | 0 | 0 | 0 | 0 | 0 | 0 | 0 | 0 | 0 | 0 | 0 | 0
[8 empty] | 8105 | December | Winter | Weekday | 0 | 0 | 0 | 0 | 0 | 0 | 0 | 0 | 0 | 0 | 0 | 0 | 0 | 0 | 0 | 0 | 0 | 0 | 0 | 0 | 0 | 0 | 0 | 0 | 0 | 0 | 0 | 0 | 0 | 0
[8 empty] | 8106 | December | Winter | Weekday | 0 | 0 | 0 | 0 | 0 | 0 | 0 | 0 | 0 | 0 | 0 | 0 | 0 | 0 | 0 | 0 | 0 | 0 | 0 | 0 | 0 | 0 | 0 | 0 | 0 | 0 | 0 | 0 | 0 | 0
[8 empty] | 8107 | December | Winter | Weekday | 0 | 0 | 0 | 0 | 0 | 0 | 0 | 0 | 0 | 0 | 0 | 0 | 0 | 0 | 0 | 0 | 0 | 0 | 0 | 0 | 0 | 0 | 0 | 0 | 0 | 0 | 0 | 0 | 0 | 0
[8 empty] | 8108 | December | Winter | Weekday | 0 | 0 | 0 | 0 | 0 | 0 | 0 | 0 | 0 | 0 | 0 | 0 | 0 | 0 | 0 | 0 | 0 | 0 | 0 | 0 | 0 | 0 | 0 | 0 | 0 | 0 | 0 | 0 | 0 | 0
[8 empty] | 8109 | December | Winter | Weekday | 0 | 0 | 0 | 0 | 0 | 0 | 0 | 0 | 0 | 0 | 0 | 0 | 0 | 0 | 0 | 0 | 0 | 0 | 0 | 0 | 0 | 0 | 0 | 0 | 0 | 0 | 0 | 0 | 0 | 0
[8 empty] | 8110 | December | Winter | Weekday | 0 | 0 | 0 | 0 | 0 | 0 | 0 | 0 | 0 | 0 | 0 | 0 | 0 | 0 | 0 | 0 | 0 | 0 | 0 | 0 | 0 | 0 | 0 | 0 | 0 | 0 | 0 | 0 | 0 | 0
[8 empty] | 8111 | December | Winter | Weekday | 0 | 0 | 0 | 0 | 0 | 0 | 0 | 0 | 0 | 0 | 0 | 0 | 0 | 0 | 0 | 0 | 0 | 0 | 0 | 0 | 0 | 0 | 0 | 0 | 0 | 0 | 0 | 0 | 0 | 0
[8 empty] | 8112 | December | Winter | Weekday | 0 | 0 | 0 | 0 | 0 | 0 | 0 | 0 | 0 | 0 | 0 | 0 | 0 | 0 | 0 | 0 | 0 | 0 | 0 | 0 | 0 | 0 | 0 | 0 | 0 | 0 | 0 | 0 | 0 | 0
[8 empty] | 8113 | December | Winter | Weekday | 0 | 0 | 0 | 0 | 0 | 0 | 0 | 0 | 0 | 0 | 0 | 0 | 0 | 0 | 0 | 0 | 0 | 0 | 0 | 0 | 0 | 0 | 0 | 0 | 0 | 4.8 | 4.8 | 0 | 0 | 0
[8 empty] | 8114 | December | Winter | Weekday | 0 | 0 | 0 | 0 | 0 | 0 | 0 | 0 | 0 | 0 | 0 | 0 | 0 | 0 | 0 | 0 | 0 | 0 | 0 | 0 | 0 | 0 | 0 | 0 | 0 | 4.8 | 4.8 | 0 | 0 | 0
[8 empty] | 8115 | December | Winter | Weekday | 0 | 0 | 0 | 0 | 0 | 0 | 0 | 0 | 0 | 0 | 0 | 0 | 0 | 0 | 0 | 0 | 0 | 0 | 0 | 0 | 0 | 0 | 0 | 0 | 0 | 4.8 | 4.8 | 0 | 0 | 0
[8 empty] | 8116 | December | Winter | Weekday | 0 | 0 | 0 | 0 | 0 | 0 | 0 | 0 | 0 | 0 | 0 | 0 | 0 | 0 | 0 | 0 | 0 | 0 | 0 | 0 | 0 | 0 | 0 | 0 | 0 | 4.8 | 4.8 | 0 | 0 | 0
[8 empty] | 8117 | December | Winter | Weekday | 0 | 0 | 0 | 0 | 0 | 0 | 0 | 0 | 0 | 0 | 0 | 0 | 0 | 0 | 0 | 0 | 0 | 0 | 0 | 0 | 0 | 0 | 0 | 0 | 0 | 4.8 | 4.8 | 0 | 0 | 0
[8 empty] | 8118 | December | Winter | Weekday | 0 | 0 | 0 | 0 | 0 | 0 | 0 | 0 | 0 | 0 | 0 | 0 | 0 | 0 | 0 | 0 | 0 | 0 | 0 | 0 | 0 | 0 | 0 | 0 | 0 | 4.8 | 4.8 | 0 | 0 | 0
[8 empty] | 8119 | December | Winter | Weekday | 0 | 0 | 0 | 0 | 0 | 0 | 0 | 0 | 0 | 0 | 0 | 0 | 0 | 0 | 0 | 0 | 0 | 0 | 0 | 0 | 0 | 0 | 0 | 0 | 0 | 1.2 | 1.2 | 0 | 0 | 0
[8 empty] | 8120 | December | Winter | Weekday | 0 | 0 | 0 | 0 | 0 | 0 | 0 | 0 | 0 | 0 | 0 | 0 | 0 | 0 | 0 | 0 | 0 | 0 | 0 | 0 | 0 | 0 | 0 | 0 | 0 | 0 | 0 | 0 | 0 | 0
[8 empty] | 8121 | December | Winter | Weekday | 0 | 0 | 0 | 0 | 0 | 0 | 0 | 0 | 0 | 0 | 0 | 0 | 0 | 0 | 0 | 0 | 0 | 0 | 0 | 0 | 0 | 0 | 0 | 0 | 0 | 0 | 0 | 0 | 0 | 0
[8 empty] | 8122 | December | Winter | Weekday | 0 | 0 | 0 | 0 | 0 | 0 | 0 | 0 | 0 | 0 | 0 | 0 | 0 | 0 | 0 | 0 | 0 | 0 | 0 | 0 | 0 | 0 | 0 | 0 | 0 | 0 | 0 | 0 | 0 | 0
[8 empty] | 8123 | December | Winter | Weekday | 0 | 0 | 0 | 0 | 0 | 0 | 0 | 0 | 0 | 0 | 0 | 0 | 0 | 0 | 0 | 0 | 0 | 0 | 0 | 0 | 0 | 0 | 0 | 0 | 0 | 0 | 0 | 0 | 0 | 0
[8 empty] | 8124 | December | Winter | Weekday | 0 | 0 | 0 | 0 | 0 | 0 | 0 | 0 | 0 | 0 | 0 | 0 | 0 | 0 | 0 | 0 | 0 | 0 | 0 | 0 | 0 | 0 | 0 | 0 | 0 | 0 | 0 | 0 | 0 | 0
[8 empty] | 8125 | December | Winter | Weekday | 0 | 0 | 0 | 0 | 0 | 0 | 0 | 0 | 0 | 0 | 0 | 0 | 0 | 0 | 0 | 0 | 0 | 0 | 0 | 0 | 0 | 0 | 0 | 0 | 0 | 0 | 0 | 0 | 0 | 0
[8 empty] | 8126 | December | Winter | Weekday | 0 | 0 | 0 | 0 | 0 | 0 | 0 | 0 | 0 | 0 | 0 | 0 | 0 | 0 | 0 | 0 | 0 | 0 | 0 | 0 | 0 | 0 | 0 | 0 | 0 | 0 | 0 | 0 | 0 | 0
[8 empty] | 8127 | December | Winter | Weekday | 0 | 0 | 0 | 0 | 0 | 0 | 0 | 0 | 0 | 0 | 0 | 0 | 0 | 0 | 0 | 0 | 0 | 0 | 0 | 0 | 0 | 0 | 0 | 0 | 0 | 0 | 0 | 0 | 0 | 0
[8 empty] | 8128 | December | Winter | Weekday | 0 | 0 | 0 | 0 | 0 | 0 | 0 | 0 | 0 | 0 | 0 | 0 | 0 | 0 | 0 | 0 | 0 | 0 | 0 | 0 | 0 | 0 | 0 | 0 | 0 | 0 | 0 | 0 | 0 | 0
[8 empty] | 8129 | December | Winter | Weekday | 0 | 0 | 0 | 0 | 0 | 0 | 0 | 0 | 0 | 0 | 0 | 0 | 0 | 0 | 0 | 0 | 0 | 0 | 0 | 0 | 0 | 0 | 0 | 0 | 0 | 0 | 0 | 0 | 0 | 0
[8 empty] | 8130 | December | Winter | Weekday | 0 | 0 | 0 | 0 | 0 | 0 | 0 | 0 | 0 | 0 | 0 | 0 | 0 | 0 | 0 | 0 | 0 | 0 | 0 | 0 | 0 | 0 | 0 | 0 | 0 | 0 | 0 | 0 | 0 | 0
[8 empty] | 8131 | December | Winter | Weekday | 0 | 0 | 0 | 0 | 0 | 0 | 0 | 0 | 0 | 0 | 0 | 0 | 0 | 0 | 0 | 0 | 0 | 0 | 0 | 0 | 0 | 0 | 0 | 0 | 0 | 0 | 0 | 0 | 0 | 0
[8 empty] | 8132 | December | Winter | Weekday | 0 | 0 | 0 | 0 | 0 | 0 | 0 | 0 | 0 | 0 | 0 | 0 | 0 | 0 | 0 | 0 | 0 | 0 | 0 | 0 | 0 | 0 | 0 | 0 | 0 | 0 | 0 | 0 | 0 | 0
[8 empty] | 8133 | December | Winter | Weekday | 0 | 0 | 0 | 0 | 0 | 0 | 0 | 0 | 0 | 0 | 0 | 0 | 0 | 0 | 0 | 0 | 0 | 0 | 0 | 0 | 0 | 0 | 0 | 0 | 0 | 0 | 0 | 0 | 0 | 0
[8 empty] | 8134 | December | Winter | Weekday | 0 | 0 | 0 | 0 | 0 | 0 | 0 | 0 | 0 | 0 | 0 | 0 | 0 | 0 | 0 | 0 | 0 | 0 | 0 | 0 | 0 | 0 | 0 | 0 | 0 | 0 | 0 | 0 | 0 | 0
[8 empty] | 8135 | December | Winter | Weekday | 0 | 0 | 0 | 0 | 0 | 0 | 0 | 0 | 0 | 0 | 0 | 0 | 0 | 0 | 0 | 0 | 0 | 0 | 0 | 0 | 0 | 0 | 0 | 0 | 0 | 0 | 0 | 0 | 0 | 0
[8 empty] | 8136 | December | Winter | Weekday | 0 | 0 | 0 | 0 | 0 | 0 | 0 | 0 | 0 | 0 | 0 | 0 | 0 | 0 | 0 | 0 | 0 | 0 | 0 | 0 | 0 | 0 | 0 | 0 | 0 | 0 | 0 | 0 | 0 | 0
[8 empty] | 8137 | December | Winter | Weekday | 0 | 0 | 0 | 0 | 0 | 0 | 0 | 0 | 0 | 0 | 0 | 0 | 0 | 0 | 0 | 0 | 0 | 0 | 0 | 0 | 0 | 0 | 0 | 0 | 0 | 4.8 | 4.8 | 0 | 0 | 0
[8 empty] | 8138 | December | Winter | Weekday | 0 | 0 | 0 | 0 | 0 | 0 | 0 | 0 | 0 | 0 | 0 | 0 | 0 | 0 | 0 | 0 | 0 | 0 | 0 | 0 | 0 | 0 | 0 | 0 | 0 | 4.8 | 4.8 | 0 | 0 | 0
[8 empty] | 8139 | December | Winter | Weekday | 0 | 0 | 0 | 0 | 0 | 0 | 0 | 0 | 0 | 0 | 0 | 0 | 0 | 0 | 0 | 0 | 0 | 0 | 0 | 0 | 0 | 0 | 0 | 0 | 0 | 4.8 | 4.8 | 0 | 0 | 0
[8 empty] | 8140 | December | Winter | Weekday | 0 | 0 | 0 | 0 | 0 | 0 | 0 | 0 | 0 | 0 | 0 | 0 | 0 | 0 | 0 | 0 | 0 | 0 | 0 | 0 | 0 | 0 | 0 | 0 | 0 | 4.8 | 4.8 | 0 | 0 | 0
[8 empty] | 8141 | December | Winter | Weekday | 0 | 0 | 0 | 0 | 0 | 0 | 0 | 0 | 0 | 0 | 0 | 0 | 0 | 0 | 0 | 0 | 0 | 0 | 0 | 0 | 0 | 0 | 0 | 0 | 0 | 4.8 | 4.8 | 0 | 0 | 0
[8 empty] | 8142 | December | Winter | Weekday | 0 | 0 | 0 | 0 | 0 | 0 | 0 | 0 | 0 | 0 | 0 | 0 | 0 | 0 | 0 | 0 | 0 | 0 | 0 | 0 | 0 | 0 | 0 | 0 | 0 | 4.8 | 4.8 | 0 | 0 | 0
[8 empty] | 8143 | December | Winter | Weekday | 0 | 0 | 0 | 0 | 0 | 0 | 0 | 0 | 0 | 0 | 0 | 0 | 0 | 0 | 0 | 0 | 0 | 0 | 0 | 0 | 0 | 0 | 0 | 0 | 0 | 1.2 | 1.2 | 0 | 0 | 0
[8 empty] | 8144 | December | Winter | Weekday | 0 | 0 | 0 | 0 | 0 | 0 | 0 | 0 | 0 | 0 | 0 | 0 | 0 | 0 | 0 | 0 | 0 | 0 | 0 | 0 | 0 | 0 | 0 | 0 | 0 | 0 | 0 | 0 | 0 | 0
[8 empty] | 8145 | December | Winter | Weekday | 0 | 0 | 0 | 0 | 0 | 0 | 0 | 0 | 0 | 0 | 0 | 0 | 0 | 0 | 0 | 0 | 0 | 0 | 0 | 0 | 0 | 0 | 0 | 0 | 0 | 0 | 0 | 0 | 0 | 0
[8 empty] | 8146 | December | Winter | Weekday | 0 | 0 | 0 | 0 | 0 | 0 | 0 | 0 | 0 | 0 | 0 | 0 | 0 | 0 | 0 | 0 | 0 | 0 | 0 | 0 | 0 | 0 | 0 | 0 | 0 | 0 | 0 | 0 | 0 | 0
[8 empty] | 8147 | December | Winter | Weekday | 0 | 0 | 0 | 0 | 0 | 0 | 0 | 0 | 0 | 0 | 0 | 0 | 0 | 0 | 0 | 0 | 0 | 0 | 0 | 0 | 0 | 0 | 0 | 0 | 0 | 0 | 0 | 0 | 0 | 0
[8 empty] | 8148 | December | Winter | Weekday | 0 | 0 | 0 | 0 | 0 | 0 | 0 | 0 | 0 | 0 | 0 | 0 | 0 | 0 | 0 | 0 | 0 | 0 | 0 | 0 | 0 | 0 | 0 | 0 | 0 | 0 | 0 | 0 | 0 | 0
[8 empty] | 8149 | December | Winter | Weekday | 0 | 0 | 0 | 0 | 0 | 0 | 0 | 0 | 0 | 0 | 0 | 0 | 0 | 0 | 0 | 0 | 0 | 0 | 0 | 0 | 0 | 0 | 0 | 0 | 0 | 0 | 0 | 0 | 0 | 0
[8 empty] | 8150 | December | Winter | Weekday | 0 | 0 | 0 | 0 | 0 | 0 | 0 | 0 | 0 | 0 | 0 | 0 | 0 | 0 | 0 | 0 | 0 | 0 | 0 | 0 | 0 | 0 | 0 | 0 | 0 | 0 | 0 | 0 | 0 | 0
[8 empty] | 8151 | December | Winter | Weekday | 0 | 0 | 0 | 0 | 0 | 0 | 0 | 0 | 0 | 0 | 0 | 0 | 0 | 0 | 0 | 0 | 0 | 0 | 0 | 0 | 0 | 0 | 0 | 0 | 0 | 0 | 0 | 0 | 0 | 0
[8 empty] | 8152 | December | Winter | Weekday | 0 | 0 | 0 | 0 | 0 | 0 | 0 | 0 | 0 | 0 | 0 | 0 | 0 | 0 | 0 | 0 | 0 | 0 | 0 | 0 | 0 | 0 | 0 | 0 | 0 | 0 | 0 | 0 | 0 | 0
[8 empty] | 8153 | December | Winter | Weekday | 0 | 0 | 0 | 0 | 0 | 0 | 0 | 0 | 0 | 0 | 0 | 0 | 0 | 0 | 0 | 0 | 0 | 0 | 0 | 0 | 0 | 0 | 0 | 0 | 0 | 0 | 0 | 0 | 0 | 0
[8 empty] | 8154 | December | Winter | Weekday | 0 | 0 | 0 | 0 | 0 | 0 | 0 | 0 | 0 | 0 | 0 | 0 | 0 | 0 | 0 | 0 | 0 | 0 | 0 | 0 | 0 | 0 | 0 | 0 | 0 | 0 | 0 | 0 | 0 | 0
[8 empty] | 8155 | December | Winter | Weekday | 0 | 0 | 0 | 0 | 0 | 0 | 0 | 0 | 0 | 0 | 0 | 0 | 0 | 0 | 0 | 0 | 0 | 0 | 0 | 0 | 0 | 0 | 0 | 0 | 0 | 0 | 0 | 0 | 0 | 0
[8 empty] | 8156 | December | Winter | Weekday | 0 | 0 | 0 | 0 | 0 | 0 | 0 | 0 | 0 | 0 | 0 | 0 | 0 | 0 | 0 | 0 | 0 | 0 | 0 | 0 | 0 | 0 | 0 | 0 | 0 | 0 | 0 | 0 | 0 | 0
[8 empty] | 8157 | December | Winter | Weekday | 0 | 0 | 0 | 0 | 0 | 0 | 0 | 0 | 0 | 0 | 0 | 0 | 0 | 0 | 0 | 0 | 0 | 0 | 0 | 0 | 0 | 0 | 0 | 0 | 0 | 0 | 0 | 0 | 0 | 0
[8 empty] | 8158 | December | Winter | Weekday | 0 | 0 | 0 | 0 | 0 | 0 | 0 | 0 | 0 | 0 | 0 | 0 | 0 | 0 | 0 | 0 | 0 | 0 | 0 | 0 | 0 | 0 | 0 | 0 | 0 | 0 | 0 | 0 | 0 | 0
[8 empty] | 8159 | December | Winter | Weekday | 0 | 0 | 0 | 0 | 0 | 0 | 0 | 0 | 0 | 0 | 0 | 0 | 0 | 0 | 0 | 0 | 0 | 0 | 0 | 0 | 0 | 0 | 0 | 0 | 0 | 0 | 0 | 0 | 0 | 0
[8 empty] | 8160 | December | Winter | Weekday | 0 | 0 | 0 | 0 | 0 | 0 | 0 | 0 | 0 | 0 | 0 | 0 | 0 | 0 | 0 | 0 | 0 | 0 | 0 | 0 | 0 | 0 | 0 | 0 | 0 | 0 | 0 | 0 | 0 | 0
[8 empty] | 8161 | December | Winter | Weekday | 0 | 0 | 0 | 0 | 0 | 0 | 0 | 0 | 0 | 0 | 0 | 0 | 0 | 0 | 0 | 0 | 0 | 0 | 0 | 0 | 0 | 0 | 0 | 0 | 0 | 4.8 | 4.8 | 0 | 0 | 0
[8 empty] | 8162 | December | Winter | Weekday | 0 | 0 | 0 | 0 | 0 | 0 | 0 | 0 | 0 | 0 | 0 | 0 | 0 | 0 | 0 | 0 | 0 | 0 | 0 | 0 | 0 | 0 | 0 | 0 | 0 | 4.8 | 4.8 | 0 | 0 | 0
[8 empty] | 8163 | December | Winter | Weekday | 0 | 0 | 0 | 0 | 0 | 0 | 0 | 0 | 0 | 0 | 0 | 0 | 0 | 0 | 0 | 0 | 0 | 0 | 0 | 0 | 0 | 0 | 0 | 0 | 0 | 4.8 | 4.8 | 0 | 0 | 0
[8 empty] | 8164 | December | Winter | Weekday | 0 | 0 | 0 | 0 | 0 | 0 | 0 | 0 | 0 | 0 | 0 | 0 | 0 | 0 | 0 | 0 | 0 | 0 | 0 | 0 | 0 | 0 | 0 | 0 | 0 | 4.8 | 4.8 | 0 | 0 | 0
[8 empty] | 8165 | December | Winter | Weekday | 0 | 0 | 0 | 0 | 0 | 0 | 0 | 0 | 0 | 0 | 0 | 0 | 0 | 0 | 0 | 0 | 0 | 0 | 0 | 0 | 0 | 0 | 0 | 0 | 0 | 4.8 | 4.8 | 0 | 0 | 0
[8 empty] | 8166 | December | Winter | Weekday | 0 | 0 | 0 | 0 | 0 | 0 | 0 | 0 | 0 | 0 | 0 | 0 | 0 | 0 | 0 | 0 | 0 | 0 | 0 | 0 | 0 | 0 | 0 | 0 | 0 | 4.8 | 4.8 | 0 | 0 | 0
[8 empty] | 8167 | December | Winter | Weekday | 0 | 0 | 0 | 0 | 0 | 0 | 0 | 0 | 0 | 0 | 0 | 0 | 0 | 0 | 0 | 0 | 0 | 0 | 0 | 0 | 0 | 0 | 0 | 0 | 0 | 1.2 | 1.2 | 0 | 0 | 0
[8 empty] | 8168 | December | Winter | Weekday | 0 | 0 | 0 | 0 | 0 | 0 | 0 | 0 | 0 | 0 | 0 | 0 | 0 | 0 | 0 | 0 | 0 | 0 | 0 | 0 | 0 | 0 | 0 | 0 | 0 | 0 | 0 | 0 | 0 | 0
[8 empty] | 8169 | December | Winter | Weekday | 0 | 0 | 0 | 0 | 0 | 0 | 0 | 0 | 0 | 0 | 0 | 0 | 0 | 0 | 0 | 0 | 0 | 0 | 0 | 0 | 0 | 0 | 0 | 0 | 0 | 0 | 0 | 0 | 0 | 0
[8 empty] | 8170 | December | Winter | Weekday | 0 | 0 | 0 | 0 | 0 | 0 | 0 | 0 | 0 | 0 | 0 | 0 | 0 | 0 | 0 | 0 | 0 | 0 | 0 | 0 | 0 | 0 | 0 | 0 | 0 | 0 | 0 | 0 | 0 | 0
[8 empty] | 8171 | December | Winter | Weekday | 0 | 0 | 0 | 0 | 0 | 0 | 0 | 0 | 0 | 0 | 0 | 0 | 0 | 0 | 0 | 0 | 0 | 0 | 0 | 0 | 0 | 0 | 0 | 0 | 0 | 0 | 0 | 0 | 0 | 0
[8 empty] | 8172 | December | Winter | Weekday | 0 | 0 | 0 | 0 | 0 | 0 | 0 | 0 | 0 | 0 | 0 | 0 | 0 | 0 | 0 | 0 | 0 | 0 | 0 | 0 | 0 | 0 | 0 | 0 | 0 | 0 | 0 | 0 | 0 | 0
[8 empty] | 8173 | December | Winter | Weekday | 0 | 0 | 0 | 0 | 0 | 0 | 0 | 0 | 0 | 0 | 0 | 0 | 0 | 0 | 0 | 0 | 0 | 0 | 0 | 0 | 0 | 0 | 0 | 0 | 0 | 0 | 0 | 0 | 0 | 0
[8 empty] | 8174 | December | Winter | Weekday | 0 | 0 | 0 | 0 | 0 | 0 | 0 | 0 | 0 | 0 | 0 | 0 | 0 | 0 | 0 | 0 | 0 | 0 | 0 | 0 | 0 | 0 | 0 | 0 | 0 | 0 | 0 | 0 | 0 | 0
[8 empty] | 8175 | December | Winter | Weekday | 0 | 0 | 0 | 0 | 0 | 0 | 0 | 0 | 0 | 0 | 0 | 0 | 0 | 0 | 0 | 0 | 0 | 0 | 0 | 0 | 0 | 0 | 0 | 0 | 0 | 0 | 0 | 0 | 0 | 0
[8 empty] | 8176 | December | Winter | Weekday | 0 | 0 | 0 | 0 | 0 | 0 | 0 | 0 | 0 | 0 | 0 | 0 | 0 | 0 | 0 | 0 | 0 | 0 | 0 | 0 | 0 | 0 | 0 | 0 | 0 | 0 | 0 | 0 | 0 | 0
[8 empty] | 8177 | December | Winter | Weekday | 0 | 0 | 0 | 0 | 0 | 0 | 0 | 0 | 0 | 0 | 0 | 0 | 0 | 0 | 0 | 0 | 0 | 0 | 0 | 0 | 0 | 0 | 0 | 0 | 0 | 0 | 0 | 0 | 0 | 0
[8 empty] | 8178 | December | Winter | Weekday | 0 | 0 | 0 | 0 | 0 | 0 | 0 | 0 | 0 | 0 | 0 | 0 | 0 | 0 | 0 | 0 | 0 | 0 | 0 | 0 | 0 | 0 | 0 | 0 | 0 | 0 | 0 | 0 | 0 | 0
[8 empty] | 8179 | December | Winter | Weekday | 0 | 0 | 0 | 0 | 0 | 0 | 0 | 0 | 0 | 0 | 0 | 0 | 0 | 0 | 0 | 0 | 0 | 0 | 0 | 0 | 0 | 0 | 0 | 0 | 0 | 0 | 0 | 0 | 0 | 0
[8 empty] | 8180 | December | Winter | Weekday | 0 | 0 | 0 | 0 | 0 | 0 | 0 | 0 | 0 | 0 | 0 | 0 | 0 | 0 | 0 | 0 | 0 | 0 | 0 | 0 | 0 | 0 | 0 | 0 | 0 | 0 | 0 | 0 | 0 | 0
[8 empty] | 8181 | December | Winter | Weekday | 0 | 0 | 0 | 0 | 0 | 0 | 0 | 0 | 0 | 0 | 0 | 0 | 0 | 0 | 0 | 0 | 0 | 0 | 0 | 0 | 0 | 0 | 0 | 0 | 0 | 0 | 0 | 0 | 0 | 0
[8 empty] | 8182 | December | Winter | Weekday | 0 | 0 | 0 | 0 | 0 | 0 | 0 | 0 | 0 | 0 | 0 | 0 | 0 | 0 | 0 | 0 | 0 | 0 | 0 | 0 | 0 | 0 | 0 | 0 | 0 | 0 | 0 | 0 | 0 | 0
[8 empty] | 8183 | December | Winter | Weekday | 0 | 0 | 0 | 0 | 0 | 0 | 0 | 0 | 0 | 0 | 0 | 0 | 0 | 0 | 0 | 0 | 0 | 0 | 0 | 0 | 0 | 0 | 0 | 0 | 0 | 0 | 0 | 0 | 0 | 0
[8 empty] | 8184 | December | Winter | Weekday | 0 | 0 | 0 | 0 | 0 | 0 | 0 | 0 | 0 | 0 | 0 | 0 | 0 | 0 | 0 | 0 | 0 | 0 | 0 | 0 | 0 | 0 | 0 | 0 | 0 | 0 | 0 | 0 | 0 | 0
[8 empty] | 8185 | December | Winter | Weekday | 0 | 0 | 0 | 0 | 0 | 0 | 0 | 0 | 0 | 0 | 0 | 0 | 0 | 0 | 0 | 0 | 0 | 0 | 0 | 0 | 0 | 0 | 0 | 0 | 0 | 4.8 | 4.8 | 0 | 0 | 0
[8 empty] | 8186 | December | Winter | Weekday | 0 | 0 | 0 | 0 | 0 | 0 | 0 | 0 | 0 | 0 | 0 | 0 | 0 | 0 | 0 | 0 | 0 | 0 | 0 | 0 | 0 | 0 | 0 | 0 | 0 | 4.8 | 4.8 | 0 | 0 | 0
[8 empty] | 8187 | December | Winter | Weekday | 0 | 0 | 0 | 0 | 0 | 0 | 0 | 0 | 0 | 0 | 0 | 0 | 0 | 0 | 0 | 0 | 0 | 0 | 0 | 0 | 0 | 0 | 0 | 0 | 0 | 4.8 | 4.8 | 0 | 0 | 0
[8 empty] | 8188 | December | Winter | Weekday | 0 | 0 | 0 | 0 | 0 | 0 | 0 | 0 | 0 | 0 | 0 | 0 | 0 | 0 | 0 | 0 | 0 | 0 | 0 | 0 | 0 | 0 | 0 | 0 | 0 | 4.8 | 4.8 | 0 | 0 | 0
[8 empty] | 8189 | December | Winter | Weekday | 0 | 0 | 0 | 0 | 0 | 0 | 0 | 0 | 0 | 0 | 0 | 0 | 0 | 0 | 0 | 0 | 0 | 0 | 0 | 0 | 0 | 0 | 0 | 0 | 0 | 4.8 | 4.8 | 0 | 0 | 0
[8 empty] | 8190 | December | Winter | Weekday | 0 | 0 | 0 | 0 | 0 | 0 | 0 | 0 | 0 | 0 | 0 | 0 | 0 | 0 | 0 | 0 | 0 | 0 | 0 | 0 | 0 | 0 | 0 | 0 | 0 | 4.8 | 4.8 | 0 | 0 | 0
[8 empty] | 8191 | December | Winter | Weekday | 0 | 0 | 0 | 0 | 0 | 0 | 0 | 0 | 0 | 0 | 0 | 0 | 0 | 0 | 0 | 0 | 0 | 0 | 0 | 0 | 0 | 0 | 0 | 0 | 0 | 1.2 | 1.2 | 0 | 0 | 0
[8 empty] | 8192 | December | Winter | Weekday | 0 | 0 | 0 | 0 | 0 | 0 | 0 | 0 | 0 | 0 | 0 | 0 | 0 | 0 | 0 | 0 | 0 | 0 | 0 | 0 | 0 | 0 | 0 | 0 | 0 | 0 | 0 | 0 | 0 | 0
[8 empty] | 8193 | December | Winter | Weekday | 0 | 0 | 0 | 0 | 0 | 0 | 0 | 0 | 0 | 0 | 0 | 0 | 0 | 0 | 0 | 0 | 0 | 0 | 0 | 0 | 0 | 0 | 0 | 0 | 0 | 0 | 0 | 0 | 0 | 0
[8 empty] | 8194 | December | Winter | Weekday | 0 | 0 | 0 | 0 | 0 | 0 | 0 | 0 | 0 | 0 | 0 | 0 | 0 | 0 | 0 | 0 | 0 | 0 | 0 | 0 | 0 | 0 | 0 | 0 | 0 | 0 | 0 | 0 | 0 | 0
[8 empty] | 8195 | December | Winter | Weekday | 0 | 0 | 0 | 0 | 0 | 0 | 0 | 0 | 0 | 0 | 0 | 0 | 0 | 0 | 0 | 0 | 0 | 0 | 0 | 0 | 0 | 0 | 0 | 0 | 0 | 0 | 0 | 0 | 0 | 0
[8 empty] | 8196 | December | Winter | Weekday | 0 | 0 | 0 | 0 | 0 | 0 | 0 | 0 | 0 | 0 | 0 | 0 | 0 | 0 | 0 | 0 | 0 | 0 | 0 | 0 | 0 | 0 | 0 | 0 | 0 | 0 | 0 | 0 | 0 | 0
[8 empty] | 8197 | December | Winter | Weekday | 0 | 0 | 0 | 0 | 0 | 0 | 0 | 0 | 0 | 0 | 0 | 0 | 0 | 0 | 0 | 0 | 0 | 0 | 0 | 0 | 0 | 0 | 0 | 0 | 0 | 0 | 0 | 0 | 0 | 0
[8 empty] | 8198 | December | Winter | Weekday | 0 | 0 | 0 | 0 | 0 | 0 | 0 | 0 | 0 | 0 | 0 | 0 | 0 | 0 | 0 | 0 | 0 | 0 | 0 | 0 | 0 | 0 | 0 | 0 | 0 | 0 | 0 | 0 | 0 | 0
[8 empty] | 8199 | December | Winter | Weekday | 0 | 0 | 0 | 0 | 0 | 0 | 0 | 0 | 0 | 0 | 0 | 0 | 0 | 0 | 0 | 0 | 0 | 0 | 0 | 0 | 0 | 0 | 0 | 0 | 0 | 0 | 0 | 0 | 0 | 0
[8 empty] | 8200 | December | Winter | Weekday | 0 | 0 | 0 | 0 | 0 | 0 | 0 | 0 | 0 | 0 | 0 | 0 | 0 | 0 | 0 | 0 | 0 | 0 | 0 | 0 | 0 | 0 | 0 | 0 | 0 | 0 | 0 | 0 | 0 | 0
[8 empty] | 8201 | December | Winter | Weekday | 0 | 0 | 0 | 0 | 0 | 0 | 0 | 0 | 0 | 0 | 0 | 0 | 0 | 0 | 0 | 0 | 0 | 0 | 0 | 0 | 0 | 0 | 0 | 0 | 0 | 0 | 0 | 0 | 0 | 0
[8 empty] | 8202 | December | Winter | Weekday | 0 | 0 | 0 | 0 | 0 | 0 | 0 | 0 | 0 | 0 | 0 | 0 | 0 | 0 | 0 | 0 | 0 | 0 | 0 | 0 | 0 | 0 | 0 | 0 | 0 | 0 | 0 | 0 | 0 | 0
[8 empty] | 8203 | December | Winter | Weekday | 0 | 0 | 0 | 0 | 0 | 0 | 0 | 0 | 0 | 0 | 0 | 0 | 0 | 0 | 0 | 0 | 0 | 0 | 0 | 0 | 0 | 0 | 0 | 0 | 0 | 0 | 0 | 0 | 0 | 0
[8 empty] | 8204 | December | Winter | Weekday | 0 | 0 | 0 | 0 | 0 | 0 | 0 | 0 | 0 | 0 | 0 | 0 | 0 | 0 | 0 | 0 | 0 | 0 | 0 | 0 | 0 | 0 | 0 | 0 | 0 | 0 | 0 | 0 | 0 | 0
[8 empty] | 8205 | December | Winter | Weekday | 0 | 0 | 0 | 0 | 0 | 0 | 0 | 0 | 0 | 0 | 0 | 0 | 0 | 0 | 0 | 0 | 0 | 0 | 0 | 0 | 0 | 0 | 0 | 0 | 0 | 0 | 0 | 0 | 0 | 0
[8 empty] | 8206 | December | Winter | Weekday | 0 | 0 | 0 | 0 | 0 | 0 | 0 | 0 | 0 | 0 | 0 | 0 | 0 | 0 | 0 | 0 | 0 | 0 | 0 | 0 | 0 | 0 | 0 | 0 | 0 | 0 | 0 | 0 | 0 | 0
[8 empty] | 8207 | December | Winter | Weekday | 0 | 0 | 0 | 0 | 0 | 0 | 0 | 0 | 0 | 0 | 0 | 0 | 0 | 0 | 0 | 0 | 0 | 0 | 0 | 0 | 0 | 0 | 0 | 0 | 0 | 0 | 0 | 0 | 0 | 0
[8 empty] | 8208 | December | Winter | Weekday | 0 | 0 | 0 | 0 | 0 | 0 | 0 | 0 | 0 | 0 | 0 | 0 | 0 | 0 | 0 | 0 | 0 | 0 | 0 | 0 | 0 | 0 | 0 | 0 | 0 | 0 | 0 | 0 | 0 | 0
[8 empty] | 8209 | December | Winter | Weekend | 0 | 0 | 0 | 0 | 0 | 0 | 0 | 0 | 0 | 0 | 0 | 0 | 0 | 0 | 0 | 0 | 0 | 0 | 0 | 0 | 0 | 0 | 0 | 0 | 0 | 4.8 | 4.8 | 0 | 0 | 0
[8 empty] | 8210 | December | Winter | Weekend | 0 | 0 | 0 | 0 | 0 | 0 | 0 | 0 | 0 | 0 | 0 | 0 | 0 | 0 | 0 | 0 | 0 | 0 | 0 | 0 | 0 | 0 | 0 | 0 | 0 | 4.8 | 4.8 | 0 | 0 | 0
[8 empty] | 8211 | December | Winter | Weekend | 0 | 0 | 0 | 0 | 0 | 0 | 0 | 0 | 0 | 0 | 0 | 0 | 0 | 0 | 0 | 0 | 0 | 0 | 0 | 0 | 0 | 0 | 0 | 0 | 0 | 4.8 | 4.8 | 0 | 0 | 0
[8 empty] | 8212 | December | Winter | Weekend | 0 | 0 | 0 | 0 | 0 | 0 | 0 | 0 | 0 | 0 | 0 | 0 | 0 | 0 | 0 | 0 | 0 | 0 | 0 | 0 | 0 | 0 | 0 | 0 | 0 | 4.8 | 4.8 | 0 | 0 | 0
[8 empty] | 8213 | December | Winter | Weekend | 0 | 0 | 0 | 0 | 0 | 0 | 0 | 0 | 0 | 0 | 0 | 0 | 0 | 0 | 0 | 0 | 0 | 0 | 0 | 0 | 0 | 0 | 0 | 0 | 0 | 4.8 | 4.8 | 0 | 0 | 0
[8 empty] | 8214 | December | Winter | Weekend | 0 | 0 | 0 | 0 | 0 | 0 | 0 | 0 | 0 | 0 | 0 | 0 | 0 | 0 | 0 | 0 | 0 | 0 | 0 | 0 | 0 | 0 | 0 | 0 | 0 | 4.8 | 4.8 | 0 | 0 | 0
[8 empty] | 8215 | December | Winter | Weekend | 0 | 0 | 0 | 0 | 0 | 0 | 0 | 0 | 0 | 0 | 0 | 0 | 0 | 0 | 0 | 0 | 0 | 0 | 0 | 0 | 0 | 0 | 0 | 0 | 0 | 1.2 | 1.2 | 0 | 0 | 0
[8 empty] | 8216 | December | Winter | Weekend | 0 | 0 | 0 | 0 | 0 | 0 | 0 | 0 | 0 | 0 | 0 | 0 | 0 | 0 | 0 | 0 | 0 | 0 | 0 | 0 | 0 | 0 | 0 | 0 | 0 | 0 | 0 | 0 | 0 | 0
[8 empty] | 8217 | December | Winter | Weekend | 0 | 0 | 0 | 0 | 0 | 0 | 0 | 0 | 0 | 0 | 0 | 0 | 0 | 0 | 0 | 0 | 0 | 0 | 0 | 0 | 0 | 0 | 0 | 0 | 0 | 0 | 0 | 0 | 0 | 0
[8 empty] | 8218 | December | Winter | Weekend | 0 | 0 | 0 | 0 | 0 | 0 | 0 | 0 | 0 | 0 | 0 | 0 | 0 | 0 | 0 | 0 | 0 | 0 | 0 | 0 | 0 | 0 | 0 | 0 | 0 | 0 | 0 | 0 | 0 | 0
[8 empty] | 8219 | December | Winter | Weekend | 0 | 0 | 0 | 0 | 0 | 0 | 0 | 0 | 0 | 0 | 0 | 0 | 0 | 0 | 0 | 0 | 0 | 0 | 0 | 0 | 0 | 0 | 0 | 0 | 0 | 0 | 0 | 0 | 0 | 0
[8 empty] | 8220 | December | Winter | Weekend | 0 | 0 | 0 | 0 | 0 | 0 | 0 | 0 | 0 | 0 | 0 | 0 | 0 | 0 | 0 | 0 | 0 | 0 | 0 | 0 | 0 | 0 | 0 | 0 | 0 | 0 | 0 | 0 | 0 | 0
[8 empty] | 8221 | December | Winter | Weekend | 0 | 0 | 0 | 0 | 0 | 0 | 0 | 0 | 0 | 0 | 0 | 0 | 0 | 0 | 0 | 0 | 0 | 0 | 0 | 0 | 0 | 0 | 0 | 0 | 0 | 0 | 0 | 0 | 0 | 0
[8 empty] | 8222 | December | Winter | Weekend | 0 | 0 | 0 | 0 | 0 | 0 | 0 | 0 | 0 | 0 | 0 | 0 | 0 | 0 | 0 | 0 | 0 | 0 | 0 | 0 | 0 | 0 | 0 | 0 | 0 | 0 | 0 | 0 | 0 | 0
[8 empty] | 8223 | December | Winter | Weekend | 0 | 0 | 0 | 0 | 0 | 0 | 0 | 0 | 0 | 0 | 0 | 0 | 0 | 0 | 0 | 0 | 0 | 0 | 0 | 0 | 0 | 0 | 0 | 0 | 0 | 0 | 0 | 0 | 0 | 0
[8 empty] | 8224 | December | Winter | Weekend | 0 | 0 | 0 | 0 | 0 | 0 | 0 | 0 | 0 | 0 | 0 | 0 | 0 | 0 | 0 | 0 | 0 | 0 | 0 | 0 | 0 | 0 | 0 | 0 | 0 | 0 | 0 | 0 | 0 | 0
[8 empty] | 8225 | December | Winter | Weekend | 0 | 0 | 0 | 0 | 0 | 0 | 0 | 0 | 0 | 0 | 0 | 0 | 0 | 0 | 0 | 0 | 0 | 0 | 0 | 0 | 0 | 0 | 0 | 0 | 0 | 0 | 0 | 0 | 0 | 0
[8 empty] | 8226 | December | Winter | Weekend | 0 | 0 | 0 | 0 | 0 | 0 | 0 | 0 | 0 | 0 | 0 | 0 | 0 | 0 | 0 | 0 | 0 | 0 | 0 | 0 | 0 | 0 | 0 | 0 | 0 | 0 | 0 | 0 | 0 | 0
[8 empty] | 8227 | December | Winter | Weekend | 0 | 0 | 0 | 0 | 0 | 0 | 0 | 0 | 0 | 0 | 0 | 0 | 0 | 0 | 0 | 0 | 0 | 0 | 0 | 0 | 0 | 0 | 0 | 0 | 0 | 0 | 0 | 0 | 0 | 0
[8 empty] | 8228 | December | Winter | Weekend | 0 | 0 | 0 | 0 | 0 | 0 | 0 | 0 | 0 | 0 | 0 | 0 | 0 | 0 | 0 | 0 | 0 | 0 | 0 | 0 | 0 | 0 | 0 | 0 | 0 | 0 | 0 | 0 | 0 | 0
[8 empty] | 8229 | December | Winter | Weekend | 0 | 0 | 0 | 0 | 0 | 0 | 0 | 0 | 0 | 0 | 0 | 0 | 0 | 0 | 0 | 0 | 0 | 0 | 0 | 0 | 0 | 0 | 0 | 0 | 0 | 0 | 0 | 0 | 0 | 0
[8 empty] | 8230 | December | Winter | Weekend | 0 | 0 | 0 | 0 | 0 | 0 | 0 | 0 | 0 | 0 | 0 | 0 | 0 | 0 | 0 | 0 | 0 | 0 | 0 | 0 | 0 | 0 | 0 | 0 | 0 | 0 | 0 | 0 | 0 | 0
[8 empty] | 8231 | December | Winter | Weekend | 0 | 0 | 0 | 0 | 0 | 0 | 0 | 0 | 0 | 0 | 0 | 0 | 0 | 0 | 0 | 0 | 0 | 0 | 0 | 0 | 0 | 0 | 0 | 0 | 0 | 0 | 0 | 0 | 0 | 0
[8 empty] | 8232 | December | Winter | Weekend | 0 | 0 | 0 | 0 | 0 | 0 | 0 | 0 | 0 | 0 | 0 | 0 | 0 | 0 | 0 | 0 | 0 | 0 | 0 | 0 | 0 | 0 | 0 | 0 | 0 | 0 | 0 | 0 | 0 | 0
[8 empty] | 8233 | December | Winter | Weekend | 0 | 0 | 0 | 0 | 0 | 0 | 0 | 0 | 0 | 0 | 0 | 0 | 0 | 0 | 0 | 0 | 0 | 0 | 0 | 0 | 0 | 0 | 0 | 0 | 0 | 4.8 | 4.8 | 0 | 0 | 0
[8 empty] | 8234 | December | Winter | Weekend | 0 | 0 | 0 | 0 | 0 | 0 | 0 | 0 | 0 | 0 | 0 | 0 | 0 | 0 | 0 | 0 | 0 | 0 | 0 | 0 | 0 | 0 | 0 | 0 | 0 | 4.8 | 4.8 | 0 | 0 | 0
[8 empty] | 8235 | December | Winter | Weekend | 0 | 0 | 0 | 0 | 0 | 0 | 0 | 0 | 0 | 0 | 0 | 0 | 0 | 0 | 0 | 0 | 0 | 0 | 0 | 0 | 0 | 0 | 0 | 0 | 0 | 4.8 | 4.8 | 0 | 0 | 0
[8 empty] | 8236 | December | Winter | Weekend | 0 | 0 | 0 | 0 | 0 | 0 | 0 | 0 | 0 | 0 | 0 | 0 | 0 | 0 | 0 | 0 | 0 | 0 | 0 | 0 | 0 | 0 | 0 | 0 | 0 | 4.8 | 4.8 | 0 | 0 | 0
[8 empty] | 8237 | December | Winter | Weekend | 0 | 0 | 0 | 0 | 0 | 0 | 0 | 0 | 0 | 0 | 0 | 0 | 0 | 0 | 0 | 0 | 0 | 0 | 0 | 0 | 0 | 0 | 0 | 0 | 0 | 4.8 | 4.8 | 0 | 0 | 0
[8 empty] | 8238 | December | Winter | Weekend | 0 | 0 | 0 | 0 | 0 | 0 | 0 | 0 | 0 | 0 | 0 | 0 | 0 | 0 | 0 | 0 | 0 | 0 | 0 | 0 | 0 | 0 | 0 | 0 | 0 | 4.8 | 4.8 | 0 | 0 | 0
[8 empty] | 8239 | December | Winter | Weekend | 0 | 0 | 0 | 0 | 0 | 0 | 0 | 0 | 0 | 0 | 0 | 0 | 0 | 0 | 0 | 0 | 0 | 0 | 0 | 0 | 0 | 0 | 0 | 0 | 0 | 1.2 | 1.2 | 0 | 0 | 0
[8 empty] | 8240 | December | Winter | Weekend | 0 | 0 | 0 | 0 | 0 | 0 | 0 | 0 | 0 | 0 | 0 | 0 | 0 | 0 | 0 | 0 | 0 | 0 | 0 | 0 | 0 | 0 | 0 | 0 | 0 | 0 | 0 | 0 | 0 | 0
[8 empty] | 8241 | December | Winter | Weekend | 0 | 0 | 0 | 0 | 0 | 0 | 0 | 0 | 0 | 0 | 0 | 0 | 0 | 0 | 0 | 0 | 0 | 0 | 0 | 0 | 0 | 0 | 0 | 0 | 0 | 0 | 0 | 0 | 0 | 0
[8 empty] | 8242 | December | Winter | Weekend | 0 | 0 | 0 | 0 | 0 | 0 | 0 | 0 | 0 | 0 | 0 | 0 | 0 | 0 | 0 | 0 | 0 | 0 | 0 | 0 | 0 | 0 | 0 | 0 | 0 | 0 | 0 | 0 | 0 | 0
[8 empty] | 8243 | December | Winter | Weekend | 0 | 0 | 0 | 0 | 0 | 0 | 0 | 0 | 0 | 0 | 0 | 0 | 0 | 0 | 0 | 0 | 0 | 0 | 0 | 0 | 0 | 0 | 0 | 0 | 0 | 0 | 0 | 0 | 0 | 0
[8 empty] | 8244 | December | Winter | Weekend | 0 | 0 | 0 | 0 | 0 | 0 | 0 | 0 | 0 | 0 | 0 | 0 | 0 | 0 | 0 | 0 | 0 | 0 | 0 | 0 | 0 | 0 | 0 | 0 | 0 | 0 | 0 | 0 | 0 | 0
[8 empty] | 8245 | December | Winter | Weekend | 0 | 0 | 0 | 0 | 0 | 0 | 0 | 0 | 0 | 0 | 0 | 0 | 0 | 0 | 0 | 0 | 0 | 0 | 0 | 0 | 0 | 0 | 0 | 0 | 0 | 0 | 0 | 0 | 0 | 0
[8 empty] | 8246 | December | Winter | Weekend | 0 | 0 | 0 | 0 | 0 | 0 | 0 | 0 | 0 | 0 | 0 | 0 | 0 | 0 | 0 | 0 | 0 | 0 | 0 | 0 | 0 | 0 | 0 | 0 | 0 | 0 | 0 | 0 | 0 | 0
[8 empty] | 8247 | December | Winter | Weekend | 0 | 0 | 0 | 0 | 0 | 0 | 0 | 0 | 0 | 0 | 0 | 0 | 0 | 0 | 0 | 0 | 0 | 0 | 0 | 0 | 0 | 0 | 0 | 0 | 0 | 0 | 0 | 0 | 0 | 0
[8 empty] | 8248 | December | Winter | Weekend | 0 | 0 | 0 | 0 | 0 | 0 | 0 | 0 | 0 | 0 | 0 | 0 | 0 | 0 | 0 | 0 | 0 | 0 | 0 | 0 | 0 | 0 | 0 | 0 | 0 | 0 | 0 | 0 | 0 | 0
[8 empty] | 8249 | December | Winter | Weekend | 0 | 0 | 0 | 0 | 0 | 0 | 0 | 0 | 0 | 0 | 0 | 0 | 0 | 0 | 0 | 0 | 0 | 0 | 0 | 0 | 0 | 0 | 0 | 0 | 0 | 0 | 0 | 0 | 0 | 0
[8 empty] | 8250 | December | Winter | Weekend | 0 | 0 | 0 | 0 | 0 | 0 | 0 | 0 | 0 | 0 | 0 | 0 | 0 | 0 | 0 | 0 | 0 | 0 | 0 | 0 | 0 | 0 | 0 | 0 | 0 | 0 | 0 | 0 | 0 | 0
[8 empty] | 8251 | December | Winter | Weekend | 0 | 0 | 0 | 0 | 0 | 0 | 0 | 0 | 0 | 0 | 0 | 0 | 0 | 0 | 0 | 0 | 0 | 0 | 0 | 0 | 0 | 0 | 0 | 0 | 0 | 0 | 0 | 0 | 0 | 0
[8 empty] | 8252 | December | Winter | Weekend | 0 | 0 | 0 | 0 | 0 | 0 | 0 | 0 | 0 | 0 | 0 | 0 | 0 | 0 | 0 | 0 | 0 | 0 | 0 | 0 | 0 | 0 | 0 | 0 | 0 | 0 | 0 | 0 | 0 | 0
[8 empty] | 8253 | December | Winter | Weekend | 0 | 0 | 0 | 0 | 0 | 0 | 0 | 0 | 0 | 0 | 0 | 0 | 0 | 0 | 0 | 0 | 0 | 0 | 0 | 0 | 0 | 0 | 0 | 0 | 0 | 0 | 0 | 0 | 0 | 0
[8 empty] | 8254 | December | Winter | Weekend | 0 | 0 | 0 | 0 | 0 | 0 | 0 | 0 | 0 | 0 | 0 | 0 | 0 | 0 | 0 | 0 | 0 | 0 | 0 | 0 | 0 | 0 | 0 | 0 | 0 | 0 | 0 | 0 | 0 | 0
[8 empty] | 8255 | December | Winter | Weekend | 0 | 0 | 0 | 0 | 0 | 0 | 0 | 0 | 0 | 0 | 0 | 0 | 0 | 0 | 0 | 0 | 0 | 0 | 0 | 0 | 0 | 0 | 0 | 0 | 0 | 0 | 0 | 0 | 0 | 0
[8 empty] | 8256 | December | Winter | Weekend | 0 | 0 | 0 | 0 | 0 | 0 | 0 | 0 | 0 | 0 | 0 | 0 | 0 | 0 | 0 | 0 | 0 | 0 | 0 | 0 | 0 | 0 | 0 | 0 | 0 | 0 | 0 | 0 | 0 | 0
[8 empty] | 8257 | December | Winter | Weekday | 0 | 0 | 0 | 0 | 0 | 0 | 0 | 0 | 0 | 0 | 0 | 0 | 0 | 0 | 0 | 0 | 0 | 0 | 0 | 0 | 0 | 0 | 0 | 0 | 0 | 4.8 | 4.8 | 0 | 0 | 0
[8 empty] | 8258 | December | Winter | Weekday | 0 | 0 | 0 | 0 | 0 | 0 | 0 | 0 | 0 | 0 | 0 | 0 | 0 | 0 | 0 | 0 | 0 | 0 | 0 | 0 | 0 | 0 | 0 | 0 | 0 | 4.8 | 4.8 | 0 | 0 | 0
[8 empty] | 8259 | December | Winter | Weekday | 0 | 0 | 0 | 0 | 0 | 0 | 0 | 0 | 0 | 0 | 0 | 0 | 0 | 0 | 0 | 0 | 0 | 0 | 0 | 0 | 0 | 0 | 0 | 0 | 0 | 4.8 | 4.8 | 0 | 0 | 0
[8 empty] | 8260 | December | Winter | Weekday | 0 | 0 | 0 | 0 | 0 | 0 | 0 | 0 | 0 | 0 | 0 | 0 | 0 | 0 | 0 | 0 | 0 | 0 | 0 | 0 | 0 | 0 | 0 | 0 | 0 | 4.8 | 4.8 | 0 | 0 | 0
[8 empty] | 8261 | December | Winter | Weekday | 0 | 0 | 0 | 0 | 0 | 0 | 0 | 0 | 0 | 0 | 0 | 0 | 0 | 0 | 0 | 0 | 0 | 0 | 0 | 0 | 0 | 0 | 0 | 0 | 0 | 4.8 | 4.8 | 0 | 0 | 0
[8 empty] | 8262 | December | Winter | Weekday | 0 | 0 | 0 | 0 | 0 | 0 | 0 | 0 | 0 | 0 | 0 | 0 | 0 | 0 | 0 | 0 | 0 | 0 | 0 | 0 | 0 | 0 | 0 | 0 | 0 | 4.8 | 4.8 | 0 | 0 | 0
[8 empty] | 8263 | December | Winter | Weekday | 0 | 0 | 0 | 0 | 0 | 0 | 0 | 0 | 0 | 0 | 0 | 0 | 0 | 0 | 0 | 0 | 0 | 0 | 0 | 0 | 0 | 0 | 0 | 0 | 0 | 1.2 | 1.2 | 0 | 0 | 0
[8 empty] | 8264 | December | Winter | Weekday | 0 | 0 | 0 | 0 | 0 | 0 | 0 | 0 | 0 | 0 | 0 | 0 | 0 | 0 | 0 | 0 | 0 | 0 | 0 | 0 | 0 | 0 | 0 | 0 | 0 | 0 | 0 | 0 | 0 | 0
[8 empty] | 8265 | December | Winter | Weekday | 0 | 0 | 0 | 0 | 0 | 0 | 0 | 0 | 0 | 0 | 0 | 0 | 0 | 0 | 0 | 0 | 0 | 0 | 0 | 0 | 0 | 0 | 0 | 0 | 0 | 0 | 0 | 0 | 0 | 0
[8 empty] | 8266 | December | Winter | Weekday | 0 | 0 | 0 | 0 | 0 | 0 | 0 | 0 | 0 | 0 | 0 | 0 | 0 | 0 | 0 | 0 | 0 | 0 | 0 | 0 | 0 | 0 | 0 | 0 | 0 | 0 | 0 | 0 | 0 | 0
[8 empty] | 8267 | December | Winter | Weekday | 0 | 0 | 0 | 0 | 0 | 0 | 0 | 0 | 0 | 0 | 0 | 0 | 0 | 0 | 0 | 0 | 0 | 0 | 0 | 0 | 0 | 0 | 0 | 0 | 0 | 0 | 0 | 0 | 0 | 0
[8 empty] | 8268 | December | Winter | Weekday | 0 | 0 | 0 | 0 | 0 | 0 | 0 | 0 | 0 | 0 | 0 | 0 | 0 | 0 | 0 | 0 | 0 | 0 | 0 | 0 | 0 | 0 | 0 | 0 | 0 | 0 | 0 | 0 | 0 | 0
[8 empty] | 8269 | December | Winter | Weekday | 0 | 0 | 0 | 0 | 0 | 0 | 0 | 0 | 0 | 0 | 0 | 0 | 0 | 0 | 0 | 0 | 0 | 0 | 0 | 0 | 0 | 0 | 0 | 0 | 0 | 0 | 0 | 0 | 0 | 0
[8 empty] | 8270 | December | Winter | Weekday | 0 | 0 | 0 | 0 | 0 | 0 | 0 | 0 | 0 | 0 | 0 | 0 | 0 | 0 | 0 | 0 | 0 | 0 | 0 | 0 | 0 | 0 | 0 | 0 | 0 | 0 | 0 | 0 | 0 | 0
[8 empty] | 8271 | December | Winter | Weekday | 0 | 0 | 0 | 0 | 0 | 0 | 0 | 0 | 0 | 0 | 0 | 0 | 0 | 0 | 0 | 0 | 0 | 0 | 0 | 0 | 0 | 0 | 0 | 0 | 0 | 0 | 0 | 0 | 0 | 0
[8 empty] | 8272 | December | Winter | Weekday | 0 | 0 | 0 | 0 | 0 | 0 | 0 | 0 | 0 | 0 | 0 | 0 | 0 | 0 | 0 | 0 | 0 | 0 | 0 | 0 | 0 | 0 | 0 | 0 | 0 | 0 | 0 | 0 | 0 | 0
[8 empty] | 8273 | December | Winter | Weekday | 0 | 0 | 0 | 0 | 0 | 0 | 0 | 0 | 0 | 0 | 0 | 0 | 0 | 0 | 0 | 0 | 0 | 0 | 0 | 0 | 0 | 0 | 0 | 0 | 0 | 0 | 0 | 0 | 0 | 0
[8 empty] | 8274 | December | Winter | Weekday | 0 | 0 | 0 | 0 | 0 | 0 | 0 | 0 | 0 | 0 | 0 | 0 | 0 | 0 | 0 | 0 | 0 | 0 | 0 | 0 | 0 | 0 | 0 | 0 | 0 | 0 | 0 | 0 | 0 | 0
[8 empty] | 8275 | December | Winter | Weekday | 0 | 0 | 0 | 0 | 0 | 0 | 0 | 0 | 0 | 0 | 0 | 0 | 0 | 0 | 0 | 0 | 0 | 0 | 0 | 0 | 0 | 0 | 0 | 0 | 0 | 0 | 0 | 0 | 0 | 0
[8 empty] | 8276 | December | Winter | Weekday | 0 | 0 | 0 | 0 | 0 | 0 | 0 | 0 | 0 | 0 | 0 | 0 | 0 | 0 | 0 | 0 | 0 | 0 | 0 | 0 | 0 | 0 | 0 | 0 | 0 | 0 | 0 | 0 | 0 | 0
[8 empty] | 8277 | December | Winter | Weekday | 0 | 0 | 0 | 0 | 0 | 0 | 0 | 0 | 0 | 0 | 0 | 0 | 0 | 0 | 0 | 0 | 0 | 0 | 0 | 0 | 0 | 0 | 0 | 0 | 0 | 0 | 0 | 0 | 0 | 0
[8 empty] | 8278 | December | Winter | Weekday | 0 | 0 | 0 | 0 | 0 | 0 | 0 | 0 | 0 | 0 | 0 | 0 | 0 | 0 | 0 | 0 | 0 | 0 | 0 | 0 | 0 | 0 | 0 | 0 | 0 | 0 | 0 | 0 | 0 | 0
[8 empty] | 8279 | December | Winter | Weekday | 0 | 0 | 0 | 0 | 0 | 0 | 0 | 0 | 0 | 0 | 0 | 0 | 0 | 0 | 0 | 0 | 0 | 0 | 0 | 0 | 0 | 0 | 0 | 0 | 0 | 0 | 0 | 0 | 0 | 0
[8 empty] | 8280 | December | Winter | Weekday | 0 | 0 | 0 | 0 | 0 | 0 | 0 | 0 | 0 | 0 | 0 | 0 | 0 | 0 | 0 | 0 | 0 | 0 | 0 | 0 | 0 | 0 | 0 | 0 | 0 | 0 | 0 | 0 | 0 | 0
[8 empty] | 8281 | December | Winter | Weekday | 0 | 0 | 0 | 0 | 0 | 0 | 0 | 0 | 0 | 0 | 0 | 0 | 0 | 0 | 0 | 0 | 0 | 0 | 0 | 0 | 0 | 0 | 0 | 0 | 0 | 4.8 | 4.8 | 0 | 0 | 0
[8 empty] | 8282 | December | Winter | Weekday | 0 | 0 | 0 | 0 | 0 | 0 | 0 | 0 | 0 | 0 | 0 | 0 | 0 | 0 | 0 | 0 | 0 | 0 | 0 | 0 | 0 | 0 | 0 | 0 | 0 | 4.8 | 4.8 | 0 | 0 | 0
[8 empty] | 8283 | December | Winter | Weekday | 0 | 0 | 0 | 0 | 0 | 0 | 0 | 0 | 0 | 0 | 0 | 0 | 0 | 0 | 0 | 0 | 0 | 0 | 0 | 0 | 0 | 0 | 0 | 0 | 0 | 4.8 | 4.8 | 0 | 0 | 0
[8 empty] | 8284 | December | Winter | Weekday | 0 | 0 | 0 | 0 | 0 | 0 | 0 | 0 | 0 | 0 | 0 | 0 | 0 | 0 | 0 | 0 | 0 | 0 | 0 | 0 | 0 | 0 | 0 | 0 | 0 | 4.8 | 4.8 | 0 | 0 | 0
[8 empty] | 8285 | December | Winter | Weekday | 0 | 0 | 0 | 0 | 0 | 0 | 0 | 0 | 0 | 0 | 0 | 0 | 0 | 0 | 0 | 0 | 0 | 0 | 0 | 0 | 0 | 0 | 0 | 0 | 0 | 4.8 | 4.8 | 0 | 0 | 0
[8 empty] | 8286 | December | Winter | Weekday | 0 | 0 | 0 | 0 | 0 | 0 | 0 | 0 | 0 | 0 | 0 | 0 | 0 | 0 | 0 | 0 | 0 | 0 | 0 | 0 | 0 | 0 | 0 | 0 | 0 | 4.8 | 4.8 | 0 | 0 | 0
[8 empty] | 8287 | December | Winter | Weekday | 0 | 0 | 0 | 0 | 0 | 0 | 0 | 0 | 0 | 0 | 0 | 0 | 0 | 0 | 0 | 0 | 0 | 0 | 0 | 0 | 0 | 0 | 0 | 0 | 0 | 1.2 | 1.2 | 0 | 0 | 0
[8 empty] | 8288 | December | Winter | Weekday | 0 | 0 | 0 | 0 | 0 | 0 | 0 | 0 | 0 | 0 | 0 | 0 | 0 | 0 | 0 | 0 | 0 | 0 | 0 | 0 | 0 | 0 | 0 | 0 | 0 | 0 | 0 | 0 | 0 | 0
[8 empty] | 8289 | December | Winter | Weekday | 0 | 0 | 0 | 0 | 0 | 0 | 0 | 0 | 0 | 0 | 0 | 0 | 0 | 0 | 0 | 0 | 0 | 0 | 0 | 0 | 0 | 0 | 0 | 0 | 0 | 0 | 0 | 0 | 0 | 0
[8 empty] | 8290 | December | Winter | Weekday | 0 | 0 | 0 | 0 | 0 | 0 | 0 | 0 | 0 | 0 | 0 | 0 | 0 | 0 | 0 | 0 | 0 | 0 | 0 | 0 | 0 | 0 | 0 | 0 | 0 | 0 | 0 | 0 | 0 | 0
[8 empty] | 8291 | December | Winter | Weekday | 0 | 0 | 0 | 0 | 0 | 0 | 0 | 0 | 0 | 0 | 0 | 0 | 0 | 0 | 0 | 0 | 0 | 0 | 0 | 0 | 0 | 0 | 0 | 0 | 0 | 0 | 0 | 0 | 0 | 0
[8 empty] | 8292 | December | Winter | Weekday | 0 | 0 | 0 | 0 | 0 | 0 | 0 | 0 | 0 | 0 | 0 | 0 | 0 | 0 | 0 | 0 | 0 | 0 | 0 | 0 | 0 | 0 | 0 | 0 | 0 | 0 | 0 | 0 | 0 | 0
[8 empty] | 8293 | December | Winter | Weekday | 0 | 0 | 0 | 0 | 0 | 0 | 0 | 0 | 0 | 0 | 0 | 0 | 0 | 0 | 0 | 0 | 0 | 0 | 0 | 0 | 0 | 0 | 0 | 0 | 0 | 0 | 0 | 0 | 0 | 0
[8 empty] | 8294 | December | Winter | Weekday | 0 | 0 | 0 | 0 | 0 | 0 | 0 | 0 | 0 | 0 | 0 | 0 | 0 | 0 | 0 | 0 | 0 | 0 | 0 | 0 | 0 | 0 | 0 | 0 | 0 | 0 | 0 | 0 | 0 | 0
[8 empty] | 8295 | December | Winter | Weekday | 0 | 0 | 0 | 0 | 0 | 0 | 0 | 0 | 0 | 0 | 0 | 0 | 0 | 0 | 0 | 0 | 0 | 0 | 0 | 0 | 0 | 0 | 0 | 0 | 0 | 0 | 0 | 0 | 0 | 0
[8 empty] | 8296 | December | Winter | Weekday | 0 | 0 | 0 | 0 | 0 | 0 | 0 | 0 | 0 | 0 | 0 | 0 | 0 | 0 | 0 | 0 | 0 | 0 | 0 | 0 | 0 | 0 | 0 | 0 | 0 | 0 | 0 | 0 | 0 | 0
[8 empty] | 8297 | December | Winter | Weekday | 0 | 0 | 0 | 0 | 0 | 0 | 0 | 0 | 0 | 0 | 0 | 0 | 0 | 0 | 0 | 0 | 0 | 0 | 0 | 0 | 0 | 0 | 0 | 0 | 0 | 0 | 0 | 0 | 0 | 0
[8 empty] | 8298 | December | Winter | Weekday | 0 | 0 | 0 | 0 | 0 | 0 | 0 | 0 | 0 | 0 | 0 | 0 | 0 | 0 | 0 | 0 | 0 | 0 | 0 | 0 | 0 | 0 | 0 | 0 | 0 | 0 | 0 | 0 | 0 | 0
[8 empty] | 8299 | December | Winter | Weekday | 0 | 0 | 0 | 0 | 0 | 0 | 0 | 0 | 0 | 0 | 0 | 0 | 0 | 0 | 0 | 0 | 0 | 0 | 0 | 0 | 0 | 0 | 0 | 0 | 0 | 0 | 0 | 0 | 0 | 0
[8 empty] | 8300 | December | Winter | Weekday | 0 | 0 | 0 | 0 | 0 | 0 | 0 | 0 | 0 | 0 | 0 | 0 | 0 | 0 | 0 | 0 | 0 | 0 | 0 | 0 | 0 | 0 | 0 | 0 | 0 | 0 | 0 | 0 | 0 | 0
[8 empty] | 8301 | December | Winter | Weekday | 0 | 0 | 0 | 0 | 0 | 0 | 0 | 0 | 0 | 0 | 0 | 0 | 0 | 0 | 0 | 0 | 0 | 0 | 0 | 0 | 0 | 0 | 0 | 0 | 0 | 0 | 0 | 0 | 0 | 0
[8 empty] | 8302 | December | Winter | Weekday | 0 | 0 | 0 | 0 | 0 | 0 | 0 | 0 | 0 | 0 | 0 | 0 | 0 | 0 | 0 | 0 | 0 | 0 | 0 | 0 | 0 | 0 | 0 | 0 | 0 | 0 | 0 | 0 | 0 | 0
[8 empty] | 8303 | December | Winter | Weekday | 0 | 0 | 0 | 0 | 0 | 0 | 0 | 0 | 0 | 0 | 0 | 0 | 0 | 0 | 0 | 0 | 0 | 0 | 0 | 0 | 0 | 0 | 0 | 0 | 0 | 0 | 0 | 0 | 0 | 0
[8 empty] | 8304 | December | Winter | Weekday | 0 | 0 | 0 | 0 | 0 | 0 | 0 | 0 | 0 | 0 | 0 | 0 | 0 | 0 | 0 | 0 | 0 | 0 | 0 | 0 | 0 | 0 | 0 | 0 | 0 | 0 | 0 | 0 | 0 | 0
[8 empty] | 8305 | December | Winter | Weekday | 0 | 0 | 0 | 0 | 0 | 0 | 0 | 0 | 0 | 0 | 0 | 0 | 0 | 0 | 0 | 0 | 0 | 0 | 0 | 0 | 0 | 0 | 0 | 0 | 0 | 4.8 | 4.8 | 0 | 0 | 0
[8 empty] | 8306 | December | Winter | Weekday | 0 | 0 | 0 | 0 | 0 | 0 | 0 | 0 | 0 | 0 | 0 | 0 | 0 | 0 | 0 | 0 | 0 | 0 | 0 | 0 | 0 | 0 | 0 | 0 | 0 | 4.8 | 4.8 | 0 | 0 | 0
[8 empty] | 8307 | December | Winter | Weekday | 0 | 0 | 0 | 0 | 0 | 0 | 0 | 0 | 0 | 0 | 0 | 0 | 0 | 0 | 0 | 0 | 0 | 0 | 0 | 0 | 0 | 0 | 0 | 0 | 0 | 4.8 | 4.8 | 0 | 0 | 0
[8 empty] | 8308 | December | Winter | Weekday | 0 | 0 | 0 | 0 | 0 | 0 | 0 | 0 | 0 | 0 | 0 | 0 | 0 | 0 | 0 | 0 | 0 | 0 | 0 | 0 | 0 | 0 | 0 | 0 | 0 | 4.8 | 4.8 | 0 | 0 | 0
[8 empty] | 8309 | December | Winter | Weekday | 0 | 0 | 0 | 0 | 0 | 0 | 0 | 0 | 0 | 0 | 0 | 0 | 0 | 0 | 0 | 0 | 0 | 0 | 0 | 0 | 0 | 0 | 0 | 0 | 0 | 4.8 | 4.8 | 0 | 0 | 0
[8 empty] | 8310 | December | Winter | Weekday | 0 | 0 | 0 | 0 | 0 | 0 | 0 | 0 | 0 | 0 | 0 | 0 | 0 | 0 | 0 | 0 | 0 | 0 | 0 | 0 | 0 | 0 | 0 | 0 | 0 | 4.8 | 4.8 | 0 | 0 | 0
[8 empty] | 8311 | December | Winter | Weekday | 0 | 0 | 0 | 0 | 0 | 0 | 0 | 0 | 0 | 0 | 0 | 0 | 0 | 0 | 0 | 0 | 0 | 0 | 0 | 0 | 0 | 0 | 0 | 0 | 0 | 1.2 | 1.2 | 0 | 0 | 0
[8 empty] | 8312 | December | Winter | Weekday | 0 | 0 | 0 | 0 | 0 | 0 | 0 | 0 | 0 | 0 | 0 | 0 | 0 | 0 | 0 | 0 | 0 | 0 | 0 | 0 | 0 | 0 | 0 | 0 | 0 | 0 | 0 | 0 | 0 | 0
[8 empty] | 8313 | December | Winter | Weekday | 0 | 0 | 0 | 0 | 0 | 0 | 0 | 0 | 0 | 0 | 0 | 0 | 0 | 0 | 0 | 0 | 0 | 0 | 0 | 0 | 0 | 0 | 0 | 0 | 0 | 0 | 0 | 0 | 0 | 0
[8 empty] | 8314 | December | Winter | Weekday | 0 | 0 | 0 | 0 | 0 | 0 | 0 | 0 | 0 | 0 | 0 | 0 | 0 | 0 | 0 | 0 | 0 | 0 | 0 | 0 | 0 | 0 | 0 | 0 | 0 | 0 | 0 | 0 | 0 | 0
[8 empty] | 8315 | December | Winter | Weekday | 0 | 0 | 0 | 0 | 0 | 0 | 0 | 0 | 0 | 0 | 0 | 0 | 0 | 0 | 0 | 0 | 0 | 0 | 0 | 0 | 0 | 0 | 0 | 0 | 0 | 0 | 0 | 0 | 0 | 0
[8 empty] | 8316 | December | Winter | Weekday | 0 | 0 | 0 | 0 | 0 | 0 | 0 | 0 | 0 | 0 | 0 | 0 | 0 | 0 | 0 | 0 | 0 | 0 | 0 | 0 | 0 | 0 | 0 | 0 | 0 | 0 | 0 | 0 | 0 | 0
[8 empty] | 8317 | December | Winter | Weekday | 0 | 0 | 0 | 0 | 0 | 0 | 0 | 0 | 0 | 0 | 0 | 0 | 0 | 0 | 0 | 0 | 0 | 0 | 0 | 0 | 0 | 0 | 0 | 0 | 0 | 0 | 0 | 0 | 0 | 0
[8 empty] | 8318 | December | Winter | Weekday | 0 | 0 | 0 | 0 | 0 | 0 | 0 | 0 | 0 | 0 | 0 | 0 | 0 | 0 | 0 | 0 | 0 | 0 | 0 | 0 | 0 | 0 | 0 | 0 | 0 | 0 | 0 | 0 | 0 | 0
[8 empty] | 8319 | December | Winter | Weekday | 0 | 0 | 0 | 0 | 0 | 0 | 0 | 0 | 0 | 0 | 0 | 0 | 0 | 0 | 0 | 0 | 0 | 0 | 0 | 0 | 0 | 0 | 0 | 0 | 0 | 0 | 0 | 0 | 0 | 0
[8 empty] | 8320 | December | Winter | Weekday | 0 | 0 | 0 | 0 | 0 | 0 | 0 | 0 | 0 | 0 | 0 | 0 | 0 | 0 | 0 | 0 | 0 | 0 | 0 | 0 | 0 | 0 | 0 | 0 | 0 | 0 | 0 | 0 | 0 | 0
[8 empty] | 8321 | December | Winter | Weekday | 0 | 0 | 0 | 0 | 0 | 0 | 0 | 0 | 0 | 0 | 0 | 0 | 0 | 0 | 0 | 0 | 0 | 0 | 0 | 0 | 0 | 0 | 0 | 0 | 0 | 0 | 0 | 0 | 0 | 0
[8 empty] | 8322 | December | Winter | Weekday | 0 | 0 | 0 | 0 | 0 | 0 | 0 | 0 | 0 | 0 | 0 | 0 | 0 | 0 | 0 | 0 | 0 | 0 | 0 | 0 | 0 | 0 | 0 | 0 | 0 | 0 | 0 | 0 | 0 | 0
[8 empty] | 8323 | December | Winter | Weekday | 0 | 0 | 0 | 0 | 0 | 0 | 0 | 0 | 0 | 0 | 0 | 0 | 0 | 0 | 0 | 0 | 0 | 0 | 0 | 0 | 0 | 0 | 0 | 0 | 0 | 0 | 0 | 0 | 0 | 0
[8 empty] | 8324 | December | Winter | Weekday | 0 | 0 | 0 | 0 | 0 | 0 | 0 | 0 | 0 | 0 | 0 | 0 | 0 | 0 | 0 | 0 | 0 | 0 | 0 | 0 | 0 | 0 | 0 | 0 | 0 | 0 | 0 | 0 | 0 | 0
[8 empty] | 8325 | December | Winter | Weekday | 0 | 0 | 0 | 0 | 0 | 0 | 0 | 0 | 0 | 0 | 0 | 0 | 0 | 0 | 0 | 0 | 0 | 0 | 0 | 0 | 0 | 0 | 0 | 0 | 0 | 0 | 0 | 0 | 0 | 0
[8 empty] | 8326 | December | Winter | Weekday | 0 | 0 | 0 | 0 | 0 | 0 | 0 | 0 | 0 | 0 | 0 | 0 | 0 | 0 | 0 | 0 | 0 | 0 | 0 | 0 | 0 | 0 | 0 | 0 | 0 | 0 | 0 | 0 | 0 | 0
[8 empty] | 8327 | December | Winter | Weekday | 0 | 0 | 0 | 0 | 0 | 0 | 0 | 0 | 0 | 0 | 0 | 0 | 0 | 0 | 0 | 0 | 0 | 0 | 0 | 0 | 0 | 0 | 0 | 0 | 0 | 0 | 0 | 0 | 0 | 0
[8 empty] | 8328 | December | Winter | Weekday | 0 | 0 | 0 | 0 | 0 | 0 | 0 | 0 | 0 | 0 | 0 | 0 | 0 | 0 | 0 | 0 | 0 | 0 | 0 | 0 | 0 | 0 | 0 | 0 | 0 | 0 | 0 | 0 | 0 | 0
[8 empty] | 8329 | December | Winter | Weekday | 0 | 0 | 0 | 0 | 0 | 0 | 0 | 0 | 0 | 0 | 0 | 0 | 0 | 0 | 0 | 0 | 0 | 0 | 0 | 0 | 0 | 0 | 0 | 0 | 0 | 4.8 | 4.8 | 0 | 0 | 0
[8 empty] | 8330 | December | Winter | Weekday | 0 | 0 | 0 | 0 | 0 | 0 | 0 | 0 | 0 | 0 | 0 | 0 | 0 | 0 | 0 | 0 | 0 | 0 | 0 | 0 | 0 | 0 | 0 | 0 | 0 | 4.8 | 4.8 | 0 | 0 | 0
[8 empty] | 8331 | December | Winter | Weekday | 0 | 0 | 0 | 0 | 0 | 0 | 0 | 0 | 0 | 0 | 0 | 0 | 0 | 0 | 0 | 0 | 0 | 0 | 0 | 0 | 0 | 0 | 0 | 0 | 0 | 4.8 | 4.8 | 0 | 0 | 0
[8 empty] | 8332 | December | Winter | Weekday | 0 | 0 | 0 | 0 | 0 | 0 | 0 | 0 | 0 | 0 | 0 | 0 | 0 | 0 | 0 | 0 | 0 | 0 | 0 | 0 | 0 | 0 | 0 | 0 | 0 | 4.8 | 4.8 | 0 | 0 | 0
[8 empty] | 8333 | December | Winter | Weekday | 0 | 0 | 0 | 0 | 0 | 0 | 0 | 0 | 0 | 0 | 0 | 0 | 0 | 0 | 0 | 0 | 0 | 0 | 0 | 0 | 0 | 0 | 0 | 0 | 0 | 4.8 | 4.8 | 0 | 0 | 0
[8 empty] | 8334 | December | Winter | Weekday | 0 | 0 | 0 | 0 | 0 | 0 | 0 | 0 | 0 | 0 | 0 | 0 | 0 | 0 | 0 | 0 | 0 | 0 | 0 | 0 | 0 | 0 | 0 | 0 | 0 | 4.8 | 4.8 | 0 | 0 | 0
[8 empty] | 8335 | December | Winter | Weekday | 0 | 0 | 0 | 0 | 0 | 0 | 0 | 0 | 0 | 0 | 0 | 0 | 0 | 0 | 0 | 0 | 0 | 0 | 0 | 0 | 0 | 0 | 0 | 0 | 0 | 1.2 | 1.2 | 0 | 0 | 0
[8 empty] | 8336 | December | Winter | Weekday | 0 | 0 | 0 | 0 | 0 | 0 | 0 | 0 | 0 | 0 | 0 | 0 | 0 | 0 | 0 | 0 | 0 | 0 | 0 | 0 | 0 | 0 | 0 | 0 | 0 | 0 | 0 | 0 | 0 | 0
[8 empty] | 8337 | December | Winter | Weekday | 0 | 0 | 0 | 0 | 0 | 0 | 0 | 0 | 0 | 0 | 0 | 0 | 0 | 0 | 0 | 0 | 0 | 0 | 0 | 0 | 0 | 0 | 0 | 0 | 0 | 0 | 0 | 0 | 0 | 0
[8 empty] | 8338 | December | Winter | Weekday | 0 | 0 | 0 | 0 | 0 | 0 | 0 | 0 | 0 | 0 | 0 | 0 | 0 | 0 | 0 | 0 | 0 | 0 | 0 | 0 | 0 | 0 | 0 | 0 | 0 | 0 | 0 | 0 | 0 | 0
[8 empty] | 8339 | December | Winter | Weekday | 0 | 0 | 0 | 0 | 0 | 0 | 0 | 0 | 0 | 0 | 0 | 0 | 0 | 0 | 0 | 0 | 0 | 0 | 0 | 0 | 0 | 0 | 0 | 0 | 0 | 0 | 0 | 0 | 0 | 0
[8 empty] | 8340 | December | Winter | Weekday | 0 | 0 | 0 | 0 | 0 | 0 | 0 | 0 | 0 | 0 | 0 | 0 | 0 | 0 | 0 | 0 | 0 | 0 | 0 | 0 | 0 | 0 | 0 | 0 | 0 | 0 | 0 | 0 | 0 | 0
[8 empty] | 8341 | December | Winter | Weekday | 0 | 0 | 0 | 0 | 0 | 0 | 0 | 0 | 0 | 0 | 0 | 0 | 0 | 0 | 0 | 0 | 0 | 0 | 0 | 0 | 0 | 0 | 0 | 0 | 0 | 0 | 0 | 0 | 0 | 0
[8 empty] | 8342 | December | Winter | Weekday | 0 | 0 | 0 | 0 | 0 | 0 | 0 | 0 | 0 | 0 | 0 | 0 | 0 | 0 | 0 | 0 | 0 | 0 | 0 | 0 | 0 | 0 | 0 | 0 | 0 | 0 | 0 | 0 | 0 | 0
[8 empty] | 8343 | December | Winter | Weekday | 0 | 0 | 0 | 0 | 0 | 0 | 0 | 0 | 0 | 0 | 0 | 0 | 0 | 0 | 0 | 0 | 0 | 0 | 0 | 0 | 0 | 0 | 0 | 0 | 0 | 0 | 0 | 0 | 0 | 0
[8 empty] | 8344 | December | Winter | Weekday | 0 | 0 | 0 | 0 | 0 | 0 | 0 | 0 | 0 | 0 | 0 | 0 | 0 | 0 | 0 | 0 | 0 | 0 | 0 | 0 | 0 | 0 | 0 | 0 | 0 | 0 | 0 | 0 | 0 | 0
[8 empty] | 8345 | December | Winter | Weekday | 0 | 0 | 0 | 0 | 0 | 0 | 0 | 0 | 0 | 0 | 0 | 0 | 0 | 0 | 0 | 0 | 0 | 0 | 0 | 0 | 0 | 0 | 0 | 0 | 0 | 0 | 0 | 0 | 0 | 0
[8 empty] | 8346 | December | Winter | Weekday | 0 | 0 | 0 | 0 | 0 | 0 | 0 | 0 | 0 | 0 | 0 | 0 | 0 | 0 | 0 | 0 | 0 | 0 | 0 | 0 | 0 | 0 | 0 | 0 | 0 | 0 | 0 | 0 | 0 | 0
[8 empty] | 8347 | December | Winter | Weekday | 0 | 0 | 0 | 0 | 0 | 0 | 0 | 0 | 0 | 0 | 0 | 0 | 0 | 0 | 0 | 0 | 0 | 0 | 0 | 0 | 0 | 0 | 0 | 0 | 0 | 0 | 0 | 0 | 0 | 0
[8 empty] | 8348 | December | Winter | Weekday | 0 | 0 | 0 | 0 | 0 | 0 | 0 | 0 | 0 | 0 | 0 | 0 | 0 | 0 | 0 | 0 | 0 | 0 | 0 | 0 | 0 | 0 | 0 | 0 | 0 | 0 | 0 | 0 | 0 | 0
[8 empty] | 8349 | December | Winter | Weekday | 0 | 0 | 0 | 0 | 0 | 0 | 0 | 0 | 0 | 0 | 0 | 0 | 0 | 0 | 0 | 0 | 0 | 0 | 0 | 0 | 0 | 0 | 0 | 0 | 0 | 0 | 0 | 0 | 0 | 0
[8 empty] | 8350 | December | Winter | Weekday | 0 | 0 | 0 | 0 | 0 | 0 | 0 | 0 | 0 | 0 | 0 | 0 | 0 | 0 | 0 | 0 | 0 | 0 | 0 | 0 | 0 | 0 | 0 | 0 | 0 | 0 | 0 | 0 | 0 | 0
[8 empty] | 8351 | December | Winter | Weekday | 0 | 0 | 0 | 0 | 0 | 0 | 0 | 0 | 0 | 0 | 0 | 0 | 0 | 0 | 0 | 0 | 0 | 0 | 0 | 0 | 0 | 0 | 0 | 0 | 0 | 0 | 0 | 0 | 0 | 0
[8 empty] | 8352 | December | Winter | Weekday | 0 | 0 | 0 | 0 | 0 | 0 | 0 | 0 | 0 | 0 | 0 | 0 | 0 | 0 | 0 | 0 | 0 | 0 | 0 | 0 | 0 | 0 | 0 | 0 | 0 | 0 | 0 | 0 | 0 | 0
[8 empty] | 8353 | December | Winter | Weekday | 0 | 0 | 0 | 0 | 0 | 0 | 0 | 0 | 0 | 0 | 0 | 0 | 0 | 0 | 0 | 0 | 0 | 0 | 0 | 0 | 0 | 0 | 0 | 0 | 0 | 4.8 | 4.8 | 0 | 0 | 0
[8 empty] | 8354 | December | Winter | Weekday | 0 | 0 | 0 | 0 | 0 | 0 | 0 | 0 | 0 | 0 | 0 | 0 | 0 | 0 | 0 | 0 | 0 | 0 | 0 | 0 | 0 | 0 | 0 | 0 | 0 | 4.8 | 4.8 | 0 | 0 | 0
[8 empty] | 8355 | December | Winter | Weekday | 0 | 0 | 0 | 0 | 0 | 0 | 0 | 0 | 0 | 0 | 0 | 0 | 0 | 0 | 0 | 0 | 0 | 0 | 0 | 0 | 0 | 0 | 0 | 0 | 0 | 4.8 | 4.8 | 0 | 0 | 0
[8 empty] | 8356 | December | Winter | Weekday | 0 | 0 | 0 | 0 | 0 | 0 | 0 | 0 | 0 | 0 | 0 | 0 | 0 | 0 | 0 | 0 | 0 | 0 | 0 | 0 | 0 | 0 | 0 | 0 | 0 | 4.8 | 4.8 | 0 | 0 | 0
[8 empty] | 8357 | December | Winter | Weekday | 0 | 0 | 0 | 0 | 0 | 0 | 0 | 0 | 0 | 0 | 0 | 0 | 0 | 0 | 0 | 0 | 0 | 0 | 0 | 0 | 0 | 0 | 0 | 0 | 0 | 4.8 | 4.8 | 0 | 0 | 0
[8 empty] | 8358 | December | Winter | Weekday | 0 | 0 | 0 | 0 | 0 | 0 | 0 | 0 | 0 | 0 | 0 | 0 | 0 | 0 | 0 | 0 | 0 | 0 | 0 | 0 | 0 | 0 | 0 | 0 | 0 | 4.8 | 4.8 | 0 | 0 | 0
[8 empty] | 8359 | December | Winter | Weekday | 0 | 0 | 0 | 0 | 0 | 0 | 0 | 0 | 0 | 0 | 0 | 0 | 0 | 0 | 0 | 0 | 0 | 0 | 0 | 0 | 0 | 0 | 0 | 0 | 0 | 1.2 | 1.2 | 0 | 0 | 0
[8 empty] | 8360 | December | Winter | Weekday | 0 | 0 | 0 | 0 | 0 | 0 | 0 | 0 | 0 | 0 | 0 | 0 | 0 | 0 | 0 | 0 | 0 | 0 | 0 | 0 | 0 | 0 | 0 | 0 | 0 | 0 | 0 | 0 | 0 | 0
[8 empty] | 8361 | December | Winter | Weekday | 0 | 0 | 0 | 0 | 0 | 0 | 0 | 0 | 0 | 0 | 0 | 0 | 0 | 0 | 0 | 0 | 0 | 0 | 0 | 0 | 0 | 0 | 0 | 0 | 0 | 0 | 0 | 0 | 0 | 0
[8 empty] | 8362 | December | Winter | Weekday | 0 | 0 | 0 | 0 | 0 | 0 | 0 | 0 | 0 | 0 | 0 | 0 | 0 | 0 | 0 | 0 | 0 | 0 | 0 | 0 | 0 | 0 | 0 | 0 | 0 | 0 | 0 | 0 | 0 | 0
[8 empty] | 8363 | December | Winter | Weekday | 0 | 0 | 0 | 0 | 0 | 0 | 0 | 0 | 0 | 0 | 0 | 0 | 0 | 0 | 0 | 0 | 0 | 0 | 0 | 0 | 0 | 0 | 0 | 0 | 0 | 0 | 0 | 0 | 0 | 0
[8 empty] | 8364 | December | Winter | Weekday | 0 | 0 | 0 | 0 | 0 | 0 | 0 | 0 | 0 | 0 | 0 | 0 | 0 | 0 | 0 | 0 | 0 | 0 | 0 | 0 | 0 | 0 | 0 | 0 | 0 | 0 | 0 | 0 | 0 | 0
[8 empty] | 8365 | December | Winter | Weekday | 0 | 0 | 0 | 0 | 0 | 0 | 0 | 0 | 0 | 0 | 0 | 0 | 0 | 0 | 0 | 0 | 0 | 0 | 0 | 0 | 0 | 0 | 0 | 0 | 0 | 0 | 0 | 0 | 0 | 0
[8 empty] | 8366 | December | Winter | Weekday | 0 | 0 | 0 | 0 | 0 | 0 | 0 | 0 | 0 | 0 | 0 | 0 | 0 | 0 | 0 | 0 | 0 | 0 | 0 | 0 | 0 | 0 | 0 | 0 | 0 | 0 | 0 | 0 | 0 | 0
[8 empty] | 8367 | December | Winter | Weekday | 0 | 0 | 0 | 0 | 0 | 0 | 0 | 0 | 0 | 0 | 0 | 0 | 0 | 0 | 0 | 0 | 0 | 0 | 0 | 0 | 0 | 0 | 0 | 0 | 0 | 0 | 0 | 0 | 0 | 0
[8 empty] | 8368 | December | Winter | Weekday | 0 | 0 | 0 | 0 | 0 | 0 | 0 | 0 | 0 | 0 | 0 | 0 | 0 | 0 | 0 | 0 | 0 | 0 | 0 | 0 | 0 | 0 | 0 | 0 | 0 | 0 | 0 | 0 | 0 | 0
[8 empty] | 8369 | December | Winter | Weekday | 0 | 0 | 0 | 0 | 0 | 0 | 0 | 0 | 0 | 0 | 0 | 0 | 0 | 0 | 0 | 0 | 0 | 0 | 0 | 0 | 0 | 0 | 0 | 0 | 0 | 0 | 0 | 0 | 0 | 0
[8 empty] | 8370 | December | Winter | Weekday | 0 | 0 | 0 | 0 | 0 | 0 | 0 | 0 | 0 | 0 | 0 | 0 | 0 | 0 | 0 | 0 | 0 | 0 | 0 | 0 | 0 | 0 | 0 | 0 | 0 | 0 | 0 | 0 | 0 | 0
[8 empty] | 8371 | December | Winter | Weekday | 0 | 0 | 0 | 0 | 0 | 0 | 0 | 0 | 0 | 0 | 0 | 0 | 0 | 0 | 0 | 0 | 0 | 0 | 0 | 0 | 0 | 0 | 0 | 0 | 0 | 0 | 0 | 0 | 0 | 0
[8 empty] | 8372 | December | Winter | Weekday | 0 | 0 | 0 | 0 | 0 | 0 | 0 | 0 | 0 | 0 | 0 | 0 | 0 | 0 | 0 | 0 | 0 | 0 | 0 | 0 | 0 | 0 | 0 | 0 | 0 | 0 | 0 | 0 | 0 | 0
[8 empty] | 8373 | December | Winter | Weekday | 0 | 0 | 0 | 0 | 0 | 0 | 0 | 0 | 0 | 0 | 0 | 0 | 0 | 0 | 0 | 0 | 0 | 0 | 0 | 0 | 0 | 0 | 0 | 0 | 0 | 0 | 0 | 0 | 0 | 0
[8 empty] | 8374 | December | Winter | Weekday | 0 | 0 | 0 | 0 | 0 | 0 | 0 | 0 | 0 | 0 | 0 | 0 | 0 | 0 | 0 | 0 | 0 | 0 | 0 | 0 | 0 | 0 | 0 | 0 | 0 | 0 | 0 | 0 | 0 | 0
[8 empty] | 8375 | December | Winter | Weekday | 0 | 0 | 0 | 0 | 0 | 0 | 0 | 0 | 0 | 0 | 0 | 0 | 0 | 0 | 0 | 0 | 0 | 0 | 0 | 0 | 0 | 0 | 0 | 0 | 0 | 0 | 0 | 0 | 0 | 0
[8 empty] | 8376 | December | Winter | Weekday | 0 | 0 | 0 | 0 | 0 | 0 | 0 | 0 | 0 | 0 | 0 | 0 | 0 | 0 | 0 | 0 | 0 | 0 | 0 | 0 | 0 | 0 | 0 | 0 | 0 | 0 | 0 | 0 | 0 | 0
[8 empty] | 8377 | December | Winter | Weekend | 0 | 0 | 0 | 0 | 0 | 0 | 0 | 0 | 0 | 0 | 0 | 0 | 0 | 0 | 0 | 0 | 0 | 0 | 0 | 0 | 0 | 0 | 0 | 0 | 0 | 4.8 | 4.8 | 0 | 0 | 0
[8 empty] | 8378 | December | Winter | Weekend | 0 | 0 | 0 | 0 | 0 | 0 | 0 | 0 | 0 | 0 | 0 | 0 | 0 | 0 | 0 | 0 | 0 | 0 | 0 | 0 | 0 | 0 | 0 | 0 | 0 | 4.8 | 4.8 | 0 | 0 | 0
[8 empty] | 8379 | December | Winter | Weekend | 0 | 0 | 0 | 0 | 0 | 0 | 0 | 0 | 0 | 0 | 0 | 0 | 0 | 0 | 0 | 0 | 0 | 0 | 0 | 0 | 0 | 0 | 0 | 0 | 0 | 4.8 | 4.8 | 0 | 0 | 0
[8 empty] | 8380 | December | Winter | Weekend | 0 | 0 | 0 | 0 | 0 | 0 | 0 | 0 | 0 | 0 | 0 | 0 | 0 | 0 | 0 | 0 | 0 | 0 | 0 | 0 | 0 | 0 | 0 | 0 | 0 | 4.8 | 4.8 | 0 | 0 | 0
[8 empty] | 8381 | December | Winter | Weekend | 0 | 0 | 0 | 0 | 0 | 0 | 0 | 0 | 0 | 0 | 0 | 0 | 0 | 0 | 0 | 0 | 0 | 0 | 0 | 0 | 0 | 0 | 0 | 0 | 0 | 4.8 | 4.8 | 0 | 0 | 0
[8 empty] | 8382 | December | Winter | Weekend | 0 | 0 | 0 | 0 | 0 | 0 | 0 | 0 | 0 | 0 | 0 | 0 | 0 | 0 | 0 | 0 | 0 | 0 | 0 | 0 | 0 | 0 | 0 | 0 | 0 | 4.8 | 4.8 | 0 | 0 | 0
[8 empty] | 8383 | December | Winter | Weekend | 0 | 0 | 0 | 0 | 0 | 0 | 0 | 0 | 0 | 0 | 0 | 0 | 0 | 0 | 0 | 0 | 0 | 0 | 0 | 0 | 0 | 0 | 0 | 0 | 0 | 1.2 | 1.2 | 0 | 0 | 0
[8 empty] | 8384 | December | Winter | Weekend | 0 | 0 | 0 | 0 | 0 | 0 | 0 | 0 | 0 | 0 | 0 | 0 | 0 | 0 | 0 | 0 | 0 | 0 | 0 | 0 | 0 | 0 | 0 | 0 | 0 | 0 | 0 | 0 | 0 | 0
[8 empty] | 8385 | December | Winter | Weekend | 0 | 0 | 0 | 0 | 0 | 0 | 0 | 0 | 0 | 0 | 0 | 0 | 0 | 0 | 0 | 0 | 0 | 0 | 0 | 0 | 0 | 0 | 0 | 0 | 0 | 0 | 0 | 0 | 0 | 0
[8 empty] | 8386 | December | Winter | Weekend | 0 | 0 | 0 | 0 | 0 | 0 | 0 | 0 | 0 | 0 | 0 | 0 | 0 | 0 | 0 | 0 | 0 | 0 | 0 | 0 | 0 | 0 | 0 | 0 | 0 | 0 | 0 | 0 | 0 | 0
[8 empty] | 8387 | December | Winter | Weekend | 0 | 0 | 0 | 0 | 0 | 0 | 0 | 0 | 0 | 0 | 0 | 0 | 0 | 0 | 0 | 0 | 0 | 0 | 0 | 0 | 0 | 0 | 0 | 0 | 0 | 0 | 0 | 0 | 0 | 0
[8 empty] | 8388 | December | Winter | Weekend | 0 | 0 | 0 | 0 | 0 | 0 | 0 | 0 | 0 | 0 | 0 | 0 | 0 | 0 | 0 | 0 | 0 | 0 | 0 | 0 | 0 | 0 | 0 | 0 | 0 | 0 | 0 | 0 | 0 | 0
[8 empty] | 8389 | December | Winter | Weekend | 0 | 0 | 0 | 0 | 0 | 0 | 0 | 0 | 0 | 0 | 0 | 0 | 0 | 0 | 0 | 0 | 0 | 0 | 0 | 0 | 0 | 0 | 0 | 0 | 0 | 0 | 0 | 0 | 0 | 0
[8 empty] | 8390 | December | Winter | Weekend | 0 | 0 | 0 | 0 | 0 | 0 | 0 | 0 | 0 | 0 | 0 | 0 | 0 | 0 | 0 | 0 | 0 | 0 | 0 | 0 | 0 | 0 | 0 | 0 | 0 | 0 | 0 | 0 | 0 | 0
[8 empty] | 8391 | December | Winter | Weekend | 0 | 0 | 0 | 0 | 0 | 0 | 0 | 0 | 0 | 0 | 0 | 0 | 0 | 0 | 0 | 0 | 0 | 0 | 0 | 0 | 0 | 0 | 0 | 0 | 0 | 0 | 0 | 0 | 0 | 0
[8 empty] | 8392 | December | Winter | Weekend | 0 | 0 | 0 | 0 | 0 | 0 | 0 | 0 | 0 | 0 | 0 | 0 | 0 | 0 | 0 | 0 | 0 | 0 | 0 | 0 | 0 | 0 | 0 | 0 | 0 | 0 | 0 | 0 | 0 | 0
[8 empty] | 8393 | December | Winter | Weekend | 0 | 0 | 0 | 0 | 0 | 0 | 0 | 0 | 0 | 0 | 0 | 0 | 0 | 0 | 0 | 0 | 0 | 0 | 0 | 0 | 0 | 0 | 0 | 0 | 0 | 0 | 0 | 0 | 0 | 0
[8 empty] | 8394 | December | Winter | Weekend | 0 | 0 | 0 | 0 | 0 | 0 | 0 | 0 | 0 | 0 | 0 | 0 | 0 | 0 | 0 | 0 | 0 | 0 | 0 | 0 | 0 | 0 | 0 | 0 | 0 | 0 | 0 | 0 | 0 | 0
[8 empty] | 8395 | December | Winter | Weekend | 0 | 0 | 0 | 0 | 0 | 0 | 0 | 0 | 0 | 0 | 0 | 0 | 0 | 0 | 0 | 0 | 0 | 0 | 0 | 0 | 0 | 0 | 0 | 0 | 0 | 0 | 0 | 0 | 0 | 0
[8 empty] | 8396 | December | Winter | Weekend | 0 | 0 | 0 | 0 | 0 | 0 | 0 | 0 | 0 | 0 | 0 | 0 | 0 | 0 | 0 | 0 | 0 | 0 | 0 | 0 | 0 | 0 | 0 | 0 | 0 | 0 | 0 | 0 | 0 | 0
[8 empty] | 8397 | December | Winter | Weekend | 0 | 0 | 0 | 0 | 0 | 0 | 0 | 0 | 0 | 0 | 0 | 0 | 0 | 0 | 0 | 0 | 0 | 0 | 0 | 0 | 0 | 0 | 0 | 0 | 0 | 0 | 0 | 0 | 0 | 0
[8 empty] | 8398 | December | Winter | Weekend | 0 | 0 | 0 | 0 | 0 | 0 | 0 | 0 | 0 | 0 | 0 | 0 | 0 | 0 | 0 | 0 | 0 | 0 | 0 | 0 | 0 | 0 | 0 | 0 | 0 | 0 | 0 | 0 | 0 | 0
[8 empty] | 8399 | December | Winter | Weekend | 0 | 0 | 0 | 0 | 0 | 0 | 0 | 0 | 0 | 0 | 0 | 0 | 0 | 0 | 0 | 0 | 0 | 0 | 0 | 0 | 0 | 0 | 0 | 0 | 0 | 0 | 0 | 0 | 0 | 0
[8 empty] | 8400 | December | Winter | Weekend | 0 | 0 | 0 | 0 | 0 | 0 | 0 | 0 | 0 | 0 | 0 | 0 | 0 | 0 | 0 | 0 | 0 | 0 | 0 | 0 | 0 | 0 | 0 | 0 | 0 | 0 | 0 | 0 | 0 | 0
[8 empty] | 8401 | December | Winter | Weekend | 0 | 0 | 0 | 0 | 0 | 0 | 0 | 0 | 0 | 0 | 0 | 0 | 0 | 0 | 0 | 0 | 0 | 0 | 0 | 0 | 0 | 0 | 0 | 0 | 0 | 4.8 | 4.8 | 0 | 0 | 0
[8 empty] | 8402 | December | Winter | Weekend | 0 | 0 | 0 | 0 | 0 | 0 | 0 | 0 | 0 | 0 | 0 | 0 | 0 | 0 | 0 | 0 | 0 | 0 | 0 | 0 | 0 | 0 | 0 | 0 | 0 | 4.8 | 4.8 | 0 | 0 | 0
[8 empty] | 8403 | December | Winter | Weekend | 0 | 0 | 0 | 0 | 0 | 0 | 0 | 0 | 0 | 0 | 0 | 0 | 0 | 0 | 0 | 0 | 0 | 0 | 0 | 0 | 0 | 0 | 0 | 0 | 0 | 4.8 | 4.8 | 0 | 0 | 0
[8 empty] | 8404 | December | Winter | Weekend | 0 | 0 | 0 | 0 | 0 | 0 | 0 | 0 | 0 | 0 | 0 | 0 | 0 | 0 | 0 | 0 | 0 | 0 | 0 | 0 | 0 | 0 | 0 | 0 | 0 | 4.8 | 4.8 | 0 | 0 | 0
[8 empty] | 8405 | December | Winter | Weekend | 0 | 0 | 0 | 0 | 0 | 0 | 0 | 0 | 0 | 0 | 0 | 0 | 0 | 0 | 0 | 0 | 0 | 0 | 0 | 0 | 0 | 0 | 0 | 0 | 0 | 4.8 | 4.8 | 0 | 0 | 0
[8 empty] | 8406 | December | Winter | Weekend | 0 | 0 | 0 | 0 | 0 | 0 | 0 | 0 | 0 | 0 | 0 | 0 | 0 | 0 | 0 | 0 | 0 | 0 | 0 | 0 | 0 | 0 | 0 | 0 | 0 | 4.8 | 4.8 | 0 | 0 | 0
[8 empty] | 8407 | December | Winter | Weekend | 0 | 0 | 0 | 0 | 0 | 0 | 0 | 0 | 0 | 0 | 0 | 0 | 0 | 0 | 0 | 0 | 0 | 0 | 0 | 0 | 0 | 0 | 0 | 0 | 0 | 1.2 | 1.2 | 0 | 0 | 0
[8 empty] | 8408 | December | Winter | Weekend | 0 | 0 | 0 | 0 | 0 | 0 | 0 | 0 | 0 | 0 | 0 | 0 | 0 | 0 | 0 | 0 | 0 | 0 | 0 | 0 | 0 | 0 | 0 | 0 | 0 | 0 | 0 | 0 | 0 | 0
[8 empty] | 8409 | December | Winter | Weekend | 0 | 0 | 0 | 0 | 0 | 0 | 0 | 0 | 0 | 0 | 0 | 0 | 0 | 0 | 0 | 0 | 0 | 0 | 0 | 0 | 0 | 0 | 0 | 0 | 0 | 0 | 0 | 0 | 0 | 0
[8 empty] | 8410 | December | Winter | Weekend | 0 | 0 | 0 | 0 | 0 | 0 | 0 | 0 | 0 | 0 | 0 | 0 | 0 | 0 | 0 | 0 | 0 | 0 | 0 | 0 | 0 | 0 | 0 | 0 | 0 | 0 | 0 | 0 | 0 | 0
[8 empty] | 8411 | December | Winter | Weekend | 0 | 0 | 0 | 0 | 0 | 0 | 0 | 0 | 0 | 0 | 0 | 0 | 0 | 0 | 0 | 0 | 0 | 0 | 0 | 0 | 0 | 0 | 0 | 0 | 0 | 0 | 0 | 0 | 0 | 0
[8 empty] | 8412 | December | Winter | Weekend | 0 | 0 | 0 | 0 | 0 | 0 | 0 | 0 | 0 | 0 | 0 | 0 | 0 | 0 | 0 | 0 | 0 | 0 | 0 | 0 | 0 | 0 | 0 | 0 | 0 | 0 | 0 | 0 | 0 | 0
[8 empty] | 8413 | December | Winter | Weekend | 0 | 0 | 0 | 0 | 0 | 0 | 0 | 0 | 0 | 0 | 0 | 0 | 0 | 0 | 0 | 0 | 0 | 0 | 0 | 0 | 0 | 0 | 0 | 0 | 0 | 0 | 0 | 0 | 0 | 0
[8 empty] | 8414 | December | Winter | Weekend | 0 | 0 | 0 | 0 | 0 | 0 | 0 | 0 | 0 | 0 | 0 | 0 | 0 | 0 | 0 | 0 | 0 | 0 | 0 | 0 | 0 | 0 | 0 | 0 | 0 | 0 | 0 | 0 | 0 | 0
[8 empty] | 8415 | December | Winter | Weekend | 0 | 0 | 0 | 0 | 0 | 0 | 0 | 0 | 0 | 0 | 0 | 0 | 0 | 0 | 0 | 0 | 0 | 0 | 0 | 0 | 0 | 0 | 0 | 0 | 0 | 0 | 0 | 0 | 0 | 0
[8 empty] | 8416 | December | Winter | Weekend | 0 | 0 | 0 | 0 | 0 | 0 | 0 | 0 | 0 | 0 | 0 | 0 | 0 | 0 | 0 | 0 | 0 | 0 | 0 | 0 | 0 | 0 | 0 | 0 | 0 | 0 | 0 | 0 | 0 | 0
[8 empty] | 8417 | December | Winter | Weekend | 0 | 0 | 0 | 0 | 0 | 0 | 0 | 0 | 0 | 0 | 0 | 0 | 0 | 0 | 0 | 0 | 0 | 0 | 0 | 0 | 0 | 0 | 0 | 0 | 0 | 0 | 0 | 0 | 0 | 0
[8 empty] | 8418 | December | Winter | Weekend | 0 | 0 | 0 | 0 | 0 | 0 | 0 | 0 | 0 | 0 | 0 | 0 | 0 | 0 | 0 | 0 | 0 | 0 | 0 | 0 | 0 | 0 | 0 | 0 | 0 | 0 | 0 | 0 | 0 | 0
[8 empty] | 8419 | December | Winter | Weekend | 0 | 0 | 0 | 0 | 0 | 0 | 0 | 0 | 0 | 0 | 0 | 0 | 0 | 0 | 0 | 0 | 0 | 0 | 0 | 0 | 0 | 0 | 0 | 0 | 0 | 0 | 0 | 0 | 0 | 0
[8 empty] | 8420 | December | Winter | Weekend | 0 | 0 | 0 | 0 | 0 | 0 | 0 | 0 | 0 | 0 | 0 | 0 | 0 | 0 | 0 | 0 | 0 | 0 | 0 | 0 | 0 | 0 | 0 | 0 | 0 | 0 | 0 | 0 | 0 | 0
[8 empty] | 8421 | December | Winter | Weekend | 0 | 0 | 0 | 0 | 0 | 0 | 0 | 0 | 0 | 0 | 0 | 0 | 0 | 0 | 0 | 0 | 0 | 0 | 0 | 0 | 0 | 0 | 0 | 0 | 0 | 0 | 0 | 0 | 0 | 0
[8 empty] | 8422 | December | Winter | Weekend | 0 | 0 | 0 | 0 | 0 | 0 | 0 | 0 | 0 | 0 | 0 | 0 | 0 | 0 | 0 | 0 | 0 | 0 | 0 | 0 | 0 | 0 | 0 | 0 | 0 | 0 | 0 | 0 | 0 | 0
[8 empty] | 8423 | December | Winter | Weekend | 0 | 0 | 0 | 0 | 0 | 0 | 0 | 0 | 0 | 0 | 0 | 0 | 0 | 0 | 0 | 0 | 0 | 0 | 0 | 0 | 0 | 0 | 0 | 0 | 0 | 0 | 0 | 0 | 0 | 0
[8 empty] | 8424 | December | Winter | Weekend | 0 | 0 | 0 | 0 | 0 | 0 | 0 | 0 | 0 | 0 | 0 | 0 | 0 | 0 | 0 | 0 | 0 | 0 | 0 | 0 | 0 | 0 | 0 | 0 | 0 | 0 | 0 | 0 | 0 | 0
[8 empty] | 8425 | December | Winter | Weekday | 0 | 0 | 0 | 0 | 0 | 0 | 0 | 0 | 0 | 0 | 0 | 0 | 0 | 0 | 0 | 0 | 0 | 0 | 0 | 0 | 0 | 0 | 0 | 0 | 0 | 4.8 | 4.8 | 0 | 0 | 0
[8 empty] | 8426 | December | Winter | Weekday | 0 | 0 | 0 | 0 | 0 | 0 | 0 | 0 | 0 | 0 | 0 | 0 | 0 | 0 | 0 | 0 | 0 | 0 | 0 | 0 | 0 | 0 | 0 | 0 | 0 | 4.8 | 4.8 | 0 | 0 | 0
[8 empty] | 8427 | December | Winter | Weekday | 0 | 0 | 0 | 0 | 0 | 0 | 0 | 0 | 0 | 0 | 0 | 0 | 0 | 0 | 0 | 0 | 0 | 0 | 0 | 0 | 0 | 0 | 0 | 0 | 0 | 4.8 | 4.8 | 0 | 0 | 0
[8 empty] | 8428 | December | Winter | Weekday | 0 | 0 | 0 | 0 | 0 | 0 | 0 | 0 | 0 | 0 | 0 | 0 | 0 | 0 | 0 | 0 | 0 | 0 | 0 | 0 | 0 | 0 | 0 | 0 | 0 | 4.8 | 4.8 | 0 | 0 | 0
[8 empty] | 8429 | December | Winter | Weekday | 0 | 0 | 0 | 0 | 0 | 0 | 0 | 0 | 0 | 0 | 0 | 0 | 0 | 0 | 0 | 0 | 0 | 0 | 0 | 0 | 0 | 0 | 0 | 0 | 0 | 4.8 | 4.8 | 0 | 0 | 0
[8 empty] | 8430 | December | Winter | Weekday | 0 | 0 | 0 | 0 | 0 | 0 | 0 | 0 | 0 | 0 | 0 | 0 | 0 | 0 | 0 | 0 | 0 | 0 | 0 | 0 | 0 | 0 | 0 | 0 | 0 | 4.8 | 4.8 | 0 | 0 | 0
[8 empty] | 8431 | December | Winter | Weekday | 0 | 0 | 0 | 0 | 0 | 0 | 0 | 0 | 0 | 0 | 0 | 0 | 0 | 0 | 0 | 0 | 0 | 0 | 0 | 0 | 0 | 0 | 0 | 0 | 0 | 1.2 | 1.2 | 0 | 0 | 0
[8 empty] | 8432 | December | Winter | Weekday | 0 | 0 | 0 | 0 | 0 | 0 | 0 | 0 | 0 | 0 | 0 | 0 | 0 | 0 | 0 | 0 | 0 | 0 | 0 | 0 | 0 | 0 | 0 | 0 | 0 | 0 | 0 | 0 | 0 | 0
[8 empty] | 8433 | December | Winter | Weekday | 0 | 0 | 0 | 0 | 0 | 0 | 0 | 0 | 0 | 0 | 0 | 0 | 0 | 0 | 0 | 0 | 0 | 0 | 0 | 0 | 0 | 0 | 0 | 0 | 0 | 0 | 0 | 0 | 0 | 0
[8 empty] | 8434 | December | Winter | Weekday | 0 | 0 | 0 | 0 | 0 | 0 | 0 | 0 | 0 | 0 | 0 | 0 | 0 | 0 | 0 | 0 | 0 | 0 | 0 | 0 | 0 | 0 | 0 | 0 | 0 | 0 | 0 | 0 | 0 | 0
[8 empty] | 8435 | December | Winter | Weekday | 0 | 0 | 0 | 0 | 0 | 0 | 0 | 0 | 0 | 0 | 0 | 0 | 0 | 0 | 0 | 0 | 0 | 0 | 0 | 0 | 0 | 0 | 0 | 0 | 0 | 0 | 0 | 0 | 0 | 0
[8 empty] | 8436 | December | Winter | Weekday | 0 | 0 | 0 | 0 | 0 | 0 | 0 | 0 | 0 | 0 | 0 | 0 | 0 | 0 | 0 | 0 | 0 | 0 | 0 | 0 | 0 | 0 | 0 | 0 | 0 | 0 | 0 | 0 | 0 | 0
[8 empty] | 8437 | December | Winter | Weekday | 0 | 0 | 0 | 0 | 0 | 0 | 0 | 0 | 0 | 0 | 0 | 0 | 0 | 0 | 0 | 0 | 0 | 0 | 0 | 0 | 0 | 0 | 0 | 0 | 0 | 0 | 0 | 0 | 0 | 0
[8 empty] | 8438 | December | Winter | Weekday | 0 | 0 | 0 | 0 | 0 | 0 | 0 | 0 | 0 | 0 | 0 | 0 | 0 | 0 | 0 | 0 | 0 | 0 | 0 | 0 | 0 | 0 | 0 | 0 | 0 | 0 | 0 | 0 | 0 | 0
[8 empty] | 8439 | December | Winter | Weekday | 0 | 0 | 0 | 0 | 0 | 0 | 0 | 0 | 0 | 0 | 0 | 0 | 0 | 0 | 0 | 0 | 0 | 0 | 0 | 0 | 0 | 0 | 0 | 0 | 0 | 0 | 0 | 0 | 0 | 0
[8 empty] | 8440 | December | Winter | Weekday | 0 | 0 | 0 | 0 | 0 | 0 | 0 | 0 | 0 | 0 | 0 | 0 | 0 | 0 | 0 | 0 | 0 | 0 | 0 | 0 | 0 | 0 | 0 | 0 | 0 | 0 | 0 | 0 | 0 | 0
[8 empty] | 8441 | December | Winter | Weekday | 0 | 0 | 0 | 0 | 0 | 0 | 0 | 0 | 0 | 0 | 0 | 0 | 0 | 0 | 0 | 0 | 0 | 0 | 0 | 0 | 0 | 0 | 0 | 0 | 0 | 0 | 0 | 0 | 0 | 0
[8 empty] | 8442 | December | Winter | Weekday | 0 | 0 | 0 | 0 | 0 | 0 | 0 | 0 | 0 | 0 | 0 | 0 | 0 | 0 | 0 | 0 | 0 | 0 | 0 | 0 | 0 | 0 | 0 | 0 | 0 | 0 | 0 | 0 | 0 | 0
[8 empty] | 8443 | December | Winter | Weekday | 0 | 0 | 0 | 0 | 0 | 0 | 0 | 0 | 0 | 0 | 0 | 0 | 0 | 0 | 0 | 0 | 0 | 0 | 0 | 0 | 0 | 0 | 0 | 0 | 0 | 0 | 0 | 0 | 0 | 0
[8 empty] | 8444 | December | Winter | Weekday | 0 | 0 | 0 | 0 | 0 | 0 | 0 | 0 | 0 | 0 | 0 | 0 | 0 | 0 | 0 | 0 | 0 | 0 | 0 | 0 | 0 | 0 | 0 | 0 | 0 | 0 | 0 | 0 | 0 | 0
[8 empty] | 8445 | December | Winter | Weekday | 0 | 0 | 0 | 0 | 0 | 0 | 0 | 0 | 0 | 0 | 0 | 0 | 0 | 0 | 0 | 0 | 0 | 0 | 0 | 0 | 0 | 0 | 0 | 0 | 0 | 0 | 0 | 0 | 0 | 0
[8 empty] | 8446 | December | Winter | Weekday | 0 | 0 | 0 | 0 | 0 | 0 | 0 | 0 | 0 | 0 | 0 | 0 | 0 | 0 | 0 | 0 | 0 | 0 | 0 | 0 | 0 | 0 | 0 | 0 | 0 | 0 | 0 | 0 | 0 | 0
[8 empty] | 8447 | December | Winter | Weekday | 0 | 0 | 0 | 0 | 0 | 0 | 0 | 0 | 0 | 0 | 0 | 0 | 0 | 0 | 0 | 0 | 0 | 0 | 0 | 0 | 0 | 0 | 0 | 0 | 0 | 0 | 0 | 0 | 0 | 0
[8 empty] | 8448 | December | Winter | Weekday | 0 | 0 | 0 | 0 | 0 | 0 | 0 | 0 | 0 | 0 | 0 | 0 | 0 | 0 | 0 | 0 | 0 | 0 | 0 | 0 | 0 | 0 | 0 | 0 | 0 | 0 | 0 | 0 | 0 | 0
[8 empty] | 8449 | December | Winter | Weekday | 0 | 0 | 0 | 0 | 0 | 0 | 0 | 0 | 0 | 0 | 0 | 0 | 0 | 0 | 0 | 0 | 0 | 0 | 0 | 0 | 0 | 0 | 0 | 0 | 0 | 4.8 | 4.8 | 0 | 0 | 0
[8 empty] | 8450 | December | Winter | Weekday | 0 | 0 | 0 | 0 | 0 | 0 | 0 | 0 | 0 | 0 | 0 | 0 | 0 | 0 | 0 | 0 | 0 | 0 | 0 | 0 | 0 | 0 | 0 | 0 | 0 | 4.8 | 4.8 | 0 | 0 | 0
[8 empty] | 8451 | December | Winter | Weekday | 0 | 0 | 0 | 0 | 0 | 0 | 0 | 0 | 0 | 0 | 0 | 0 | 0 | 0 | 0 | 0 | 0 | 0 | 0 | 0 | 0 | 0 | 0 | 0 | 0 | 4.8 | 4.8 | 0 | 0 | 0
[8 empty] | 8452 | December | Winter | Weekday | 0 | 0 | 0 | 0 | 0 | 0 | 0 | 0 | 0 | 0 | 0 | 0 | 0 | 0 | 0 | 0 | 0 | 0 | 0 | 0 | 0 | 0 | 0 | 0 | 0 | 4.8 | 4.8 | 0 | 0 | 0
[8 empty] | 8453 | December | Winter | Weekday | 0 | 0 | 0 | 0 | 0 | 0 | 0 | 0 | 0 | 0 | 0 | 0 | 0 | 0 | 0 | 0 | 0 | 0 | 0 | 0 | 0 | 0 | 0 | 0 | 0 | 4.8 | 4.8 | 0 | 0 | 0
[8 empty] | 8454 | December | Winter | Weekday | 0 | 0 | 0 | 0 | 0 | 0 | 0 | 0 | 0 | 0 | 0 | 0 | 0 | 0 | 0 | 0 | 0 | 0 | 0 | 0 | 0 | 0 | 0 | 0 | 0 | 4.8 | 4.8 | 0 | 0 | 0
[8 empty] | 8455 | December | Winter | Weekday | 0 | 0 | 0 | 0 | 0 | 0 | 0 | 0 | 0 | 0 | 0 | 0 | 0 | 0 | 0 | 0 | 0 | 0 | 0 | 0 | 0 | 0 | 0 | 0 | 0 | 1.2 | 1.2 | 0 | 0 | 0
[8 empty] | 8456 | December | Winter | Weekday | 0 | 0 | 0 | 0 | 0 | 0 | 0 | 0 | 0 | 0 | 0 | 0 | 0 | 0 | 0 | 0 | 0 | 0 | 0 | 0 | 0 | 0 | 0 | 0 | 0 | 0 | 0 | 0 | 0 | 0
[8 empty] | 8457 | December | Winter | Weekday | 0 | 0 | 0 | 0 | 0 | 0 | 0 | 0 | 0 | 0 | 0 | 0 | 0 | 0 | 0 | 0 | 0 | 0 | 0 | 0 | 0 | 0 | 0 | 0 | 0 | 0 | 0 | 0 | 0 | 0
[8 empty] | 8458 | December | Winter | Weekday | 0 | 0 | 0 | 0 | 0 | 0 | 0 | 0 | 0 | 0 | 0 | 0 | 0 | 0 | 0 | 0 | 0 | 0 | 0 | 0 | 0 | 0 | 0 | 0 | 0 | 0 | 0 | 0 | 0 | 0
[8 empty] | 8459 | December | Winter | Weekday | 0 | 0 | 0 | 0 | 0 | 0 | 0 | 0 | 0 | 0 | 0 | 0 | 0 | 0 | 0 | 0 | 0 | 0 | 0 | 0 | 0 | 0 | 0 | 0 | 0 | 0 | 0 | 0 | 0 | 0
[8 empty] | 8460 | December | Winter | Weekday | 0 | 0 | 0 | 0 | 0 | 0 | 0 | 0 | 0 | 0 | 0 | 0 | 0 | 0 | 0 | 0 | 0 | 0 | 0 | 0 | 0 | 0 | 0 | 0 | 0 | 0 | 0 | 0 | 0 | 0
[8 empty] | 8461 | December | Winter | Weekday | 0 | 0 | 0 | 0 | 0 | 0 | 0 | 0 | 0 | 0 | 0 | 0 | 0 | 0 | 0 | 0 | 0 | 0 | 0 | 0 | 0 | 0 | 0 | 0 | 0 | 0 | 0 | 0 | 0 | 0
[8 empty] | 8462 | December | Winter | Weekday | 0 | 0 | 0 | 0 | 0 | 0 | 0 | 0 | 0 | 0 | 0 | 0 | 0 | 0 | 0 | 0 | 0 | 0 | 0 | 0 | 0 | 0 | 0 | 0 | 0 | 0 | 0 | 0 | 0 | 0
[8 empty] | 8463 | December | Winter | Weekday | 0 | 0 | 0 | 0 | 0 | 0 | 0 | 0 | 0 | 0 | 0 | 0 | 0 | 0 | 0 | 0 | 0 | 0 | 0 | 0 | 0 | 0 | 0 | 0 | 0 | 0 | 0 | 0 | 0 | 0
[8 empty] | 8464 | December | Winter | Weekday | 0 | 0 | 0 | 0 | 0 | 0 | 0 | 0 | 0 | 0 | 0 | 0 | 0 | 0 | 0 | 0 | 0 | 0 | 0 | 0 | 0 | 0 | 0 | 0 | 0 | 0 | 0 | 0 | 0 | 0
[8 empty] | 8465 | December | Winter | Weekday | 0 | 0 | 0 | 0 | 0 | 0 | 0 | 0 | 0 | 0 | 0 | 0 | 0 | 0 | 0 | 0 | 0 | 0 | 0 | 0 | 0 | 0 | 0 | 0 | 0 | 0 | 0 | 0 | 0 | 0
[8 empty] | 8466 | December | Winter | Weekday | 0 | 0 | 0 | 0 | 0 | 0 | 0 | 0 | 0 | 0 | 0 | 0 | 0 | 0 | 0 | 0 | 0 | 0 | 0 | 0 | 0 | 0 | 0 | 0 | 0 | 0 | 0 | 0 | 0 | 0
[8 empty] | 8467 | December | Winter | Weekday | 0 | 0 | 0 | 0 | 0 | 0 | 0 | 0 | 0 | 0 | 0 | 0 | 0 | 0 | 0 | 0 | 0 | 0 | 0 | 0 | 0 | 0 | 0 | 0 | 0 | 0 | 0 | 0 | 0 | 0
[8 empty] | 8468 | December | Winter | Weekday | 0 | 0 | 0 | 0 | 0 | 0 | 0 | 0 | 0 | 0 | 0 | 0 | 0 | 0 | 0 | 0 | 0 | 0 | 0 | 0 | 0 | 0 | 0 | 0 | 0 | 0 | 0 | 0 | 0 | 0
[8 empty] | 8469 | December | Winter | Weekday | 0 | 0 | 0 | 0 | 0 | 0 | 0 | 0 | 0 | 0 | 0 | 0 | 0 | 0 | 0 | 0 | 0 | 0 | 0 | 0 | 0 | 0 | 0 | 0 | 0 | 0 | 0 | 0 | 0 | 0
[8 empty] | 8470 | December | Winter | Weekday | 0 | 0 | 0 | 0 | 0 | 0 | 0 | 0 | 0 | 0 | 0 | 0 | 0 | 0 | 0 | 0 | 0 | 0 | 0 | 0 | 0 | 0 | 0 | 0 | 0 | 0 | 0 | 0 | 0 | 0
[8 empty] | 8471 | December | Winter | Weekday | 0 | 0 | 0 | 0 | 0 | 0 | 0 | 0 | 0 | 0 | 0 | 0 | 0 | 0 | 0 | 0 | 0 | 0 | 0 | 0 | 0 | 0 | 0 | 0 | 0 | 0 | 0 | 0 | 0 | 0
[8 empty] | 8472 | December | Winter | Weekday | 0 | 0 | 0 | 0 | 0 | 0 | 0 | 0 | 0 | 0 | 0 | 0 | 0 | 0 | 0 | 0 | 0 | 0 | 0 | 0 | 0 | 0 | 0 | 0 | 0 | 0 | 0 | 0 | 0 | 0
[8 empty] | 8473 | December | Winter | Weekday | 0 | 0 | 0 | 0 | 0 | 0 | 0 | 0 | 0 | 0 | 0 | 0 | 0 | 0 | 0 | 0 | 0 | 0 | 0 | 0 | 0 | 0 | 0 | 0 | 0 | 4.8 | 4.8 | 0 | 0 | 0
[8 empty] | 8474 | December | Winter | Weekday | 0 | 0 | 0 | 0 | 0 | 0 | 0 | 0 | 0 | 0 | 0 | 0 | 0 | 0 | 0 | 0 | 0 | 0 | 0 | 0 | 0 | 0 | 0 | 0 | 0 | 4.8 | 4.8 | 0 | 0 | 0
[8 empty] | 8475 | December | Winter | Weekday | 0 | 0 | 0 | 0 | 0 | 0 | 0 | 0 | 0 | 0 | 0 | 0 | 0 | 0 | 0 | 0 | 0 | 0 | 0 | 0 | 0 | 0 | 0 | 0 | 0 | 4.8 | 4.8 | 0 | 0 | 0
[8 empty] | 8476 | December | Winter | Weekday | 0 | 0 | 0 | 0 | 0 | 0 | 0 | 0 | 0 | 0 | 0 | 0 | 0 | 0 | 0 | 0 | 0 | 0 | 0 | 0 | 0 | 0 | 0 | 0 | 0 | 4.8 | 4.8 | 0 | 0 | 0
[8 empty] | 8477 | December | Winter | Weekday | 0 | 0 | 0 | 0 | 0 | 0 | 0 | 0 | 0 | 0 | 0 | 0 | 0 | 0 | 0 | 0 | 0 | 0 | 0 | 0 | 0 | 0 | 0 | 0 | 0 | 4.8 | 4.8 | 0 | 0 | 0
[8 empty] | 8478 | December | Winter | Weekday | 0 | 0 | 0 | 0 | 0 | 0 | 0 | 0 | 0 | 0 | 0 | 0 | 0 | 0 | 0 | 0 | 0 | 0 | 0 | 0 | 0 | 0 | 0 | 0 | 0 | 4.8 | 4.8 | 0 | 0 | 0
[8 empty] | 8479 | December | Winter | Weekday | 0 | 0 | 0 | 0 | 0 | 0 | 0 | 0 | 0 | 0 | 0 | 0 | 0 | 0 | 0 | 0 | 0 | 0 | 0 | 0 | 0 | 0 | 0 | 0 | 0 | 1.2 | 1.2 | 0 | 0 | 0
[8 empty] | 8480 | December | Winter | Weekday | 0 | 0 | 0 | 0 | 0 | 0 | 0 | 0 | 0 | 0 | 0 | 0 | 0 | 0 | 0 | 0 | 0 | 0 | 0 | 0 | 0 | 0 | 0 | 0 | 0 | 0 | 0 | 0 | 0 | 0
[8 empty] | 8481 | December | Winter | Weekday | 0 | 0 | 0 | 0 | 0 | 0 | 0 | 0 | 0 | 0 | 0 | 0 | 0 | 0 | 0 | 0 | 0 | 0 | 0 | 0 | 0 | 0 | 0 | 0 | 0 | 0 | 0 | 0 | 0 | 0
[8 empty] | 8482 | December | Winter | Weekday | 0 | 0 | 0 | 0 | 0 | 0 | 0 | 0 | 0 | 0 | 0 | 0 | 0 | 0 | 0 | 0 | 0 | 0 | 0 | 0 | 0 | 0 | 0 | 0 | 0 | 0 | 0 | 0 | 0 | 0
[8 empty] | 8483 | December | Winter | Weekday | 0 | 0 | 0 | 0 | 0 | 0 | 0 | 0 | 0 | 0 | 0 | 0 | 0 | 0 | 0 | 0 | 0 | 0 | 0 | 0 | 0 | 0 | 0 | 0 | 0 | 0 | 0 | 0 | 0 | 0
[8 empty] | 8484 | December | Winter | Weekday | 0 | 0 | 0 | 0 | 0 | 0 | 0 | 0 | 0 | 0 | 0 | 0 | 0 | 0 | 0 | 0 | 0 | 0 | 0 | 0 | 0 | 0 | 0 | 0 | 0 | 0 | 0 | 0 | 0 | 0
[8 empty] | 8485 | December | Winter | Weekday | 0 | 0 | 0 | 0 | 0 | 0 | 0 | 0 | 0 | 0 | 0 | 0 | 0 | 0 | 0 | 0 | 0 | 0 | 0 | 0 | 0 | 0 | 0 | 0 | 0 | 0 | 0 | 0 | 0 | 0
[8 empty] | 8486 | December | Winter | Weekday | 0 | 0 | 0 | 0 | 0 | 0 | 0 | 0 | 0 | 0 | 0 | 0 | 0 | 0 | 0 | 0 | 0 | 0 | 0 | 0 | 0 | 0 | 0 | 0 | 0 | 0 | 0 | 0 | 0 | 0
[8 empty] | 8487 | December | Winter | Weekday | 0 | 0 | 0 | 0 | 0 | 0 | 0 | 0 | 0 | 0 | 0 | 0 | 0 | 0 | 0 | 0 | 0 | 0 | 0 | 0 | 0 | 0 | 0 | 0 | 0 | 0 | 0 | 0 | 0 | 0
[8 empty] | 8488 | December | Winter | Weekday | 0 | 0 | 0 | 0 | 0 | 0 | 0 | 0 | 0 | 0 | 0 | 0 | 0 | 0 | 0 | 0 | 0 | 0 | 0 | 0 | 0 | 0 | 0 | 0 | 0 | 0 | 0 | 0 | 0 | 0
[8 empty] | 8489 | December | Winter | Weekday | 0 | 0 | 0 | 0 | 0 | 0 | 0 | 0 | 0 | 0 | 0 | 0 | 0 | 0 | 0 | 0 | 0 | 0 | 0 | 0 | 0 | 0 | 0 | 0 | 0 | 0 | 0 | 0 | 0 | 0
[8 empty] | 8490 | December | Winter | Weekday | 0 | 0 | 0 | 0 | 0 | 0 | 0 | 0 | 0 | 0 | 0 | 0 | 0 | 0 | 0 | 0 | 0 | 0 | 0 | 0 | 0 | 0 | 0 | 0 | 0 | 0 | 0 | 0 | 0 | 0
[8 empty] | 8491 | December | Winter | Weekday | 0 | 0 | 0 | 0 | 0 | 0 | 0 | 0 | 0 | 0 | 0 | 0 | 0 | 0 | 0 | 0 | 0 | 0 | 0 | 0 | 0 | 0 | 0 | 0 | 0 | 0 | 0 | 0 | 0 | 0
[8 empty] | 8492 | December | Winter | Weekday | 0 | 0 | 0 | 0 | 0 | 0 | 0 | 0 | 0 | 0 | 0 | 0 | 0 | 0 | 0 | 0 | 0 | 0 | 0 | 0 | 0 | 0 | 0 | 0 | 0 | 0 | 0 | 0 | 0 | 0
[8 empty] | 8493 | December | Winter | Weekday | 0 | 0 | 0 | 0 | 0 | 0 | 0 | 0 | 0 | 0 | 0 | 0 | 0 | 0 | 0 | 0 | 0 | 0 | 0 | 0 | 0 | 0 | 0 | 0 | 0 | 0 | 0 | 0 | 0 | 0
[8 empty] | 8494 | December | Winter | Weekday | 0 | 0 | 0 | 0 | 0 | 0 | 0 | 0 | 0 | 0 | 0 | 0 | 0 | 0 | 0 | 0 | 0 | 0 | 0 | 0 | 0 | 0 | 0 | 0 | 0 | 0 | 0 | 0 | 0 | 0
[8 empty] | 8495 | December | Winter | Weekday | 0 | 0 | 0 | 0 | 0 | 0 | 0 | 0 | 0 | 0 | 0 | 0 | 0 | 0 | 0 | 0 | 0 | 0 | 0 | 0 | 0 | 0 | 0 | 0 | 0 | 0 | 0 | 0 | 0 | 0
[8 empty] | 8496 | December | Winter | Weekday | 0 | 0 | 0 | 0 | 0 | 0 | 0 | 0 | 0 | 0 | 0 | 0 | 0 | 0 | 0 | 0 | 0 | 0 | 0 | 0 | 0 | 0 | 0 | 0 | 0 | 0 | 0 | 0 | 0 | 0
[8 empty] | 8497 | December | Winter | Weekday | 0 | 0 | 0 | 0 | 0 | 0 | 0 | 0 | 0 | 0 | 0 | 0 | 0 | 0 | 0 | 0 | 0 | 0 | 0 | 0 | 0 | 0 | 0 | 0 | 0 | 4.8 | 4.8 | 0 | 0 | 0
[8 empty] | 8498 | December | Winter | Weekday | 0 | 0 | 0 | 0 | 0 | 0 | 0 | 0 | 0 | 0 | 0 | 0 | 0 | 0 | 0 | 0 | 0 | 0 | 0 | 0 | 0 | 0 | 0 | 0 | 0 | 4.8 | 4.8 | 0 | 0 | 0
[8 empty] | 8499 | December | Winter | Weekday | 0 | 0 | 0 | 0 | 0 | 0 | 0 | 0 | 0 | 0 | 0 | 0 | 0 | 0 | 0 | 0 | 0 | 0 | 0 | 0 | 0 | 0 | 0 | 0 | 0 | 4.8 | 4.8 | 0 | 0 | 0
[8 empty] | 8500 | December | Winter | Weekday | 0 | 0 | 0 | 0 | 0 | 0 | 0 | 0 | 0 | 0 | 0 | 0 | 0 | 0 | 0 | 0 | 0 | 0 | 0 | 0 | 0 | 0 | 0 | 0 | 0 | 4.8 | 4.8 | 0 | 0 | 0
[8 empty] | 8501 | December | Winter | Weekday | 0 | 0 | 0 | 0 | 0 | 0 | 0 | 0 | 0 | 0 | 0 | 0 | 0 | 0 | 0 | 0 | 0 | 0 | 0 | 0 | 0 | 0 | 0 | 0 | 0 | 4.8 | 4.8 | 0 | 0 | 0
[8 empty] | 8502 | December | Winter | Weekday | 0 | 0 | 0 | 0 | 0 | 0 | 0 | 0 | 0 | 0 | 0 | 0 | 0 | 0 | 0 | 0 | 0 | 0 | 0 | 0 | 0 | 0 | 0 | 0 | 0 | 4.8 | 4.8 | 0 | 0 | 0
[8 empty] | 8503 | December | Winter | Weekday | 0 | 0 | 0 | 0 | 0 | 0 | 0 | 0 | 0 | 0 | 0 | 0 | 0 | 0 | 0 | 0 | 0 | 0 | 0 | 0 | 0 | 0 | 0 | 0 | 0 | 1.2 | 1.2 | 0 | 0 | 0
[8 empty] | 8504 | December | Winter | Weekday | 0 | 0 | 0 | 0 | 0 | 0 | 0 | 0 | 0 | 0 | 0 | 0 | 0 | 0 | 0 | 0 | 0 | 0 | 0 | 0 | 0 | 0 | 0 | 0 | 0 | 0 | 0 | 0 | 0 | 0
[8 empty] | 8505 | December | Winter | Weekday | 0 | 0 | 0 | 0 | 0 | 0 | 0 | 0 | 0 | 0 | 0 | 0 | 0 | 0 | 0 | 0 | 0 | 0 | 0 | 0 | 0 | 0 | 0 | 0 | 0 | 0 | 0 | 0 | 0 | 0
[8 empty] | 8506 | December | Winter | Weekday | 0 | 0 | 0 | 0 | 0 | 0 | 0 | 0 | 0 | 0 | 0 | 0 | 0 | 0 | 0 | 0 | 0 | 0 | 0 | 0 | 0 | 0 | 0 | 0 | 0 | 0 | 0 | 0 | 0 | 0
[8 empty] | 8507 | December | Winter | Weekday | 0 | 0 | 0 | 0 | 0 | 0 | 0 | 0 | 0 | 0 | 0 | 0 | 0 | 0 | 0 | 0 | 0 | 0 | 0 | 0 | 0 | 0 | 0 | 0 | 0 | 0 | 0 | 0 | 0 | 0
[8 empty] | 8508 | December | Winter | Weekday | 0 | 0 | 0 | 0 | 0 | 0 | 0 | 0 | 0 | 0 | 0 | 0 | 0 | 0 | 0 | 0 | 0 | 0 | 0 | 0 | 0 | 0 | 0 | 0 | 0 | 0 | 0 | 0 | 0 | 0
[8 empty] | 8509 | December | Winter | Weekday | 0 | 0 | 0 | 0 | 0 | 0 | 0 | 0 | 0 | 0 | 0 | 0 | 0 | 0 | 0 | 0 | 0 | 0 | 0 | 0 | 0 | 0 | 0 | 0 | 0 | 0 | 0 | 0 | 0 | 0
[8 empty] | 8510 | December | Winter | Weekday | 0 | 0 | 0 | 0 | 0 | 0 | 0 | 0 | 0 | 0 | 0 | 0 | 0 | 0 | 0 | 0 | 0 | 0 | 0 | 0 | 0 | 0 | 0 | 0 | 0 | 0 | 0 | 0 | 0 | 0
[8 empty] | 8511 | December | Winter | Weekday | 0 | 0 | 0 | 0 | 0 | 0 | 0 | 0 | 0 | 0 | 0 | 0 | 0 | 0 | 0 | 0 | 0 | 0 | 0 | 0 | 0 | 0 | 0 | 0 | 0 | 0 | 0 | 0 | 0 | 0
[8 empty] | 8512 | December | Winter | Weekday | 0 | 0 | 0 | 0 | 0 | 0 | 0 | 0 | 0 | 0 | 0 | 0 | 0 | 0 | 0 | 0 | 0 | 0 | 0 | 0 | 0 | 0 | 0 | 0 | 0 | 0 | 0 | 0 | 0 | 0
[8 empty] | 8513 | December | Winter | Weekday | 0 | 0 | 0 | 0 | 0 | 0 | 0 | 0 | 0 | 0 | 0 | 0 | 0 | 0 | 0 | 0 | 0 | 0 | 0 | 0 | 0 | 0 | 0 | 0 | 0 | 0 | 0 | 0 | 0 | 0
[8 empty] | 8514 | December | Winter | Weekday | 0 | 0 | 0 | 0 | 0 | 0 | 0 | 0 | 0 | 0 | 0 | 0 | 0 | 0 | 0 | 0 | 0 | 0 | 0 | 0 | 0 | 0 | 0 | 0 | 0 | 0 | 0 | 0 | 0 | 0
[8 empty] | 8515 | December | Winter | Weekday | 0 | 0 | 0 | 0 | 0 | 0 | 0 | 0 | 0 | 0 | 0 | 0 | 0 | 0 | 0 | 0 | 0 | 0 | 0 | 0 | 0 | 0 | 0 | 0 | 0 | 0 | 0 | 0 | 0 | 0
[8 empty] | 8516 | December | Winter | Weekday | 0 | 0 | 0 | 0 | 0 | 0 | 0 | 0 | 0 | 0 | 0 | 0 | 0 | 0 | 0 | 0 | 0 | 0 | 0 | 0 | 0 | 0 | 0 | 0 | 0 | 0 | 0 | 0 | 0 | 0
[8 empty] | 8517 | December | Winter | Weekday | 0 | 0 | 0 | 0 | 0 | 0 | 0 | 0 | 0 | 0 | 0 | 0 | 0 | 0 | 0 | 0 | 0 | 0 | 0 | 0 | 0 | 0 | 0 | 0 | 0 | 0 | 0 | 0 | 0 | 0
[8 empty] | 8518 | December | Winter | Weekday | 0 | 0 | 0 | 0 | 0 | 0 | 0 | 0 | 0 | 0 | 0 | 0 | 0 | 0 | 0 | 0 | 0 | 0 | 0 | 0 | 0 | 0 | 0 | 0 | 0 | 0 | 0 | 0 | 0 | 0
[8 empty] | 8519 | December | Winter | Weekday | 0 | 0 | 0 | 0 | 0 | 0 | 0 | 0 | 0 | 0 | 0 | 0 | 0 | 0 | 0 | 0 | 0 | 0 | 0 | 0 | 0 | 0 | 0 | 0 | 0 | 0 | 0 | 0 | 0 | 0
[8 empty] | 8520 | December | Winter | Weekday | 0 | 0 | 0 | 0 | 0 | 0 | 0 | 0 | 0 | 0 | 0 | 0 | 0 | 0 | 0 | 0 | 0 | 0 | 0 | 0 | 0 | 0 | 0 | 0 | 0 | 0 | 0 | 0 | 0 | 0
[8 empty] | 8521 | December | Winter | Weekday | 0 | 0 | 0 | 0 | 0 | 0 | 0 | 0 | 0 | 0 | 0 | 0 | 0 | 0 | 0 | 0 | 0 | 0 | 0 | 0 | 0 | 0 | 0 | 0 | 0 | 4.8 | 4.8 | 0 | 0 | 0
[8 empty] | 8522 | December | Winter | Weekday | 0 | 0 | 0 | 0 | 0 | 0 | 0 | 0 | 0 | 0 | 0 | 0 | 0 | 0 | 0 | 0 | 0 | 0 | 0 | 0 | 0 | 0 | 0 | 0 | 0 | 4.8 | 4.8 | 0 | 0 | 0
[8 empty] | 8523 | December | Winter | Weekday | 0 | 0 | 0 | 0 | 0 | 0 | 0 | 0 | 0 | 0 | 0 | 0 | 0 | 0 | 0 | 0 | 0 | 0 | 0 | 0 | 0 | 0 | 0 | 0 | 0 | 4.8 | 4.8 | 0 | 0 | 0
[8 empty] | 8524 | December | Winter | Weekday | 0 | 0 | 0 | 0 | 0 | 0 | 0 | 0 | 0 | 0 | 0 | 0 | 0 | 0 | 0 | 0 | 0 | 0 | 0 | 0 | 0 | 0 | 0 | 0 | 0 | 4.8 | 4.8 | 0 | 0 | 0
[8 empty] | 8525 | December | Winter | Weekday | 0 | 0 | 0 | 0 | 0 | 0 | 0 | 0 | 0 | 0 | 0 | 0 | 0 | 0 | 0 | 0 | 0 | 0 | 0 | 0 | 0 | 0 | 0 | 0 | 0 | 4.8 | 4.8 | 0 | 0 | 0
[8 empty] | 8526 | December | Winter | Weekday | 0 | 0 | 0 | 0 | 0 | 0 | 0 | 0 | 0 | 0 | 0 | 0 | 0 | 0 | 0 | 0 | 0 | 0 | 0 | 0 | 0 | 0 | 0 | 0 | 0 | 4.8 | 4.8 | 0 | 0 | 0
[8 empty] | 8527 | December | Winter | Weekday | 0 | 0 | 0 | 0 | 0 | 0 | 0 | 0 | 0 | 0 | 0 | 0 | 0 | 0 | 0 | 0 | 0 | 0 | 0 | 0 | 0 | 0 | 0 | 0 | 0 | 1.2 | 1.2 | 0 | 0 | 0
[8 empty] | 8528 | December | Winter | Weekday | 0 | 0 | 0 | 0 | 0 | 0 | 0 | 0 | 0 | 0 | 0 | 0 | 0 | 0 | 0 | 0 | 0 | 0 | 0 | 0 | 0 | 0 | 0 | 0 | 0 | 0 | 0 | 0 | 0 | 0
[8 empty] | 8529 | December | Winter | Weekday | 0 | 0 | 0 | 0 | 0 | 0 | 0 | 0 | 0 | 0 | 0 | 0 | 0 | 0 | 0 | 0 | 0 | 0 | 0 | 0 | 0 | 0 | 0 | 0 | 0 | 0 | 0 | 0 | 0 | 0
[8 empty] | 8530 | December | Winter | Weekday | 0 | 0 | 0 | 0 | 0 | 0 | 0 | 0 | 0 | 0 | 0 | 0 | 0 | 0 | 0 | 0 | 0 | 0 | 0 | 0 | 0 | 0 | 0 | 0 | 0 | 0 | 0 | 0 | 0 | 0
[8 empty] | 8531 | December | Winter | Weekday | 0 | 0 | 0 | 0 | 0 | 0 | 0 | 0 | 0 | 0 | 0 | 0 | 0 | 0 | 0 | 0 | 0 | 0 | 0 | 0 | 0 | 0 | 0 | 0 | 0 | 0 | 0 | 0 | 0 | 0
[8 empty] | 8532 | December | Winter | Weekday | 0 | 0 | 0 | 0 | 0 | 0 | 0 | 0 | 0 | 0 | 0 | 0 | 0 | 0 | 0 | 0 | 0 | 0 | 0 | 0 | 0 | 0 | 0 | 0 | 0 | 0 | 0 | 0 | 0 | 0
[8 empty] | 8533 | December | Winter | Weekday | 0 | 0 | 0 | 0 | 0 | 0 | 0 | 0 | 0 | 0 | 0 | 0 | 0 | 0 | 0 | 0 | 0 | 0 | 0 | 0 | 0 | 0 | 0 | 0 | 0 | 0 | 0 | 0 | 0 | 0
[8 empty] | 8534 | December | Winter | Weekday | 0 | 0 | 0 | 0 | 0 | 0 | 0 | 0 | 0 | 0 | 0 | 0 | 0 | 0 | 0 | 0 | 0 | 0 | 0 | 0 | 0 | 0 | 0 | 0 | 0 | 0 | 0 | 0 | 0 | 0
[8 empty] | 8535 | December | Winter | Weekday | 0 | 0 | 0 | 0 | 0 | 0 | 0 | 0 | 0 | 0 | 0 | 0 | 0 | 0 | 0 | 0 | 0 | 0 | 0 | 0 | 0 | 0 | 0 | 0 | 0 | 0 | 0 | 0 | 0 | 0
[8 empty] | 8536 | December | Winter | Weekday | 0 | 0 | 0 | 0 | 0 | 0 | 0 | 0 | 0 | 0 | 0 | 0 | 0 | 0 | 0 | 0 | 0 | 0 | 0 | 0 | 0 | 0 | 0 | 0 | 0 | 0 | 0 | 0 | 0 | 0
[8 empty] | 8537 | December | Winter | Weekday | 0 | 0 | 0 | 0 | 0 | 0 | 0 | 0 | 0 | 0 | 0 | 0 | 0 | 0 | 0 | 0 | 0 | 0 | 0 | 0 | 0 | 0 | 0 | 0 | 0 | 0 | 0 | 0 | 0 | 0
[8 empty] | 8538 | December | Winter | Weekday | 0 | 0 | 0 | 0 | 0 | 0 | 0 | 0 | 0 | 0 | 0 | 0 | 0 | 0 | 0 | 0 | 0 | 0 | 0 | 0 | 0 | 0 | 0 | 0 | 0 | 0 | 0 | 0 | 0 | 0
[8 empty] | 8539 | December | Winter | Weekday | 0 | 0 | 0 | 0 | 0 | 0 | 0 | 0 | 0 | 0 | 0 | 0 | 0 | 0 | 0 | 0 | 0 | 0 | 0 | 0 | 0 | 0 | 0 | 0 | 0 | 0 | 0 | 0 | 0 | 0
[8 empty] | 8540 | December | Winter | Weekday | 0 | 0 | 0 | 0 | 0 | 0 | 0 | 0 | 0 | 0 | 0 | 0 | 0 | 0 | 0 | 0 | 0 | 0 | 0 | 0 | 0 | 0 | 0 | 0 | 0 | 0 | 0 | 0 | 0 | 0
[8 empty] | 8541 | December | Winter | Weekday | 0 | 0 | 0 | 0 | 0 | 0 | 0 | 0 | 0 | 0 | 0 | 0 | 0 | 0 | 0 | 0 | 0 | 0 | 0 | 0 | 0 | 0 | 0 | 0 | 0 | 0 | 0 | 0 | 0 | 0
[8 empty] | 8542 | December | Winter | Weekday | 0 | 0 | 0 | 0 | 0 | 0 | 0 | 0 | 0 | 0 | 0 | 0 | 0 | 0 | 0 | 0 | 0 | 0 | 0 | 0 | 0 | 0 | 0 | 0 | 0 | 0 | 0 | 0 | 0 | 0
[8 empty] | 8543 | December | Winter | Weekday | 0 | 0 | 0 | 0 | 0 | 0 | 0 | 0 | 0 | 0 | 0 | 0 | 0 | 0 | 0 | 0 | 0 | 0 | 0 | 0 | 0 | 0 | 0 | 0 | 0 | 0 | 0 | 0 | 0 | 0
[8 empty] | 8544 | December | Winter | Weekday | 0 | 0 | 0 | 0 | 0 | 0 | 0 | 0 | 0 | 0 | 0 | 0 | 0 | 0 | 0 | 0 | 0 | 0 | 0 | 0 | 0 | 0 | 0 | 0 | 0 | 0 | 0 | 0 | 0 | 0
[8 empty] | 8545 | December | Winter | Weekend | 0 | 0 | 0 | 0 | 0 | 0 | 0 | 0 | 0 | 0 | 0 | 0 | 0 | 0 | 0 | 0 | 0 | 0 | 0 | 0 | 0 | 0 | 0 | 0 | 0 | 4.8 | 4.8 | 0 | 0 | 0
[8 empty] | 8546 | December | Winter | Weekend | 0 | 0 | 0 | 0 | 0 | 0 | 0 | 0 | 0 | 0 | 0 | 0 | 0 | 0 | 0 | 0 | 0 | 0 | 0 | 0 | 0 | 0 | 0 | 0 | 0 | 4.8 | 4.8 | 0 | 0 | 0
[8 empty] | 8547 | December | Winter | Weekend | 0 | 0 | 0 | 0 | 0 | 0 | 0 | 0 | 0 | 0 | 0 | 0 | 0 | 0 | 0 | 0 | 0 | 0 | 0 | 0 | 0 | 0 | 0 | 0 | 0 | 4.8 | 4.8 | 0 | 0 | 0
[8 empty] | 8548 | December | Winter | Weekend | 0 | 0 | 0 | 0 | 0 | 0 | 0 | 0 | 0 | 0 | 0 | 0 | 0 | 0 | 0 | 0 | 0 | 0 | 0 | 0 | 0 | 0 | 0 | 0 | 0 | 4.8 | 4.8 | 0 | 0 | 0
[8 empty] | 8549 | December | Winter | Weekend | 0 | 0 | 0 | 0 | 0 | 0 | 0 | 0 | 0 | 0 | 0 | 0 | 0 | 0 | 0 | 0 | 0 | 0 | 0 | 0 | 0 | 0 | 0 | 0 | 0 | 4.8 | 4.8 | 0 | 0 | 0
[8 empty] | 8550 | December | Winter | Weekend | 0 | 0 | 0 | 0 | 0 | 0 | 0 | 0 | 0 | 0 | 0 | 0 | 0 | 0 | 0 | 0 | 0 | 0 | 0 | 0 | 0 | 0 | 0 | 0 | 0 | 4.8 | 4.8 | 0 | 0 | 0
[8 empty] | 8551 | December | Winter | Weekend | 0 | 0 | 0 | 0 | 0 | 0 | 0 | 0 | 0 | 0 | 0 | 0 | 0 | 0 | 0 | 0 | 0 | 0 | 0 | 0 | 0 | 0 | 0 | 0 | 0 | 1.2 | 1.2 | 0 | 0 | 0
[8 empty] | 8552 | December | Winter | Weekend | 0 | 0 | 0 | 0 | 0 | 0 | 0 | 0 | 0 | 0 | 0 | 0 | 0 | 0 | 0 | 0 | 0 | 0 | 0 | 0 | 0 | 0 | 0 | 0 | 0 | 0 | 0 | 0 | 0 | 0
[8 empty] | 8553 | December | Winter | Weekend | 0 | 0 | 0 | 0 | 0 | 0 | 0 | 0 | 0 | 0 | 0 | 0 | 0 | 0 | 0 | 0 | 0 | 0 | 0 | 0 | 0 | 0 | 0 | 0 | 0 | 0 | 0 | 0 | 0 | 0
[8 empty] | 8554 | December | Winter | Weekend | 0 | 0 | 0 | 0 | 0 | 0 | 0 | 0 | 0 | 0 | 0 | 0 | 0 | 0 | 0 | 0 | 0 | 0 | 0 | 0 | 0 | 0 | 0 | 0 | 0 | 0 | 0 | 0 | 0 | 0
[8 empty] | 8555 | December | Winter | Weekend | 0 | 0 | 0 | 0 | 0 | 0 | 0 | 0 | 0 | 0 | 0 | 0 | 0 | 0 | 0 | 0 | 0 | 0 | 0 | 0 | 0 | 0 | 0 | 0 | 0 | 0 | 0 | 0 | 0 | 0
[8 empty] | 8556 | December | Winter | Weekend | 0 | 0 | 0 | 0 | 0 | 0 | 0 | 0 | 0 | 0 | 0 | 0 | 0 | 0 | 0 | 0 | 0 | 0 | 0 | 0 | 0 | 0 | 0 | 0 | 0 | 0 | 0 | 0 | 0 | 0
[8 empty] | 8557 | December | Winter | Weekend | 0 | 0 | 0 | 0 | 0 | 0 | 0 | 0 | 0 | 0 | 0 | 0 | 0 | 0 | 0 | 0 | 0 | 0 | 0 | 0 | 0 | 0 | 0 | 0 | 0 | 0 | 0 | 0 | 0 | 0
[8 empty] | 8558 | December | Winter | Weekend | 0 | 0 | 0 | 0 | 0 | 0 | 0 | 0 | 0 | 0 | 0 | 0 | 0 | 0 | 0 | 0 | 0 | 0 | 0 | 0 | 0 | 0 | 0 | 0 | 0 | 0 | 0 | 0 | 0 | 0
[8 empty] | 8559 | December | Winter | Weekend | 0 | 0 | 0 | 0 | 0 | 0 | 0 | 0 | 0 | 0 | 0 | 0 | 0 | 0 | 0 | 0 | 0 | 0 | 0 | 0 | 0 | 0 | 0 | 0 | 0 | 0 | 0 | 0 | 0 | 0
[8 empty] | 8560 | December | Winter | Weekend | 0 | 0 | 0 | 0 | 0 | 0 | 0 | 0 | 0 | 0 | 0 | 0 | 0 | 0 | 0 | 0 | 0 | 0 | 0 | 0 | 0 | 0 | 0 | 0 | 0 | 0 | 0 | 0 | 0 | 0
[8 empty] | 8561 | December | Winter | Weekend | 0 | 0 | 0 | 0 | 0 | 0 | 0 | 0 | 0 | 0 | 0 | 0 | 0 | 0 | 0 | 0 | 0 | 0 | 0 | 0 | 0 | 0 | 0 | 0 | 0 | 0 | 0 | 0 | 0 | 0
[8 empty] | 8562 | December | Winter | Weekend | 0 | 0 | 0 | 0 | 0 | 0 | 0 | 0 | 0 | 0 | 0 | 0 | 0 | 0 | 0 | 0 | 0 | 0 | 0 | 0 | 0 | 0 | 0 | 0 | 0 | 0 | 0 | 0 | 0 | 0
[8 empty] | 8563 | December | Winter | Weekend | 0 | 0 | 0 | 0 | 0 | 0 | 0 | 0 | 0 | 0 | 0 | 0 | 0 | 0 | 0 | 0 | 0 | 0 | 0 | 0 | 0 | 0 | 0 | 0 | 0 | 0 | 0 | 0 | 0 | 0
[8 empty] | 8564 | December | Winter | Weekend | 0 | 0 | 0 | 0 | 0 | 0 | 0 | 0 | 0 | 0 | 0 | 0 | 0 | 0 | 0 | 0 | 0 | 0 | 0 | 0 | 0 | 0 | 0 | 0 | 0 | 0 | 0 | 0 | 0 | 0
[8 empty] | 8565 | December | Winter | Weekend | 0 | 0 | 0 | 0 | 0 | 0 | 0 | 0 | 0 | 0 | 0 | 0 | 0 | 0 | 0 | 0 | 0 | 0 | 0 | 0 | 0 | 0 | 0 | 0 | 0 | 0 | 0 | 0 | 0 | 0
[8 empty] | 8566 | December | Winter | Weekend | 0 | 0 | 0 | 0 | 0 | 0 | 0 | 0 | 0 | 0 | 0 | 0 | 0 | 0 | 0 | 0 | 0 | 0 | 0 | 0 | 0 | 0 | 0 | 0 | 0 | 0 | 0 | 0 | 0 | 0
[8 empty] | 8567 | December | Winter | Weekend | 0 | 0 | 0 | 0 | 0 | 0 | 0 | 0 | 0 | 0 | 0 | 0 | 0 | 0 | 0 | 0 | 0 | 0 | 0 | 0 | 0 | 0 | 0 | 0 | 0 | 0 | 0 | 0 | 0 | 0
[8 empty] | 8568 | December | Winter | Weekend | 0 | 0 | 0 | 0 | 0 | 0 | 0 | 0 | 0 | 0 | 0 | 0 | 0 | 0 | 0 | 0 | 0 | 0 | 0 | 0 | 0 | 0 | 0 | 0 | 0 | 0 | 0 | 0 | 0 | 0
[8 empty] | 8569 | December | Winter | Weekend | 0 | 0 | 0 | 0 | 0 | 0 | 0 | 0 | 0 | 0 | 0 | 0 | 0 | 0 | 0 | 0 | 0 | 0 | 0 | 0 | 0 | 0 | 0 | 0 | 0 | 4.8 | 4.8 | 0 | 0 | 0
[8 empty] | 8570 | December | Winter | Weekend | 0 | 0 | 0 | 0 | 0 | 0 | 0 | 0 | 0 | 0 | 0 | 0 | 0 | 0 | 0 | 0 | 0 | 0 | 0 | 0 | 0 | 0 | 0 | 0 | 0 | 4.8 | 4.8 | 0 | 0 | 0
[8 empty] | 8571 | December | Winter | Weekend | 0 | 0 | 0 | 0 | 0 | 0 | 0 | 0 | 0 | 0 | 0 | 0 | 0 | 0 | 0 | 0 | 0 | 0 | 0 | 0 | 0 | 0 | 0 | 0 | 0 | 4.8 | 4.8 | 0 | 0 | 0
[8 empty] | 8572 | December | Winter | Weekend | 0 | 0 | 0 | 0 | 0 | 0 | 0 | 0 | 0 | 0 | 0 | 0 | 0 | 0 | 0 | 0 | 0 | 0 | 0 | 0 | 0 | 0 | 0 | 0 | 0 | 4.8 | 4.8 | 0 | 0 | 0
[8 empty] | 8573 | December | Winter | Weekend | 0 | 0 | 0 | 0 | 0 | 0 | 0 | 0 | 0 | 0 | 0 | 0 | 0 | 0 | 0 | 0 | 0 | 0 | 0 | 0 | 0 | 0 | 0 | 0 | 0 | 4.8 | 4.8 | 0 | 0 | 0
[8 empty] | 8574 | December | Winter | Weekend | 0 | 0 | 0 | 0 | 0 | 0 | 0 | 0 | 0 | 0 | 0 | 0 | 0 | 0 | 0 | 0 | 0 | 0 | 0 | 0 | 0 | 0 | 0 | 0 | 0 | 4.8 | 4.8 | 0 | 0 | 0
[8 empty] | 8575 | December | Winter | Weekend | 0 | 0 | 0 | 0 | 0 | 0 | 0 | 0 | 0 | 0 | 0 | 0 | 0 | 0 | 0 | 0 | 0 | 0 | 0 | 0 | 0 | 0 | 0 | 0 | 0 | 1.2 | 1.2 | 0 | 0 | 0
[8 empty] | 8576 | December | Winter | Weekend | 0 | 0 | 0 | 0 | 0 | 0 | 0 | 0 | 0 | 0 | 0 | 0 | 0 | 0 | 0 | 0 | 0 | 0 | 0 | 0 | 0 | 0 | 0 | 0 | 0 | 0 | 0 | 0 | 0 | 0
[8 empty] | 8577 | December | Winter | Weekend | 0 | 0 | 0 | 0 | 0 | 0 | 0 | 0 | 0 | 0 | 0 | 0 | 0 | 0 | 0 | 0 | 0 | 0 | 0 | 0 | 0 | 0 | 0 | 0 | 0 | 0 | 0 | 0 | 0 | 0
[8 empty] | 8578 | December | Winter | Weekend | 0 | 0 | 0 | 0 | 0 | 0 | 0 | 0 | 0 | 0 | 0 | 0 | 0 | 0 | 0 | 0 | 0 | 0 | 0 | 0 | 0 | 0 | 0 | 0 | 0 | 0 | 0 | 0 | 0 | 0
[8 empty] | 8579 | December | Winter | Weekend | 0 | 0 | 0 | 0 | 0 | 0 | 0 | 0 | 0 | 0 | 0 | 0 | 0 | 0 | 0 | 0 | 0 | 0 | 0 | 0 | 0 | 0 | 0 | 0 | 0 | 0 | 0 | 0 | 0 | 0
[8 empty] | 8580 | December | Winter | Weekend | 0 | 0 | 0 | 0 | 0 | 0 | 0 | 0 | 0 | 0 | 0 | 0 | 0 | 0 | 0 | 0 | 0 | 0 | 0 | 0 | 0 | 0 | 0 | 0 | 0 | 0 | 0 | 0 | 0 | 0
[8 empty] | 8581 | December | Winter | Weekend | 0 | 0 | 0 | 0 | 0 | 0 | 0 | 0 | 0 | 0 | 0 | 0 | 0 | 0 | 0 | 0 | 0 | 0 | 0 | 0 | 0 | 0 | 0 | 0 | 0 | 0 | 0 | 0 | 0 | 0
[8 empty] | 8582 | December | Winter | Weekend | 0 | 0 | 0 | 0 | 0 | 0 | 0 | 0 | 0 | 0 | 0 | 0 | 0 | 0 | 0 | 0 | 0 | 0 | 0 | 0 | 0 | 0 | 0 | 0 | 0 | 0 | 0 | 0 | 0 | 0
[8 empty] | 8583 | December | Winter | Weekend | 0 | 0 | 0 | 0 | 0 | 0 | 0 | 0 | 0 | 0 | 0 | 0 | 0 | 0 | 0 | 0 | 0 | 0 | 0 | 0 | 0 | 0 | 0 | 0 | 0 | 0 | 0 | 0 | 0 | 0
[8 empty] | 8584 | December | Winter | Weekend | 0 | 0 | 0 | 0 | 0 | 0 | 0 | 0 | 0 | 0 | 0 | 0 | 0 | 0 | 0 | 0 | 0 | 0 | 0 | 0 | 0 | 0 | 0 | 0 | 0 | 0 | 0 | 0 | 0 | 0
[8 empty] | 8585 | December | Winter | Weekend | 0 | 0 | 0 | 0 | 0 | 0 | 0 | 0 | 0 | 0 | 0 | 0 | 0 | 0 | 0 | 0 | 0 | 0 | 0 | 0 | 0 | 0 | 0 | 0 | 0 | 0 | 0 | 0 | 0 | 0
[8 empty] | 8586 | December | Winter | Weekend | 0 | 0 | 0 | 0 | 0 | 0 | 0 | 0 | 0 | 0 | 0 | 0 | 0 | 0 | 0 | 0 | 0 | 0 | 0 | 0 | 0 | 0 | 0 | 0 | 0 | 0 | 0 | 0 | 0 | 0
[8 empty] | 8587 | December | Winter | Weekend | 0 | 0 | 0 | 0 | 0 | 0 | 0 | 0 | 0 | 0 | 0 | 0 | 0 | 0 | 0 | 0 | 0 | 0 | 0 | 0 | 0 | 0 | 0 | 0 | 0 | 0 | 0 | 0 | 0 | 0
[8 empty] | 8588 | December | Winter | Weekend | 0 | 0 | 0 | 0 | 0 | 0 | 0 | 0 | 0 | 0 | 0 | 0 | 0 | 0 | 0 | 0 | 0 | 0 | 0 | 0 | 0 | 0 | 0 | 0 | 0 | 0 | 0 | 0 | 0 | 0
[8 empty] | 8589 | December | Winter | Weekend | 0 | 0 | 0 | 0 | 0 | 0 | 0 | 0 | 0 | 0 | 0 | 0 | 0 | 0 | 0 | 0 | 0 | 0 | 0 | 0 | 0 | 0 | 0 | 0 | 0 | 0 | 0 | 0 | 0 | 0
[8 empty] | 8590 | December | Winter | Weekend | 0 | 0 | 0 | 0 | 0 | 0 | 0 | 0 | 0 | 0 | 0 | 0 | 0 | 0 | 0 | 0 | 0 | 0 | 0 | 0 | 0 | 0 | 0 | 0 | 0 | 0 | 0 | 0 | 0 | 0
[8 empty] | 8591 | December | Winter | Weekend | 0 | 0 | 0 | 0 | 0 | 0 | 0 | 0 | 0 | 0 | 0 | 0 | 0 | 0 | 0 | 0 | 0 | 0 | 0 | 0 | 0 | 0 | 0 | 0 | 0 | 0 | 0 | 0 | 0 | 0
[8 empty] | 8592 | December | Winter | Weekend | 0 | 0 | 0 | 0 | 0 | 0 | 0 | 0 | 0 | 0 | 0 | 0 | 0 | 0 | 0 | 0 | 0 | 0 | 0 | 0 | 0 | 0 | 0 | 0 | 0 | 0 | 0 | 0 | 0 | 0
[8 empty] | 8593 | December | Winter | Weekday | 0 | 0 | 0 | 0 | 0 | 0 | 0 | 0 | 0 | 0 | 0 | 0 | 0 | 0 | 0 | 0 | 0 | 0 | 0 | 0 | 0 | 0 | 0 | 0 | 0 | 4.8 | 4.8 | 0 | 0 | 0
[8 empty] | 8594 | December | Winter | Weekday | 0 | 0 | 0 | 0 | 0 | 0 | 0 | 0 | 0 | 0 | 0 | 0 | 0 | 0 | 0 | 0 | 0 | 0 | 0 | 0 | 0 | 0 | 0 | 0 | 0 | 4.8 | 4.8 | 0 | 0 | 0
[8 empty] | 8595 | December | Winter | Weekday | 0 | 0 | 0 | 0 | 0 | 0 | 0 | 0 | 0 | 0 | 0 | 0 | 0 | 0 | 0 | 0 | 0 | 0 | 0 | 0 | 0 | 0 | 0 | 0 | 0 | 4.8 | 4.8 | 0 | 0 | 0
[8 empty] | 8596 | December | Winter | Weekday | 0 | 0 | 0 | 0 | 0 | 0 | 0 | 0 | 0 | 0 | 0 | 0 | 0 | 0 | 0 | 0 | 0 | 0 | 0 | 0 | 0 | 0 | 0 | 0 | 0 | 4.8 | 4.8 | 0 | 0 | 0
[8 empty] | 8597 | December | Winter | Weekday | 0 | 0 | 0 | 0 | 0 | 0 | 0 | 0 | 0 | 0 | 0 | 0 | 0 | 0 | 0 | 0 | 0 | 0 | 0 | 0 | 0 | 0 | 0 | 0 | 0 | 4.8 | 4.8 | 0 | 0 | 0
[8 empty] | 8598 | December | Winter | Weekday | 0 | 0 | 0 | 0 | 0 | 0 | 0 | 0 | 0 | 0 | 0 | 0 | 0 | 0 | 0 | 0 | 0 | 0 | 0 | 0 | 0 | 0 | 0 | 0 | 0 | 4.8 | 4.8 | 0 | 0 | 0
[8 empty] | 8599 | December | Winter | Weekday | 0 | 0 | 0 | 0 | 0 | 0 | 0 | 0 | 0 | 0 | 0 | 0 | 0 | 0 | 0 | 0 | 0 | 0 | 0 | 0 | 0 | 0 | 0 | 0 | 0 | 1.2 | 1.2 | 0 | 0 | 0
[8 empty] | 8600 | December | Winter | Weekday | 0 | 0 | 0 | 0 | 0 | 0 | 0 | 0 | 0 | 0 | 0 | 0 | 0 | 0 | 0 | 0 | 0 | 0 | 0 | 0 | 0 | 0 | 0 | 0 | 0 | 0 | 0 | 0 | 0 | 0
[8 empty] | 8601 | December | Winter | Weekday | 0 | 0 | 0 | 0 | 0 | 0 | 0 | 0 | 0 | 0 | 0 | 0 | 0 | 0 | 0 | 0 | 0 | 0 | 0 | 0 | 0 | 0 | 0 | 0 | 0 | 0 | 0 | 0 | 0 | 0
[8 empty] | 8602 | December | Winter | Weekday | 0 | 0 | 0 | 0 | 0 | 0 | 0 | 0 | 0 | 0 | 0 | 0 | 0 | 0 | 0 | 0 | 0 | 0 | 0 | 0 | 0 | 0 | 0 | 0 | 0 | 0 | 0 | 0 | 0 | 0
[8 empty] | 8603 | December | Winter | Weekday | 0 | 0 | 0 | 0 | 0 | 0 | 0 | 0 | 0 | 0 | 0 | 0 | 0 | 0 | 0 | 0 | 0 | 0 | 0 | 0 | 0 | 0 | 0 | 0 | 0 | 0 | 0 | 0 | 0 | 0
[8 empty] | 8604 | December | Winter | Weekday | 0 | 0 | 0 | 0 | 0 | 0 | 0 | 0 | 0 | 0 | 0 | 0 | 0 | 0 | 0 | 0 | 0 | 0 | 0 | 0 | 0 | 0 | 0 | 0 | 0 | 0 | 0 | 0 | 0 | 0
[8 empty] | 8605 | December | Winter | Weekday | 0 | 0 | 0 | 0 | 0 | 0 | 0 | 0 | 0 | 0 | 0 | 0 | 0 | 0 | 0 | 0 | 0 | 0 | 0 | 0 | 0 | 0 | 0 | 0 | 0 | 0 | 0 | 0 | 0 | 0
[8 empty] | 8606 | December | Winter | Weekday | 0 | 0 | 0 | 0 | 0 | 0 | 0 | 0 | 0 | 0 | 0 | 0 | 0 | 0 | 0 | 0 | 0 | 0 | 0 | 0 | 0 | 0 | 0 | 0 | 0 | 0 | 0 | 0 | 0 | 0
[8 empty] | 8607 | December | Winter | Weekday | 0 | 0 | 0 | 0 | 0 | 0 | 0 | 0 | 0 | 0 | 0 | 0 | 0 | 0 | 0 | 0 | 0 | 0 | 0 | 0 | 0 | 0 | 0 | 0 | 0 | 0 | 0 | 0 | 0 | 0
[8 empty] | 8608 | December | Winter | Weekday | 0 | 0 | 0 | 0 | 0 | 0 | 0 | 0 | 0 | 0 | 0 | 0 | 0 | 0 | 0 | 0 | 0 | 0 | 0 | 0 | 0 | 0 | 0 | 0 | 0 | 0 | 0 | 0 | 0 | 0
[8 empty] | 8609 | December | Winter | Weekday | 0 | 0 | 0 | 0 | 0 | 0 | 0 | 0 | 0 | 0 | 0 | 0 | 0 | 0 | 0 | 0 | 0 | 0 | 0 | 0 | 0 | 0 | 0 | 0 | 0 | 0 | 0 | 0 | 0 | 0
[8 empty] | 8610 | December | Winter | Weekday | 0 | 0 | 0 | 0 | 0 | 0 | 0 | 0 | 0 | 0 | 0 | 0 | 0 | 0 | 0 | 0 | 0 | 0 | 0 | 0 | 0 | 0 | 0 | 0 | 0 | 0 | 0 | 0 | 0 | 0
[8 empty] | 8611 | December | Winter | Weekday | 0 | 0 | 0 | 0 | 0 | 0 | 0 | 0 | 0 | 0 | 0 | 0 | 0 | 0 | 0 | 0 | 0 | 0 | 0 | 0 | 0 | 0 | 0 | 0 | 0 | 0 | 0 | 0 | 0 | 0
[8 empty] | 8612 | December | Winter | Weekday | 0 | 0 | 0 | 0 | 0 | 0 | 0 | 0 | 0 | 0 | 0 | 0 | 0 | 0 | 0 | 0 | 0 | 0 | 0 | 0 | 0 | 0 | 0 | 0 | 0 | 0 | 0 | 0 | 0 | 0
[8 empty] | 8613 | December | Winter | Weekday | 0 | 0 | 0 | 0 | 0 | 0 | 0 | 0 | 0 | 0 | 0 | 0 | 0 | 0 | 0 | 0 | 0 | 0 | 0 | 0 | 0 | 0 | 0 | 0 | 0 | 0 | 0 | 0 | 0 | 0
[8 empty] | 8614 | December | Winter | Weekday | 0 | 0 | 0 | 0 | 0 | 0 | 0 | 0 | 0 | 0 | 0 | 0 | 0 | 0 | 0 | 0 | 0 | 0 | 0 | 0 | 0 | 0 | 0 | 0 | 0 | 0 | 0 | 0 | 0 | 0
[8 empty] | 8615 | December | Winter | Weekday | 0 | 0 | 0 | 0 | 0 | 0 | 0 | 0 | 0 | 0 | 0 | 0 | 0 | 0 | 0 | 0 | 0 | 0 | 0 | 0 | 0 | 0 | 0 | 0 | 0 | 0 | 0 | 0 | 0 | 0
[8 empty] | 8616 | December | Winter | Weekday | 0 | 0 | 0 | 0 | 0 | 0 | 0 | 0 | 0 | 0 | 0 | 0 | 0 | 0 | 0 | 0 | 0 | 0 | 0 | 0 | 0 | 0 | 0 | 0 | 0 | 0 | 0 | 0 | 0 | 0
[8 empty] | 8617 | December | Winter | Weekday | 0 | 0 | 0 | 0 | 0 | 0 | 0 | 0 | 0 | 0 | 0 | 0 | 0 | 0 | 0 | 0 | 0 | 0 | 0 | 0 | 0 | 0 | 0 | 0 | 0 | 4.8 | 4.8 | 0 | 0 | 0
[8 empty] | 8618 | December | Winter | Weekday | 0 | 0 | 0 | 0 | 0 | 0 | 0 | 0 | 0 | 0 | 0 | 0 | 0 | 0 | 0 | 0 | 0 | 0 | 0 | 0 | 0 | 0 | 0 | 0 | 0 | 4.8 | 4.8 | 0 | 0 | 0
[8 empty] | 8619 | December | Winter | Weekday | 0 | 0 | 0 | 0 | 0 | 0 | 0 | 0 | 0 | 0 | 0 | 0 | 0 | 0 | 0 | 0 | 0 | 0 | 0 | 0 | 0 | 0 | 0 | 0 | 0 | 4.8 | 4.8 | 0 | 0 | 0
[8 empty] | 8620 | December | Winter | Weekday | 0 | 0 | 0 | 0 | 0 | 0 | 0 | 0 | 0 | 0 | 0 | 0 | 0 | 0 | 0 | 0 | 0 | 0 | 0 | 0 | 0 | 0 | 0 | 0 | 0 | 4.8 | 4.8 | 0 | 0 | 0
[8 empty] | 8621 | December | Winter | Weekday | 0 | 0 | 0 | 0 | 0 | 0 | 0 | 0 | 0 | 0 | 0 | 0 | 0 | 0 | 0 | 0 | 0 | 0 | 0 | 0 | 0 | 0 | 0 | 0 | 0 | 4.8 | 4.8 | 0 | 0 | 0
[8 empty] | 8622 | December | Winter | Weekday | 0 | 0 | 0 | 0 | 0 | 0 | 0 | 0 | 0 | 0 | 0 | 0 | 0 | 0 | 0 | 0 | 0 | 0 | 0 | 0 | 0 | 0 | 0 | 0 | 0 | 4.8 | 4.8 | 0 | 0 | 0
[8 empty] | 8623 | December | Winter | Weekday | 0 | 0 | 0 | 0 | 0 | 0 | 0 | 0 | 0 | 0 | 0 | 0 | 0 | 0 | 0 | 0 | 0 | 0 | 0 | 0 | 0 | 0 | 0 | 0 | 0 | 1.2 | 1.2 | 0 | 0 | 0
[8 empty] | 8624 | December | Winter | Weekday | 0 | 0 | 0 | 0 | 0 | 0 | 0 | 0 | 0 | 0 | 0 | 0 | 0 | 0 | 0 | 0 | 0 | 0 | 0 | 0 | 0 | 0 | 0 | 0 | 0 | 0 | 0 | 0 | 0 | 0
[8 empty] | 8625 | December | Winter | Weekday | 0 | 0 | 0 | 0 | 0 | 0 | 0 | 0 | 0 | 0 | 0 | 0 | 0 | 0 | 0 | 0 | 0 | 0 | 0 | 0 | 0 | 0 | 0 | 0 | 0 | 0 | 0 | 0 | 0 | 0
[8 empty] | 8626 | December | Winter | Weekday | 0 | 0 | 0 | 0 | 0 | 0 | 0 | 0 | 0 | 0 | 0 | 0 | 0 | 0 | 0 | 0 | 0 | 0 | 0 | 0 | 0 | 0 | 0 | 0 | 0 | 0 | 0 | 0 | 0 | 0
[8 empty] | 8627 | December | Winter | Weekday | 0 | 0 | 0 | 0 | 0 | 0 | 0 | 0 | 0 | 0 | 0 | 0 | 0 | 0 | 0 | 0 | 0 | 0 | 0 | 0 | 0 | 0 | 0 | 0 | 0 | 0 | 0 | 0 | 0 | 0
[8 empty] | 8628 | December | Winter | Weekday | 0 | 0 | 0 | 0 | 0 | 0 | 0 | 0 | 0 | 0 | 0 | 0 | 0 | 0 | 0 | 0 | 0 | 0 | 0 | 0 | 0 | 0 | 0 | 0 | 0 | 0 | 0 | 0 | 0 | 0
[8 empty] | 8629 | December | Winter | Weekday | 0 | 0 | 0 | 0 | 0 | 0 | 0 | 0 | 0 | 0 | 0 | 0 | 0 | 0 | 0 | 0 | 0 | 0 | 0 | 0 | 0 | 0 | 0 | 0 | 0 | 0 | 0 | 0 | 0 | 0
[8 empty] | 8630 | December | Winter | Weekday | 0 | 0 | 0 | 0 | 0 | 0 | 0 | 0 | 0 | 0 | 0 | 0 | 0 | 0 | 0 | 0 | 0 | 0 | 0 | 0 | 0 | 0 | 0 | 0 | 0 | 0 | 0 | 0 | 0 | 0
[8 empty] | 8631 | December | Winter | Weekday | 0 | 0 | 0 | 0 | 0 | 0 | 0 | 0 | 0 | 0 | 0 | 0 | 0 | 0 | 0 | 0 | 0 | 0 | 0 | 0 | 0 | 0 | 0 | 0 | 0 | 0 | 0 | 0 | 0 | 0
[8 empty] | 8632 | December | Winter | Weekday | 0 | 0 | 0 | 0 | 0 | 0 | 0 | 0 | 0 | 0 | 0 | 0 | 0 | 0 | 0 | 0 | 0 | 0 | 0 | 0 | 0 | 0 | 0 | 0 | 0 | 0 | 0 | 0 | 0 | 0
[8 empty] | 8633 | December | Winter | Weekday | 0 | 0 | 0 | 0 | 0 | 0 | 0 | 0 | 0 | 0 | 0 | 0 | 0 | 0 | 0 | 0 | 0 | 0 | 0 | 0 | 0 | 0 | 0 | 0 | 0 | 0 | 0 | 0 | 0 | 0
[8 empty] | 8634 | December | Winter | Weekday | 0 | 0 | 0 | 0 | 0 | 0 | 0 | 0 | 0 | 0 | 0 | 0 | 0 | 0 | 0 | 0 | 0 | 0 | 0 | 0 | 0 | 0 | 0 | 0 | 0 | 0 | 0 | 0 | 0 | 0
[8 empty] | 8635 | December | Winter | Weekday | 0 | 0 | 0 | 0 | 0 | 0 | 0 | 0 | 0 | 0 | 0 | 0 | 0 | 0 | 0 | 0 | 0 | 0 | 0 | 0 | 0 | 0 | 0 | 0 | 0 | 0 | 0 | 0 | 0 | 0
[8 empty] | 8636 | December | Winter | Weekday | 0 | 0 | 0 | 0 | 0 | 0 | 0 | 0 | 0 | 0 | 0 | 0 | 0 | 0 | 0 | 0 | 0 | 0 | 0 | 0 | 0 | 0 | 0 | 0 | 0 | 0 | 0 | 0 | 0 | 0
[8 empty] | 8637 | December | Winter | Weekday | 0 | 0 | 0 | 0 | 0 | 0 | 0 | 0 | 0 | 0 | 0 | 0 | 0 | 0 | 0 | 0 | 0 | 0 | 0 | 0 | 0 | 0 | 0 | 0 | 0 | 0 | 0 | 0 | 0 | 0
[8 empty] | 8638 | December | Winter | Weekday | 0 | 0 | 0 | 0 | 0 | 0 | 0 | 0 | 0 | 0 | 0 | 0 | 0 | 0 | 0 | 0 | 0 | 0 | 0 | 0 | 0 | 0 | 0 | 0 | 0 | 0 | 0 | 0 | 0 | 0
[8 empty] | 8639 | December | Winter | Weekday | 0 | 0 | 0 | 0 | 0 | 0 | 0 | 0 | 0 | 0 | 0 | 0 | 0 | 0 | 0 | 0 | 0 | 0 | 0 | 0 | 0 | 0 | 0 | 0 | 0 | 0 | 0 | 0 | 0 | 0
[8 empty] | 8640 | December | Winter | Weekday | 0 | 0 | 0 | 0 | 0 | 0 | 0 | 0 | 0 | 0 | 0 | 0 | 0 | 0 | 0 | 0 | 0 | 0 | 0 | 0 | 0 | 0 | 0 | 0 | 0 | 0 | 0 | 0 | 0 | 0
[8 empty] | 8641 | December | Winter | Weekday | 0 | 0 | 0 | 0 | 0 | 0 | 0 | 0 | 0 | 0 | 0 | 0 | 0 | 0 | 0 | 0 | 0 | 0 | 0 | 0 | 0 | 0 | 0 | 0 | 0 | 4.8 | 4.8 | 0 | 0 | 0
[8 empty] | 8642 | December | Winter | Weekday | 0 | 0 | 0 | 0 | 0 | 0 | 0 | 0 | 0 | 0 | 0 | 0 | 0 | 0 | 0 | 0 | 0 | 0 | 0 | 0 | 0 | 0 | 0 | 0 | 0 | 4.8 | 4.8 | 0 | 0 | 0
[8 empty] | 8643 | December | Winter | Weekday | 0 | 0 | 0 | 0 | 0 | 0 | 0 | 0 | 0 | 0 | 0 | 0 | 0 | 0 | 0 | 0 | 0 | 0 | 0 | 0 | 0 | 0 | 0 | 0 | 0 | 4.8 | 4.8 | 0 | 0 | 0
[8 empty] | 8644 | December | Winter | Weekday | 0 | 0 | 0 | 0 | 0 | 0 | 0 | 0 | 0 | 0 | 0 | 0 | 0 | 0 | 0 | 0 | 0 | 0 | 0 | 0 | 0 | 0 | 0 | 0 | 0 | 4.8 | 4.8 | 0 | 0 | 0
[8 empty] | 8645 | December | Winter | Weekday | 0 | 0 | 0 | 0 | 0 | 0 | 0 | 0 | 0 | 0 | 0 | 0 | 0 | 0 | 0 | 0 | 0 | 0 | 0 | 0 | 0 | 0 | 0 | 0 | 0 | 4.8 | 4.8 | 0 | 0 | 0
[8 empty] | 8646 | December | Winter | Weekday | 0 | 0 | 0 | 0 | 0 | 0 | 0 | 0 | 0 | 0 | 0 | 0 | 0 | 0 | 0 | 0 | 0 | 0 | 0 | 0 | 0 | 0 | 0 | 0 | 0 | 4.8 | 4.8 | 0 | 0 | 0
[8 empty] | 8647 | December | Winter | Weekday | 0 | 0 | 0 | 0 | 0 | 0 | 0 | 0 | 0 | 0 | 0 | 0 | 0 | 0 | 0 | 0 | 0 | 0 | 0 | 0 | 0 | 0 | 0 | 0 | 0 | 1.2 | 1.2 | 0 | 0 | 0
[8 empty] | 8648 | December | Winter | Weekday | 0 | 0 | 0 | 0 | 0 | 0 | 0 | 0 | 0 | 0 | 0 | 0 | 0 | 0 | 0 | 0 | 0 | 0 | 0 | 0 | 0 | 0 | 0 | 0 | 0 | 0 | 0 | 0 | 0 | 0
[8 empty] | 8649 | December | Winter | Weekday | 0 | 0 | 0 | 0 | 0 | 0 | 0 | 0 | 0 | 0 | 0 | 0 | 0 | 0 | 0 | 0 | 0 | 0 | 0 | 0 | 0 | 0 | 0 | 0 | 0 | 0 | 0 | 0 | 0 | 0
[8 empty] | 8650 | December | Winter | Weekday | 0 | 0 | 0 | 0 | 0 | 0 | 0 | 0 | 0 | 0 | 0 | 0 | 0 | 0 | 0 | 0 | 0 | 0 | 0 | 0 | 0 | 0 | 0 | 0 | 0 | 0 | 0 | 0 | 0 | 0
[8 empty] | 8651 | December | Winter | Weekday | 0 | 0 | 0 | 0 | 0 | 0 | 0 | 0 | 0 | 0 | 0 | 0 | 0 | 0 | 0 | 0 | 0 | 0 | 0 | 0 | 0 | 0 | 0 | 0 | 0 | 0 | 0 | 0 | 0 | 0
[8 empty] | 8652 | December | Winter | Weekday | 0 | 0 | 0 | 0 | 0 | 0 | 0 | 0 | 0 | 0 | 0 | 0 | 0 | 0 | 0 | 0 | 0 | 0 | 0 | 0 | 0 | 0 | 0 | 0 | 0 | 0 | 0 | 0 | 0 | 0
[8 empty] | 8653 | December | Winter | Weekday | 0 | 0 | 0 | 0 | 0 | 0 | 0 | 0 | 0 | 0 | 0 | 0 | 0 | 0 | 0 | 0 | 0 | 0 | 0 | 0 | 0 | 0 | 0 | 0 | 0 | 0 | 0 | 0 | 0 | 0
[8 empty] | 8654 | December | Winter | Weekday | 0 | 0 | 0 | 0 | 0 | 0 | 0 | 0 | 0 | 0 | 0 | 0 | 0 | 0 | 0 | 0 | 0 | 0 | 0 | 0 | 0 | 0 | 0 | 0 | 0 | 0 | 0 | 0 | 0 | 0
[8 empty] | 8655 | December | Winter | Weekday | 0 | 0 | 0 | 0 | 0 | 0 | 0 | 0 | 0 | 0 | 0 | 0 | 0 | 0 | 0 | 0 | 0 | 0 | 0 | 0 | 0 | 0 | 0 | 0 | 0 | 0 | 0 | 0 | 0 | 0
[8 empty] | 8656 | December | Winter | Weekday | 0 | 0 | 0 | 0 | 0 | 0 | 0 | 0 | 0 | 0 | 0 | 0 | 0 | 0 | 0 | 0 | 0 | 0 | 0 | 0 | 0 | 0 | 0 | 0 | 0 | 0 | 0 | 0 | 0 | 0
[8 empty] | 8657 | December | Winter | Weekday | 0 | 0 | 0 | 0 | 0 | 0 | 0 | 0 | 0 | 0 | 0 | 0 | 0 | 0 | 0 | 0 | 0 | 0 | 0 | 0 | 0 | 0 | 0 | 0 | 0 | 0 | 0 | 0 | 0 | 0
[8 empty] | 8658 | December | Winter | Weekday | 0 | 0 | 0 | 0 | 0 | 0 | 0 | 0 | 0 | 0 | 0 | 0 | 0 | 0 | 0 | 0 | 0 | 0 | 0 | 0 | 0 | 0 | 0 | 0 | 0 | 0 | 0 | 0 | 0 | 0
[8 empty] | 8659 | December | Winter | Weekday | 0 | 0 | 0 | 0 | 0 | 0 | 0 | 0 | 0 | 0 | 0 | 0 | 0 | 0 | 0 | 0 | 0 | 0 | 0 | 0 | 0 | 0 | 0 | 0 | 0 | 0 | 0 | 0 | 0 | 0
[8 empty] | 8660 | December | Winter | Weekday | 0 | 0 | 0 | 0 | 0 | 0 | 0 | 0 | 0 | 0 | 0 | 0 | 0 | 0 | 0 | 0 | 0 | 0 | 0 | 0 | 0 | 0 | 0 | 0 | 0 | 0 | 0 | 0 | 0 | 0
[8 empty] | 8661 | December | Winter | Weekday | 0 | 0 | 0 | 0 | 0 | 0 | 0 | 0 | 0 | 0 | 0 | 0 | 0 | 0 | 0 | 0 | 0 | 0 | 0 | 0 | 0 | 0 | 0 | 0 | 0 | 0 | 0 | 0 | 0 | 0
[8 empty] | 8662 | December | Winter | Weekday | 0 | 0 | 0 | 0 | 0 | 0 | 0 | 0 | 0 | 0 | 0 | 0 | 0 | 0 | 0 | 0 | 0 | 0 | 0 | 0 | 0 | 0 | 0 | 0 | 0 | 0 | 0 | 0 | 0 | 0
[8 empty] | 8663 | December | Winter | Weekday | 0 | 0 | 0 | 0 | 0 | 0 | 0 | 0 | 0 | 0 | 0 | 0 | 0 | 0 | 0 | 0 | 0 | 0 | 0 | 0 | 0 | 0 | 0 | 0 | 0 | 0 | 0 | 0 | 0 | 0
[8 empty] | 8664 | December | Winter | Weekday | 0 | 0 | 0 | 0 | 0 | 0 | 0 | 0 | 0 | 0 | 0 | 0 | 0 | 0 | 0 | 0 | 0 | 0 | 0 | 0 | 0 | 0 | 0 | 0 | 0 | 0 | 0 | 0 | 0 | 0
[8 empty] | 8665 | December | Winter | Weekday | 0 | 0 | 0 | 0 | 0 | 0 | 0 | 0 | 0 | 0 | 0 | 0 | 0 | 0 | 0 | 0 | 0 | 0 | 0 | 0 | 0 | 0 | 0 | 0 | 0 | 4.8 | 4.8 | 0 | 0 | 0
[8 empty] | 8666 | December | Winter | Weekday | 0 | 0 | 0 | 0 | 0 | 0 | 0 | 0 | 0 | 0 | 0 | 0 | 0 | 0 | 0 | 0 | 0 | 0 | 0 | 0 | 0 | 0 | 0 | 0 | 0 | 4.8 | 4.8 | 0 | 0 | 0
[8 empty] | 8667 | December | Winter | Weekday | 0 | 0 | 0 | 0 | 0 | 0 | 0 | 0 | 0 | 0 | 0 | 0 | 0 | 0 | 0 | 0 | 0 | 0 | 0 | 0 | 0 | 0 | 0 | 0 | 0 | 4.8 | 4.8 | 0 | 0 | 0
[8 empty] | 8668 | December | Winter | Weekday | 0 | 0 | 0 | 0 | 0 | 0 | 0 | 0 | 0 | 0 | 0 | 0 | 0 | 0 | 0 | 0 | 0 | 0 | 0 | 0 | 0 | 0 | 0 | 0 | 0 | 4.8 | 4.8 | 0 | 0 | 0
[8 empty] | 8669 | December | Winter | Weekday | 0 | 0 | 0 | 0 | 0 | 0 | 0 | 0 | 0 | 0 | 0 | 0 | 0 | 0 | 0 | 0 | 0 | 0 | 0 | 0 | 0 | 0 | 0 | 0 | 0 | 4.8 | 4.8 | 0 | 0 | 0
[8 empty] | 8670 | December | Winter | Weekday | 0 | 0 | 0 | 0 | 0 | 0 | 0 | 0 | 0 | 0 | 0 | 0 | 0 | 0 | 0 | 0 | 0 | 0 | 0 | 0 | 0 | 0 | 0 | 0 | 0 | 4.8 | 4.8 | 0 | 0 | 0
[8 empty] | 8671 | December | Winter | Weekday | 0 | 0 | 0 | 0 | 0 | 0 | 0 | 0 | 0 | 0 | 0 | 0 | 0 | 0 | 0 | 0 | 0 | 0 | 0 | 0 | 0 | 0 | 0 | 0 | 0 | 1.2 | 1.2 | 0 | 0 | 0
[8 empty] | 8672 | December | Winter | Weekday | 0 | 0 | 0 | 0 | 0 | 0 | 0 | 0 | 0 | 0 | 0 | 0 | 0 | 0 | 0 | 0 | 0 | 0 | 0 | 0 | 0 | 0 | 0 | 0 | 0 | 0 | 0 | 0 | 0 | 0
[8 empty] | 8673 | December | Winter | Weekday | 0 | 0 | 0 | 0 | 0 | 0 | 0 | 0 | 0 | 0 | 0 | 0 | 0 | 0 | 0 | 0 | 0 | 0 | 0 | 0 | 0 | 0 | 0 | 0 | 0 | 0 | 0 | 0 | 0 | 0
[8 empty] | 8674 | December | Winter | Weekday | 0 | 0 | 0 | 0 | 0 | 0 | 0 | 0 | 0 | 0 | 0 | 0 | 0 | 0 | 0 | 0 | 0 | 0 | 0 | 0 | 0 | 0 | 0 | 0 | 0 | 0 | 0 | 0 | 0 | 0
[8 empty] | 8675 | December | Winter | Weekday | 0 | 0 | 0 | 0 | 0 | 0 | 0 | 0 | 0 | 0 | 0 | 0 | 0 | 0 | 0 | 0 | 0 | 0 | 0 | 0 | 0 | 0 | 0 | 0 | 0 | 0 | 0 | 0 | 0 | 0
[8 empty] | 8676 | December | Winter | Weekday | 0 | 0 | 0 | 0 | 0 | 0 | 0 | 0 | 0 | 0 | 0 | 0 | 0 | 0 | 0 | 0 | 0 | 0 | 0 | 0 | 0 | 0 | 0 | 0 | 0 | 0 | 0 | 0 | 0 | 0
[8 empty] | 8677 | December | Winter | Weekday | 0 | 0 | 0 | 0 | 0 | 0 | 0 | 0 | 0 | 0 | 0 | 0 | 0 | 0 | 0 | 0 | 0 | 0 | 0 | 0 | 0 | 0 | 0 | 0 | 0 | 0 | 0 | 0 | 0 | 0
[8 empty] | 8678 | December | Winter | Weekday | 0 | 0 | 0 | 0 | 0 | 0 | 0 | 0 | 0 | 0 | 0 | 0 | 0 | 0 | 0 | 0 | 0 | 0 | 0 | 0 | 0 | 0 | 0 | 0 | 0 | 0 | 0 | 0 | 0 | 0
[8 empty] | 8679 | December | Winter | Weekday | 0 | 0 | 0 | 0 | 0 | 0 | 0 | 0 | 0 | 0 | 0 | 0 | 0 | 0 | 0 | 0 | 0 | 0 | 0 | 0 | 0 | 0 | 0 | 0 | 0 | 0 | 0 | 0 | 0 | 0
[8 empty] | 8680 | December | Winter | Weekday | 0 | 0 | 0 | 0 | 0 | 0 | 0 | 0 | 0 | 0 | 0 | 0 | 0 | 0 | 0 | 0 | 0 | 0 | 0 | 0 | 0 | 0 | 0 | 0 | 0 | 0 | 0 | 0 | 0 | 0
[8 empty] | 8681 | December | Winter | Weekday | 0 | 0 | 0 | 0 | 0 | 0 | 0 | 0 | 0 | 0 | 0 | 0 | 0 | 0 | 0 | 0 | 0 | 0 | 0 | 0 | 0 | 0 | 0 | 0 | 0 | 0 | 0 | 0 | 0 | 0
[8 empty] | 8682 | December | Winter | Weekday | 0 | 0 | 0 | 0 | 0 | 0 | 0 | 0 | 0 | 0 | 0 | 0 | 0 | 0 | 0 | 0 | 0 | 0 | 0 | 0 | 0 | 0 | 0 | 0 | 0 | 0 | 0 | 0 | 0 | 0
[8 empty] | 8683 | December | Winter | Weekday | 0 | 0 | 0 | 0 | 0 | 0 | 0 | 0 | 0 | 0 | 0 | 0 | 0 | 0 | 0 | 0 | 0 | 0 | 0 | 0 | 0 | 0 | 0 | 0 | 0 | 0 | 0 | 0 | 0 | 0
[8 empty] | 8684 | December | Winter | Weekday | 0 | 0 | 0 | 0 | 0 | 0 | 0 | 0 | 0 | 0 | 0 | 0 | 0 | 0 | 0 | 0 | 0 | 0 | 0 | 0 | 0 | 0 | 0 | 0 | 0 | 0 | 0 | 0 | 0 | 0
[8 empty] | 8685 | December | Winter | Weekday | 0 | 0 | 0 | 0 | 0 | 0 | 0 | 0 | 0 | 0 | 0 | 0 | 0 | 0 | 0 | 0 | 0 | 0 | 0 | 0 | 0 | 0 | 0 | 0 | 0 | 0 | 0 | 0 | 0 | 0
[8 empty] | 8686 | December | Winter | Weekday | 0 | 0 | 0 | 0 | 0 | 0 | 0 | 0 | 0 | 0 | 0 | 0 | 0 | 0 | 0 | 0 | 0 | 0 | 0 | 0 | 0 | 0 | 0 | 0 | 0 | 0 | 0 | 0 | 0 | 0
[8 empty] | 8687 | December | Winter | Weekday | 0 | 0 | 0 | 0 | 0 | 0 | 0 | 0 | 0 | 0 | 0 | 0 | 0 | 0 | 0 | 0 | 0 | 0 | 0 | 0 | 0 | 0 | 0 | 0 | 0 | 0 | 0 | 0 | 0 | 0
[8 empty] | 8688 | December | Winter | Weekday | 0 | 0 | 0 | 0 | 0 | 0 | 0 | 0 | 0 | 0 | 0 | 0 | 0 | 0 | 0 | 0 | 0 | 0 | 0 | 0 | 0 | 0 | 0 | 0 | 0 | 0 | 0 | 0 | 0 | 0
[8 empty] | 8689 | December | Winter | Weekday | 0 | 0 | 0 | 0 | 0 | 0 | 0 | 0 | 0 | 0 | 0 | 0 | 0 | 0 | 0 | 0 | 0 | 0 | 0 | 0 | 0 | 0 | 0 | 0 | 0 | 4.8 | 4.8 | 0 | 0 | 0
[8 empty] | 8690 | December | Winter | Weekday | 0 | 0 | 0 | 0 | 0 | 0 | 0 | 0 | 0 | 0 | 0 | 0 | 0 | 0 | 0 | 0 | 0 | 0 | 0 | 0 | 0 | 0 | 0 | 0 | 0 | 4.8 | 4.8 | 0 | 0 | 0
[8 empty] | 8691 | December | Winter | Weekday | 0 | 0 | 0 | 0 | 0 | 0 | 0 | 0 | 0 | 0 | 0 | 0 | 0 | 0 | 0 | 0 | 0 | 0 | 0 | 0 | 0 | 0 | 0 | 0 | 0 | 4.8 | 4.8 | 0 | 0 | 0
[8 empty] | 8692 | December | Winter | Weekday | 0 | 0 | 0 | 0 | 0 | 0 | 0 | 0 | 0 | 0 | 0 | 0 | 0 | 0 | 0 | 0 | 0 | 0 | 0 | 0 | 0 | 0 | 0 | 0 | 0 | 4.8 | 4.8 | 0 | 0 | 0
[8 empty] | 8693 | December | Winter | Weekday | 0 | 0 | 0 | 0 | 0 | 0 | 0 | 0 | 0 | 0 | 0 | 0 | 0 | 0 | 0 | 0 | 0 | 0 | 0 | 0 | 0 | 0 | 0 | 0 | 0 | 4.8 | 4.8 | 0 | 0 | 0
[8 empty] | 8694 | December | Winter | Weekday | 0 | 0 | 0 | 0 | 0 | 0 | 0 | 0 | 0 | 0 | 0 | 0 | 0 | 0 | 0 | 0 | 0 | 0 | 0 | 0 | 0 | 0 | 0 | 0 | 0 | 4.8 | 4.8 | 0 | 0 | 0
[8 empty] | 8695 | December | Winter | Weekday | 0 | 0 | 0 | 0 | 0 | 0 | 0 | 0 | 0 | 0 | 0 | 0 | 0 | 0 | 0 | 0 | 0 | 0 | 0 | 0 | 0 | 0 | 0 | 0 | 0 | 1.2 | 1.2 | 0 | 0 | 0
[8 empty] | 8696 | December | Winter | Weekday | 0 | 0 | 0 | 0 | 0 | 0 | 0 | 0 | 0 | 0 | 0 | 0 | 0 | 0 | 0 | 0 | 0 | 0 | 0 | 0 | 0 | 0 | 0 | 0 | 0 | 0 | 0 | 0 | 0 | 0
[8 empty] | 8697 | December | Winter | Weekday | 0 | 0 | 0 | 0 | 0 | 0 | 0 | 0 | 0 | 0 | 0 | 0 | 0 | 0 | 0 | 0 | 0 | 0 | 0 | 0 | 0 | 0 | 0 | 0 | 0 | 0 | 0 | 0 | 0 | 0
[8 empty] | 8698 | December | Winter | Weekday | 0 | 0 | 0 | 0 | 0 | 0 | 0 | 0 | 0 | 0 | 0 | 0 | 0 | 0 | 0 | 0 | 0 | 0 | 0 | 0 | 0 | 0 | 0 | 0 | 0 | 0 | 0 | 0 | 0 | 0
[8 empty] | 8699 | December | Winter | Weekday | 0 | 0 | 0 | 0 | 0 | 0 | 0 | 0 | 0 | 0 | 0 | 0 | 0 | 0 | 0 | 0 | 0 | 0 | 0 | 0 | 0 | 0 | 0 | 0 | 0 | 0 | 0 | 0 | 0 | 0
[8 empty] | 8700 | December | Winter | Weekday | 0 | 0 | 0 | 0 | 0 | 0 | 0 | 0 | 0 | 0 | 0 | 0 | 0 | 0 | 0 | 0 | 0 | 0 | 0 | 0 | 0 | 0 | 0 | 0 | 0 | 0 | 0 | 0 | 0 | 0
[8 empty] | 8701 | December | Winter | Weekday | 0 | 0 | 0 | 0 | 0 | 0 | 0 | 0 | 0 | 0 | 0 | 0 | 0 | 0 | 0 | 0 | 0 | 0 | 0 | 0 | 0 | 0 | 0 | 0 | 0 | 0 | 0 | 0 | 0 | 0
[8 empty] | 8702 | December | Winter | Weekday | 0 | 0 | 0 | 0 | 0 | 0 | 0 | 0 | 0 | 0 | 0 | 0 | 0 | 0 | 0 | 0 | 0 | 0 | 0 | 0 | 0 | 0 | 0 | 0 | 0 | 0 | 0 | 0 | 0 | 0
[8 empty] | 8703 | December | Winter | Weekday | 0 | 0 | 0 | 0 | 0 | 0 | 0 | 0 | 0 | 0 | 0 | 0 | 0 | 0 | 0 | 0 | 0 | 0 | 0 | 0 | 0 | 0 | 0 | 0 | 0 | 0 | 0 | 0 | 0 | 0
[8 empty] | 8704 | December | Winter | Weekday | 0 | 0 | 0 | 0 | 0 | 0 | 0 | 0 | 0 | 0 | 0 | 0 | 0 | 0 | 0 | 0 | 0 | 0 | 0 | 0 | 0 | 0 | 0 | 0 | 0 | 0 | 0 | 0 | 0 | 0
[8 empty] | 8705 | December | Winter | Weekday | 0 | 0 | 0 | 0 | 0 | 0 | 0 | 0 | 0 | 0 | 0 | 0 | 0 | 0 | 0 | 0 | 0 | 0 | 0 | 0 | 0 | 0 | 0 | 0 | 0 | 0 | 0 | 0 | 0 | 0
[8 empty] | 8706 | December | Winter | Weekday | 0 | 0 | 0 | 0 | 0 | 0 | 0 | 0 | 0 | 0 | 0 | 0 | 0 | 0 | 0 | 0 | 0 | 0 | 0 | 0 | 0 | 0 | 0 | 0 | 0 | 0 | 0 | 0 | 0 | 0
[8 empty] | 8707 | December | Winter | Weekday | 0 | 0 | 0 | 0 | 0 | 0 | 0 | 0 | 0 | 0 | 0 | 0 | 0 | 0 | 0 | 0 | 0 | 0 | 0 | 0 | 0 | 0 | 0 | 0 | 0 | 0 | 0 | 0 | 0 | 0
[8 empty] | 8708 | December | Winter | Weekday | 0 | 0 | 0 | 0 | 0 | 0 | 0 | 0 | 0 | 0 | 0 | 0 | 0 | 0 | 0 | 0 | 0 | 0 | 0 | 0 | 0 | 0 | 0 | 0 | 0 | 0 | 0 | 0 | 0 | 0
[8 empty] | 8709 | December | Winter | Weekday | 0 | 0 | 0 | 0 | 0 | 0 | 0 | 0 | 0 | 0 | 0 | 0 | 0 | 0 | 0 | 0 | 0 | 0 | 0 | 0 | 0 | 0 | 0 | 0 | 0 | 0 | 0 | 0 | 0 | 0
[8 empty] | 8710 | December | Winter | Weekday | 0 | 0 | 0 | 0 | 0 | 0 | 0 | 0 | 0 | 0 | 0 | 0 | 0 | 0 | 0 | 0 | 0 | 0 | 0 | 0 | 0 | 0 | 0 | 0 | 0 | 0 | 0 | 0 | 0 | 0
[8 empty] | 8711 | December | Winter | Weekday | 0 | 0 | 0 | 0 | 0 | 0 | 0 | 0 | 0 | 0 | 0 | 0 | 0 | 0 | 0 | 0 | 0 | 0 | 0 | 0 | 0 | 0 | 0 | 0 | 0 | 0 | 0 | 0 | 0 | 0
[8 empty] | 8712 | December | Winter | Weekday | 0 | 0 | 0 | 0 | 0 | 0 | 0 | 0 | 0 | 0 | 0 | 0 | 0 | 0 | 0 | 0 | 0 | 0 | 0 | 0 | 0 | 0 | 0 | 0 | 0 | 0 | 0 | 0 | 0 | 0
[8 empty] | 8713 | December | Winter | Weekend | 0 | 0 | 0 | 0 | 0 | 0 | 0 | 0 | 0 | 0 | 0 | 0 | 0 | 0 | 0 | 0 | 0 | 0 | 0 | 0 | 0 | 0 | 0 | 0 | 0 | 4.8 | 4.8 | 0 | 0 | 0
[8 empty] | 8714 | December | Winter | Weekend | 0 | 0 | 0 | 0 | 0 | 0 | 0 | 0 | 0 | 0 | 0 | 0 | 0 | 0 | 0 | 0 | 0 | 0 | 0 | 0 | 0 | 0 | 0 | 0 | 0 | 4.8 | 4.8 | 0 | 0 | 0
[8 empty] | 8715 | December | Winter | Weekend | 0 | 0 | 0 | 0 | 0 | 0 | 0 | 0 | 0 | 0 | 0 | 0 | 0 | 0 | 0 | 0 | 0 | 0 | 0 | 0 | 0 | 0 | 0 | 0 | 0 | 4.8 | 4.8 | 0 | 0 | 0
[8 empty] | 8716 | December | Winter | Weekend | 0 | 0 | 0 | 0 | 0 | 0 | 0 | 0 | 0 | 0 | 0 | 0 | 0 | 0 | 0 | 0 | 0 | 0 | 0 | 0 | 0 | 0 | 0 | 0 | 0 | 4.8 | 4.8 | 0 | 0 | 0
[8 empty] | 8717 | December | Winter | Weekend | 0 | 0 | 0 | 0 | 0 | 0 | 0 | 0 | 0 | 0 | 0 | 0 | 0 | 0 | 0 | 0 | 0 | 0 | 0 | 0 | 0 | 0 | 0 | 0 | 0 | 4.8 | 4.8 | 0 | 0 | 0
[8 empty] | 8718 | December | Winter | Weekend | 0 | 0 | 0 | 0 | 0 | 0 | 0 | 0 | 0 | 0 | 0 | 0 | 0 | 0 | 0 | 0 | 0 | 0 | 0 | 0 | 0 | 0 | 0 | 0 | 0 | 4.8 | 4.8 | 0 | 0 | 0
[8 empty] | 8719 | December | Winter | Weekend | 0 | 0 | 0 | 0 | 0 | 0 | 0 | 0 | 0 | 0 | 0 | 0 | 0 | 0 | 0 | 0 | 0 | 0 | 0 | 0 | 0 | 0 | 0 | 0 | 0 | 1.2 | 1.2 | 0 | 0 | 0
[8 empty] | 8720 | December | Winter | Weekend | 0 | 0 | 0 | 0 | 0 | 0 | 0 | 0 | 0 | 0 | 0 | 0 | 0 | 0 | 0 | 0 | 0 | 0 | 0 | 0 | 0 | 0 | 0 | 0 | 0 | 0 | 0 | 0 | 0 | 0
[8 empty] | 8721 | December | Winter | Weekend | 0 | 0 | 0 | 0 | 0 | 0 | 0 | 0 | 0 | 0 | 0 | 0 | 0 | 0 | 0 | 0 | 0 | 0 | 0 | 0 | 0 | 0 | 0 | 0 | 0 | 0 | 0 | 0 | 0 | 0
[8 empty] | 8722 | December | Winter | Weekend | 0 | 0 | 0 | 0 | 0 | 0 | 0 | 0 | 0 | 0 | 0 | 0 | 0 | 0 | 0 | 0 | 0 | 0 | 0 | 0 | 0 | 0 | 0 | 0 | 0 | 0 | 0 | 0 | 0 | 0
[8 empty] | 8723 | December | Winter | Weekend | 0 | 0 | 0 | 0 | 0 | 0 | 0 | 0 | 0 | 0 | 0 | 0 | 0 | 0 | 0 | 0 | 0 | 0 | 0 | 0 | 0 | 0 | 0 | 0 | 0 | 0 | 0 | 0 | 0 | 0
[8 empty] | 8724 | December | Winter | Weekend | 0 | 0 | 0 | 0 | 0 | 0 | 0 | 0 | 0 | 0 | 0 | 0 | 0 | 0 | 0 | 0 | 0 | 0 | 0 | 0 | 0 | 0 | 0 | 0 | 0 | 0 | 0 | 0 | 0 | 0
[8 empty] | 8725 | December | Winter | Weekend | 0 | 0 | 0 | 0 | 0 | 0 | 0 | 0 | 0 | 0 | 0 | 0 | 0 | 0 | 0 | 0 | 0 | 0 | 0 | 0 | 0 | 0 | 0 | 0 | 0 | 0 | 0 | 0 | 0 | 0
[8 empty] | 8726 | December | Winter | Weekend | 0 | 0 | 0 | 0 | 0 | 0 | 0 | 0 | 0 | 0 | 0 | 0 | 0 | 0 | 0 | 0 | 0 | 0 | 0 | 0 | 0 | 0 | 0 | 0 | 0 | 0 | 0 | 0 | 0 | 0
[8 empty] | 8727 | December | Winter | Weekend | 0 | 0 | 0 | 0 | 0 | 0 | 0 | 0 | 0 | 0 | 0 | 0 | 0 | 0 | 0 | 0 | 0 | 0 | 0 | 0 | 0 | 0 | 0 | 0 | 0 | 0 | 0 | 0 | 0 | 0
[8 empty] | 8728 | December | Winter | Weekend | 0 | 0 | 0 | 0 | 0 | 0 | 0 | 0 | 0 | 0 | 0 | 0 | 0 | 0 | 0 | 0 | 0 | 0 | 0 | 0 | 0 | 0 | 0 | 0 | 0 | 0 | 0 | 0 | 0 | 0
[8 empty] | 8729 | December | Winter | Weekend | 0 | 0 | 0 | 0 | 0 | 0 | 0 | 0 | 0 | 0 | 0 | 0 | 0 | 0 | 0 | 0 | 0 | 0 | 0 | 0 | 0 | 0 | 0 | 0 | 0 | 0 | 0 | 0 | 0 | 0
[8 empty] | 8730 | December | Winter | Weekend | 0 | 0 | 0 | 0 | 0 | 0 | 0 | 0 | 0 | 0 | 0 | 0 | 0 | 0 | 0 | 0 | 0 | 0 | 0 | 0 | 0 | 0 | 0 | 0 | 0 | 0 | 0 | 0 | 0 | 0
[8 empty] | 8731 | December | Winter | Weekend | 0 | 0 | 0 | 0 | 0 | 0 | 0 | 0 | 0 | 0 | 0 | 0 | 0 | 0 | 0 | 0 | 0 | 0 | 0 | 0 | 0 | 0 | 0 | 0 | 0 | 0 | 0 | 0 | 0 | 0
[8 empty] | 8732 | December | Winter | Weekend | 0 | 0 | 0 | 0 | 0 | 0 | 0 | 0 | 0 | 0 | 0 | 0 | 0 | 0 | 0 | 0 | 0 | 0 | 0 | 0 | 0 | 0 | 0 | 0 | 0 | 0 | 0 | 0 | 0 | 0
[8 empty] | 8733 | December | Winter | Weekend | 0 | 0 | 0 | 0 | 0 | 0 | 0 | 0 | 0 | 0 | 0 | 0 | 0 | 0 | 0 | 0 | 0 | 0 | 0 | 0 | 0 | 0 | 0 | 0 | 0 | 0 | 0 | 0 | 0 | 0
[8 empty] | 8734 | December | Winter | Weekend | 0 | 0 | 0 | 0 | 0 | 0 | 0 | 0 | 0 | 0 | 0 | 0 | 0 | 0 | 0 | 0 | 0 | 0 | 0 | 0 | 0 | 0 | 0 | 0 | 0 | 0 | 0 | 0 | 0 | 0
[8 empty] | 8735 | December | Winter | Weekend | 0 | 0 | 0 | 0 | 0 | 0 | 0 | 0 | 0 | 0 | 0 | 0 | 0 | 0 | 0 | 0 | 0 | 0 | 0 | 0 | 0 | 0 | 0 | 0 | 0 | 0 | 0 | 0 | 0 | 0
[8 empty] | 8736 | December | Winter | Weekend | 0 | 0 | 0 | 0 | 0 | 0 | 0 | 0 | 0 | 0 | 0 | 0 | 0 | 0 | 0 | 0 | 0 | 0 | 0 | 0 | 0 | 0 | 0 | 0 | 0 | 0 | 0 | 0 | 0 | 0
[8 empty] | 8737 | December | Winter | Weekend | 0 | 0 | 0 | 0 | 0 | 0 | 0 | 0 | 0 | 0 | 0 | 0 | 0 | 0 | 0 | 0 | 0 | 0 | 0 | 0 | 0 | 0 | 0 | 0 | 0 | 4.8 | 4.8 | 0 | 0 | 0
[8 empty] | 8738 | December | Winter | Weekend | 0 | 0 | 0 | 0 | 0 | 0 | 0 | 0 | 0 | 0 | 0 | 0 | 0 | 0 | 0 | 0 | 0 | 0 | 0 | 0 | 0 | 0 | 0 | 0 | 0 | 4.8 | 4.8 | 0 | 0 | 0
[8 empty] | 8739 | December | Winter | Weekend | 0 | 0 | 0 | 0 | 0 | 0 | 0 | 0 | 0 | 0 | 0 | 0 | 0 | 0 | 0 | 0 | 0 | 0 | 0 | 0 | 0 | 0 | 0 | 0 | 0 | 4.8 | 4.8 | 0 | 0 | 0
[8 empty] | 8740 | December | Winter | Weekend | 0 | 0 | 0 | 0 | 0 | 0 | 0 | 0 | 0 | 0 | 0 | 0 | 0 | 0 | 0 | 0 | 0 | 0 | 0 | 0 | 0 | 0 | 0 | 0 | 0 | 4.8 | 4.8 | 0 | 0 | 0
[8 empty] | 8741 | December | Winter | Weekend | 0 | 0 | 0 | 0 | 0 | 0 | 0 | 0 | 0 | 0 | 0 | 0 | 0 | 0 | 0 | 0 | 0 | 0 | 0 | 0 | 0 | 0 | 0 | 0 | 0 | 4.8 | 4.8 | 0 | 0 | 0
[8 empty] | 8742 | December | Winter | Weekend | 0 | 0 | 0 | 0 | 0 | 0 | 0 | 0 | 0 | 0 | 0 | 0 | 0 | 0 | 0 | 0 | 0 | 0 | 0 | 0 | 0 | 0 | 0 | 0 | 0 | 4.8 | 4.8 | 0 | 0 | 0
[8 empty] | 8743 | December | Winter | Weekend | 0 | 0 | 0 | 0 | 0 | 0 | 0 | 0 | 0 | 0 | 0 | 0 | 0 | 0 | 0 | 0 | 0 | 0 | 0 | 0 | 0 | 0 | 0 | 0 | 0 | 1.2 | 1.2 | 0 | 0 | 0
[8 empty] | 8744 | December | Winter | Weekend | 0 | 0 | 0 | 0 | 0 | 0 | 0 | 0 | 0 | 0 | 0 | 0 | 0 | 0 | 0 | 0 | 0 | 0 | 0 | 0 | 0 | 0 | 0 | 0 | 0 | 0 | 0 | 0 | 0 | 0
[8 empty] | 8745 | December | Winter | Weekend | 0 | 0 | 0 | 0 | 0 | 0 | 0 | 0 | 0 | 0 | 0 | 0 | 0 | 0 | 0 | 0 | 0 | 0 | 0 | 0 | 0 | 0 | 0 | 0 | 0 | 0 | 0 | 0 | 0 | 0
[8 empty] | 8746 | December | Winter | Weekend | 0 | 0 | 0 | 0 | 0 | 0 | 0 | 0 | 0 | 0 | 0 | 0 | 0 | 0 | 0 | 0 | 0 | 0 | 0 | 0 | 0 | 0 | 0 | 0 | 0 | 0 | 0 | 0 | 0 | 0
[8 empty] | 8747 | December | Winter | Weekend | 0 | 0 | 0 | 0 | 0 | 0 | 0 | 0 | 0 | 0 | 0 | 0 | 0 | 0 | 0 | 0 | 0 | 0 | 0 | 0 | 0 | 0 | 0 | 0 | 0 | 0 | 0 | 0 | 0 | 0
[8 empty] | 8748 | December | Winter | Weekend | 0 | 0 | 0 | 0 | 0 | 0 | 0 | 0 | 0 | 0 | 0 | 0 | 0 | 0 | 0 | 0 | 0 | 0 | 0 | 0 | 0 | 0 | 0 | 0 | 0 | 0 | 0 | 0 | 0 | 0
[8 empty] | 8749 | December | Winter | Weekend | 0 | 0 | 0 | 0 | 0 | 0 | 0 | 0 | 0 | 0 | 0 | 0 | 0 | 0 | 0 | 0 | 0 | 0 | 0 | 0 | 0 | 0 | 0 | 0 | 0 | 0 | 0 | 0 | 0 | 0
[8 empty] | 8750 | December | Winter | Weekend | 0 | 0 | 0 | 0 | 0 | 0 | 0 | 0 | 0 | 0 | 0 | 0 | 0 | 0 | 0 | 0 | 0 | 0 | 0 | 0 | 0 | 0 | 0 | 0 | 0 | 0 | 0 | 0 | 0 | 0
[8 empty] | 8751 | December | Winter | Weekend | 0 | 0 | 0 | 0 | 0 | 0 | 0 | 0 | 0 | 0 | 0 | 0 | 0 | 0 | 0 | 0 | 0 | 0 | 0 | 0 | 0 | 0 | 0 | 0 | 0 | 0 | 0 | 0 | 0 | 0
[8 empty] | 8752 | December | Winter | Weekend | 0 | 0 | 0 | 0 | 0 | 0 | 0 | 0 | 0 | 0 | 0 | 0 | 0 | 0 | 0 | 0 | 0 | 0 | 0 | 0 | 0 | 0 | 0 | 0 | 0 | 0 | 0 | 0 | 0 | 0
[8 empty] | 8753 | December | Winter | Weekend | 0 | 0 | 0 | 0 | 0 | 0 | 0 | 0 | 0 | 0 | 0 | 0 | 0 | 0 | 0 | 0 | 0 | 0 | 0 | 0 | 0 | 0 | 0 | 0 | 0 | 0 | 0 | 0 | 0 | 0
[8 empty] | 8754 | December | Winter | Weekend | 0 | 0 | 0 | 0 | 0 | 0 | 0 | 0 | 0 | 0 | 0 | 0 | 0 | 0 | 0 | 0 | 0 | 0 | 0 | 0 | 0 | 0 | 0 | 0 | 0 | 0 | 0 | 0 | 0 | 0
[8 empty] | 8755 | December | Winter | Weekend | 0 | 0 | 0 | 0 | 0 | 0 | 0 | 0 | 0 | 0 | 0 | 0 | 0 | 0 | 0 | 0 | 0 | 0 | 0 | 0 | 0 | 0 | 0 | 0 | 0 | 0 | 0 | 0 | 0 | 0
[8 empty] | 8756 | December | Winter | Weekend | 0 | 0 | 0 | 0 | 0 | 0 | 0 | 0 | 0 | 0 | 0 | 0 | 0 | 0 | 0 | 0 | 0 | 0 | 0 | 0 | 0 | 0 | 0 | 0 | 0 | 0 | 0 | 0 | 0 | 0
[8 empty] | 8757 | December | Winter | Weekend | 0 | 0 | 0 | 0 | 0 | 0 | 0 | 0 | 0 | 0 | 0 | 0 | 0 | 0 | 0 | 0 | 0 | 0 | 0 | 0 | 0 | 0 | 0 | 0 | 0 | 0 | 0 | 0 | 0 | 0
[8 empty] | 8758 | December | Winter | Weekend | 0 | 0 | 0 | 0 | 0 | 0 | 0 | 0 | 0 | 0 | 0 | 0 | 0 | 0 | 0 | 0 | 0 | 0 | 0 | 0 | 0 | 0 | 0 | 0 | 0 | 0 | 0 | 0 | 0 | 0
[8 empty] | 8759 | December | Winter | Weekend | 0 | 0 | 0 | 0 | 0 | 0 | 0 | 0 | 0 | 0 | 0 | 0 | 0 | 0 | 0 | 0 | 0 | 0 | 0 | 0 | 0 | 0 | 0 | 0 | 0 | 0 | 0 | 0 | 0 | 0
[8 empty] | 8760 | December | Winter | Weekend | 0 | 0 | 0 | 0 | 0 | 0 | 0 | 0 | 0 | 0 | 0 | 0 | 0 | 0 | 0 | 0 | 0 | 0 | 0 | 0 | 0 | 0 | 0 | 0 | 0 | 0 | 0 | 0 | 0 | 0

## EV Profile Calc (hide) (hidden)
Include Future EVSE in Microgrid | No | [11 empty] | Stop
Number of electric vehicles | 1 |  |  | Charger | Rating (KW) | [7 empty] | 1:00 | 2:00 | 3:00 | 4:00 | 5:00 | 6:00 | 7:00 | 8:00 | 9:00 | 10:00 | 11:00 | 12:00 | 13:00 | 14:00 | 15:00 | 16:00 | 17:00 | 18:00 | 19:00 | 20:00 | 21:00 | 22:00 | 23:00 | 24:00
Average miles driven/day per EV | 100 |  |  | L2 | 3.8 | [5 empty] | Start | 1:00 | 0 | 1 | 2 | 3 | 4 | 5 | 6 | 7 | 8 | 9 | 10 | 11 | 12 | 13 | 14 | 15 | 16 | 17 | 18 | 19 | 20 | 21 | 22 | 23
Average EV battery size (KWh) | 80 |  |  | L2 | 4.8 | [6 empty] | 2:00 | 23 | 0 | 1 | 2 | 3 | 4 | 5 | 6 | 7 | 8 | 9 | 10 | 11 | 12 | 13 | 14 | 15 | 16 | 17 | 18 | 19 | 20 | 21 | 22
Average EV KWh/Mile | 0.3 | default |  | L2 | 7.2 | [6 empty] | 3:00 | 22 | 23 | 0 | 1 | 2 | 3 | 4 | 5 | 6 | 7 | 8 | 9 | 10 | 11 | 12 | 13 | 14 | 15 | 16 | 17 | 18 | 19 | 20 | 21
Rating of EVSE (KW) | 4.8 | dropdown |  | L2 | 7.7 | [6 empty] | 4:00 | 21 | 22 | 23 | 0 | 1 | 2 | 3 | 4 | 5 | 6 | 7 | 8 | 9 | 10 | 11 | 12 | 13 | 14 | 15 | 16 | 17 | 18 | 19 | 20
Starting hour for EV charging | 24:00 | dropdown |  | L2 | 9.6 | [6 empty] | 5:00 | 20 | 21 | 22 | 23 | 0 | 1 | 2 | 3 | 4 | 5 | 6 | 7 | 8 | 9 | 10 | 11 | 12 | 13 | 14 | 15 | 16 | 17 | 18 | 19
Ending hour for EV charging | 8:00 | dropdown |  | L2 | 19.2 | [6 empty] | 6:00 | 19 | 20 | 21 | 22 | 23 | 0 | 1 | 2 | 3 | 4 | 5 | 6 | 7 | 8 | 9 | 10 | 11 | 12 | 13 | 14 | 15 | 16 | 17 | 18
Percentage of EVSEs to be powered during an outage | 100% | 0-100% |  | DCFC | 50 | [6 empty] | 7:00 | 18 | 19 | 20 | 21 | 22 | 23 | 0 | 1 | 2 | 3 | 4 | 5 | 6 | 7 | 8 | 9 | 10 | 11 | 12 | 13 | 14 | 15 | 16 | 17
[12 empty] | 8:00 | 17 | 18 | 19 | 20 | 21 | 22 | 23 | 0 | 1 | 2 | 3 | 4 | 5 | 6 | 7 | 8 | 9 | 10 | 11 | 12 | 13 | 14 | 15 | 16
Daily charging | 30 | [10 empty] | 9:00 | 16 | 17 | 18 | 19 | 20 | 21 | 22 | 23 | 0 | 1 | 2 | 3 | 4 | 5 | 6 | 7 | 8 | 9 | 10 | 11 | 12 | 13 | 14 | 15
Number of hours offpeak | 8 | hour | [9 empty] | 10:00 | 15 | 16 | 17 | 18 | 19 | 20 | 21 | 22 | 23 | 0 | 1 | 2 | 3 | 4 | 5 | 6 | 7 | 8 | 9 | 10 | 11 | 12 | 13 | 14
Charging possible? | [11 empty] | 11:00 | 14 | 15 | 16 | 17 | 18 | 19 | 20 | 21 | 22 | 23 | 0 | 1 | 2 | 3 | 4 | 5 | 6 | 7 | 8 | 9 | 10 | 11 | 12 | 13
[12 empty] | 12:00 | 13 | 14 | 15 | 16 | 17 | 18 | 19 | 20 | 21 | 22 | 23 | 0 | 1 | 2 | 3 | 4 | 5 | 6 | 7 | 8 | 9 | 10 | 11 | 12
Time | Time2 | Charging | Total charge |  |  |  | Hour | Charge for 1 EV | Charge for all EV | Charge during outage |  | 13:00 | 12 | 13 | 14 | 15 | 16 | 17 | 18 | 19 | 20 | 21 | 22 | 23 | 0 | 1 | 2 | 3 | 4 | 5 | 6 | 7 | 8 | 9 | 10 | 11
24:00 | 00:00 | 4.8 | 4.8 |  |  | 00:00 | 1 | 4.8 | 4.8 | 4.8 |  | 14:00 | 11 | 12 | 13 | 14 | 15 | 16 | 17 | 18 | 19 | 20 | 21 | 22 | 23 | 0 | 1 | 2 | 3 | 4 | 5 | 6 | 7 | 8 | 9 | 10
25:00 | 01:00 | 4.8 | 9.6 |  |  | 01:00 | 2 | 4.8 | 4.8 | 4.8 |  | 15:00 | 10 | 11 | 12 | 13 | 14 | 15 | 16 | 17 | 18 | 19 | 20 | 21 | 22 | 23 | 0 | 1 | 2 | 3 | 4 | 5 | 6 | 7 | 8 | 9
26:00 | 02:00 | 4.8 | 14.4 |  |  | 02:00 | 3 | 4.8 | 4.8 | 4.8 |  | 16:00 | 9 | 10 | 11 | 12 | 13 | 14 | 15 | 16 | 17 | 18 | 19 | 20 | 21 | 22 | 23 | 0 | 1 | 2 | 3 | 4 | 5 | 6 | 7 | 8
27:00 | 03:00 | 4.8 | 19.2 |  |  | 03:00 | 4 | 4.8 | 4.8 | 4.8 |  | 17:00 | 8 | 9 | 10 | 11 | 12 | 13 | 14 | 15 | 16 | 17 | 18 | 19 | 20 | 21 | 22 | 23 | 0 | 1 | 2 | 3 | 4 | 5 | 6 | 7
28:00 | 04:00 | 4.8 | 24 |  |  | 04:00 | 5 | 4.8 | 4.8 | 4.8 |  | 18:00 | 7 | 8 | 9 | 10 | 11 | 12 | 13 | 14 | 15 | 16 | 17 | 18 | 19 | 20 | 21 | 22 | 23 | 0 | 1 | 2 | 3 | 4 | 5 | 6
29:00 | 05:00 | 4.8 | 28.8 |  |  | 05:00 | 6 | 4.8 | 4.8 | 4.8 |  | 19:00 | 6 | 7 | 8 | 9 | 10 | 11 | 12 | 13 | 14 | 15 | 16 | 17 | 18 | 19 | 20 | 21 | 22 | 23 | 0 | 1 | 2 | 3 | 4 | 5
30:00 | 06:00 | 1.2 | 30 |  |  | 06:00 | 7 | 1.2 | 1.2 | 1.2 |  | 20:00 | 5 | 6 | 7 | 8 | 9 | 10 | 11 | 12 | 13 | 14 | 15 | 16 | 17 | 18 | 19 | 20 | 21 | 22 | 23 | 0 | 1 | 2 | 3 | 4
31:00 | 07:00 | 0 | 30 |  |  | 07:00 | 8 | 0 | 0 | 0 |  | 21:00 | 4 | 5 | 6 | 7 | 8 | 9 | 10 | 11 | 12 | 13 | 14 | 15 | 16 | 17 | 18 | 19 | 20 | 21 | 22 | 23 | 0 | 1 | 2 | 3
32:00 | 08:00 | 0 | 30 |  |  | 08:00 | 9 | 0 | 0 | 0 |  | 22:00 | 3 | 4 | 5 | 6 | 7 | 8 | 9 | 10 | 11 | 12 | 13 | 14 | 15 | 16 | 17 | 18 | 19 | 20 | 21 | 22 | 23 | 0 | 1 | 2
33:00 | 09:00 | 0 | 30 |  |  | 09:00 | 10 | 0 | 0 | 0 |  | 23:00 | 2 | 3 | 4 | 5 | 6 | 7 | 8 | 9 | 10 | 11 | 12 | 13 | 14 | 15 | 16 | 17 | 18 | 19 | 20 | 21 | 22 | 23 | 0 | 1
34:00 | 10:00 | 0 | 30 |  |  | 10:00 | 11 | 0 | 0 | 0 |  | 24:00 | 1 | 2 | 3 | 4 | 5 | 6 | 7 | 8 | 9 | 10 | 11 | 12 | 13 | 14 | 15 | 16 | 17 | 18 | 19 | 20 | 21 | 22 | 23 | 0
35:00 | 11:00 | 0 | 30 |  |  | 11:00 | 12 | 0 | 0 | 0
36:00 | 12:00 | 0 | 30 |  |  | 12:00 | 13 | 0 | 0 | 0
37:00 | 13:00 | 0 | 30 |  |  | 13:00 | 14 | 0 | 0 | 0
38:00 | 14:00 | 0 | 30 |  |  | 14:00 | 15 | 0 | 0 | 0
39:00 | 15:00 | 0 | 30 |  |  | 15:00 | 16 | 0 | 0 | 0
40:00 | 16:00 | 0 | 30 |  |  | 16:00 | 17 | 0 | 0 | 0
41:00 | 17:00 | 0 | 30 |  |  | 17:00 | 18 | 0 | 0 | 0
42:00 | 18:00 | 0 | 30 |  |  | 18:00 | 19 | 0 | 0 | 0
43:00 | 19:00 | 0 | 30 |  |  | 19:00 | 20 | 0 | 0 | 0
44:00 | 20:00 | 0 | 30 |  |  | 20:00 | 21 | 0 | 0 | 0
45:00 | 21:00 | 0 | 30 |  |  | 21:00 | 22 | 0 | 0 | 0
46:00 | 22:00 | 0 | 30 |  |  | 22:00 | 23 | 0 | 0 | 0
47:00 | 23:00 | 0 | 30 |  |  | 23:00 | 24 | 0 | 0 | 0

## DB-Load Profiles (hide) (hidden)
Month | Day of month | Time of Day | Weekday/ Weekend | Day of the week | G-1 General Service | G-2 General Service: Demand | G-3 Time-Of-Use | R-1 Regular Residential | S-0 Street Lighting | Fire Station | Police Station | Gas Station | Community Shelter | Municipal Garages | DPW Garage | Full Service Restaurant (Elec Heat) | Hospital (Elec Heat) | Large Hotel (Elec Heat) | Large Office (Elec Heat) | Medium Office (Elec Heat) | Midrise Apartment (Elec Heat) | Out Patient (Elec Heat) | Primary School (Elec Heat) | Quick Service Restaurant (Elec Heat) | Secondary School (Elec Heat) | Small Hotel (Elec Heat) | Small Office (Elec Heat) | Stand-alone Retail (Elec Heat) | Strip Mall (Elec Heat) | Super Market (Elec Heat) | Warehouse (Elec Heat) | Full Service Restaurant (Gas Heat) | Hospital (Gas Heat) | Large Hotel (Gas Heat) | Large Office (Gas Heat) | Medium Office (Gas Heat) | Midrise Apartment (Gas Heat) | Out Patient (Gas Heat) | Primary School (Gas Heat) | Quick Service Restaurant (Gas Heat) | Secondary School (Gas Heat) | Small Hotel (Gas Heat) | Small Office (Gas Heat) | Stand-alone Retail (Gas Heat) | Strip Mall (Gas Heat) | Super Market (Gas Heat) | Warehouse (Gas Heat) | None | Yes | No | N/A | Select | 0%
Jan | 1 | 24 | Weekend | Sunday | 0.68023 | 0.81286 | 0.76293 | 0.53638 | 1 | 0.53638 | 0.53638 | 0.14612 | 0.53638 | 0.68023 | 0.68023 | 0.54995 | 0.66641 | 0.36134 | 0.18546 | 0.17728 | 0.49405 | 0.44886 | 0.21522 | 0.56464 | 0.13303 | 0.43811 | 0.2737 | 0.14612 | 0.18101 | 0.25808 | 0.40517 | 0.48802 | 0.61427 | 0.42192 | 0.23658 | 0.17665 | 0.41954 | 0.42111 | 0.33806 | 0.48584 | 0.28252 | 0.41219 | 0.33517 | 0.18977 | 0.24956 | 0.34558 | 0.267 | 0 |  |  |  |  | 1%
Jan | 1 | 1 | Weekend | Sunday | 0.67597 | 0.77801 | 0.75341 | 0.51642 | 1 | 0.51642 | 0.51642 | 0.15091 | 0.51642 | 0.67597 | 0.67597 | 0.18364 | 0.66564 | 0.32973 | 0.18301 | 0.17071 | 0.48575 | 0.51969 | 0.21496 | 0.21453 | 0.131 | 0.43739 | 0.27695 | 0.15091 | 0.18877 | 0.24787 | 0.38866 | 0.32019 | 0.61273 | 0.40664 | 0.23653 | 0.16997 | 0.40598 | 0.47831 | 0.33895 | 0.33712 | 0.28074 | 0.41486 | 0.3333 | 0.19086 | 0.25078 | 0.32713 | 0.26415 | 0 |  |  |  |  | 2%
Jan | 1 | 2 | Weekend | Sunday | 0.67964 | 0.76699 | 0.74838 | 0.50282 | 1 | 0.50282 | 0.50282 | 0.15639 | 0.50282 | 0.67964 | 0.67964 | 0.18497 | 0.66887 | 0.29387 | 0.18545 | 0.17953 | 0.48575 | 0.46129 | 0.21673 | 0.21875 | 0.13296 | 0.40386 | 0.27421 | 0.15639 | 0.19301 | 0.26727 | 0.40712 | 0.32071 | 0.61425 | 0.35352 | 0.237 | 0.17901 | 0.39986 | 0.43267 | 0.34046 | 0.33803 | 0.2819 | 0.37079 | 0.33392 | 0.19227 | 0.25144 | 0.34323 | 0.26827 | 0 |  |  |  |  | 3%
Jan | 1 | 3 | Weekend | Sunday | 0.67608 | 0.76498 | 0.75022 | 0.49642 | 1 | 0.49642 | 0.49642 | 0.15848 | 0.49642 | 0.67608 | 0.67608 | 0.18383 | 0.67163 | 0.28933 | 0.18421 | 0.18408 | 0.48954 | 0.52614 | 0.21713 | 0.21538 | 0.1323 | 0.40866 | 0.27307 | 0.15848 | 0.20075 | 0.26257 | 0.3931 | 0.32095 | 0.61573 | 0.34923 | 0.23675 | 0.18329 | 0.3971 | 0.48588 | 0.34096 | 0.33846 | 0.28102 | 0.3745 | 0.3336 | 0.1929 | 0.25267 | 0.33839 | 0.2651 | 0 |  |  |  |  | 4%
Jan | 1 | 4 | Weekend | Sunday | 0.67797 | 0.76748 | 0.76443 | 0.50327 | 1 | 0.50327 | 0.50327 | 0.16389 | 0.50327 | 0.67797 | 0.67797 | 0.18706 | 0.67684 | 0.31692 | 0.19522 | 0.19056 | 0.53325 | 0.54208 | 0.21911 | 0.22241 | 0.13528 | 0.43141 | 0.27811 | 0.16389 | 0.20629 | 0.28827 | 0.41434 | 0.32421 | 0.62156 | 0.36829 | 0.24905 | 0.19007 | 0.44904 | 0.50567 | 0.34277 | 0.34377 | 0.28536 | 0.39538 | 0.33537 | 0.19429 | 0.25354 | 0.36771 | 0.2692 | 0 |  |  |  |  | 5%
Jan | 1 | 5 | Weekend | Sunday | 0.65211 | 0.78981 | 0.80542 | 0.57428 | 1 | 0.57428 | 0.57428 | 0.1684 | 0.57428 | 0.65211 | 0.65211 | 0.55733 | 0.67891 | 0.35723 | 0.21221 | 0.1897 | 0.63025 | 0.68176 | 0.21967 | 0.5673 | 0.13618 | 0.4723 | 0.27425 | 0.1684 | 0.21195 | 0.29405 | 0.39864 | 0.49054 | 0.62328 | 0.40524 | 0.27276 | 0.18863 | 0.5604 | 0.62422 | 0.34291 | 0.48495 | 0.28512 | 0.44262 | 0.3339 | 0.19541 | 0.25444 | 0.37025 | 0.2656 | 0 |  |  |  |  | 6%
Jan | 1 | 6 | Weekend | Sunday | 0.67368 | 0.83787 | 0.8645 | 0.66192 | 1 | 0.66192 | 0.66192 | 0.56462 | 0.66192 | 0.67368 | 0.67368 | 0.77348 | 0.71729 | 0.53288 | 0.35633 | 0.43732 | 0.78154 | 0.73206 | 0.22317 | 0.86404 | 0.13726 | 0.6453 | 0.47758 | 0.56462 | 0.59326 | 0.70906 | 0.41911 | 0.8384 | 0.68113 | 0.63068 | 0.36621 | 0.43717 | 0.69006 | 0.69599 | 0.34409 | 0.99753 | 0.2865 | 0.64751 | 0.43898 | 0.28253 | 0.3062 | 0.49794 | 0.26971 | 0 |  |  |  |  | 7%
Jan | 1 | 7 | Weekend | Sunday | 0.70317 | 0.84611 | 0.90148 | 0.6928 | 0.0044144 | 0.6928 | 0.6928 | 0.466 | 0.6928 | 0.70317 | 0.70317 | 0.81199 | 0.77816 | 0.79125 | 0.34952 | 0.352 | 0.74611 | 0.74702 | 0.18873 | 0.79728 | 0.1182 | 0.74727 | 0.36331 | 0.466 | 0.4667 | 0.67713 | 0.38734 | 0.92149 | 0.71664 | 0.79809 | 0.34607 | 0.33742 | 0.64092 | 0.70857 | 0.29661 | 0.91863 | 0.24784 | 0.74564 | 0.28385 | 0.22545 | 0.19414 | 0.48875 | 0.20126 | 0 |  |  |  |  | 8%
Jan | 1 | 8 | Weekend | Sunday | 0.75025 | 0.8728 | 0.91151 | 0.71536 | 0.0044144 | 0.71536 | 0.71536 | 0.92222 | 0.71536 | 0.75025 | 0.75025 | 0.82898 | 0.79344 | 1 | 0.39738 | 0.3387 | 0.6941 | 0.74397 | 0.18228 | 0.68417 | 0.11244 | 1 | 0.35585 | 0.92222 | 0.89795 | 0.77473 | 0.3935 | 0.90869 | 0.75587 | 0.9706 | 0.44855 | 0.32516 | 0.56967 | 0.72902 | 0.28861 | 0.72892 | 0.2367 | 1 | 0.31744 | 0.44966 | 0.37068 | 0.66614 | 0.19885 | 0 |  |  |  |  | 9%
Jan | 1 | 9 | Weekend | Sunday | 0.84763 | 0.89363 | 0.90581 | 0.7027 | 0.0044144 | 0.7027 | 0.7027 | 0.87485 | 0.7027 | 0.84763 | 0.84763 | 0.7411 | 0.82448 | 0.81796 | 0.35349 | 0.30815 | 0.61709 | 0.78309 | 0.18174 | 0.68387 | 0.11216 | 0.85235 | 0.33908 | 0.87485 | 0.84422 | 0.72998 | 0.36623 | 0.74558 | 0.7977 | 0.81056 | 0.41207 | 0.29689 | 0.49775 | 0.76902 | 0.28738 | 0.72925 | 0.23658 | 0.85 | 0.31453 | 0.56049 | 0.49139 | 0.63628 | 0.24921 | 0 |  |  |  |  | 10%
Jan | 1 | 10 | Weekend | Sunday | 0.9196 | 0.92008 | 0.90114 | 0.6982 | 0.0044144 | 0.6982 | 0.6982 | 0.89863 | 0.6982 | 0.9196 | 0.9196 | 0.89354 | 0.83669 | 0.66028 | 0.31132 | 0.29527 | 0.53842 | 0.72653 | 0.17981 | 0.77813 | 0.11488 | 0.62708 | 0.32422 | 0.89863 | 0.85454 | 0.78992 | 0.37055 | 0.90909 | 0.81445 | 0.64252 | 0.36443 | 0.28708 | 0.42292 | 0.72256 | 0.28575 | 0.90633 | 0.23645 | 0.59269 | 0.31021 | 0.68292 | 0.61697 | 0.75555 | 0.25367 | 0 |  |  |  |  | 11%
Jan | 1 | 11 | Weekend | Sunday | 0.94199 | 0.93302 | 0.89375 | 0.67574 | 0.0044144 | 0.67574 | 0.67574 | 0.85804 | 0.67574 | 0.94199 | 0.94199 | 0.88667 | 0.84239 | 0.61205 | 0.30667 | 0.2897 | 0.5124 | 0.75642 | 0.1813 | 0.78413 | 0.11179 | 0.60092 | 0.31852 | 0.85804 | 0.80682 | 0.86737 | 0.31899 | 0.92557 | 0.82205 | 0.61876 | 0.36406 | 0.28305 | 0.42481 | 0.74869 | 0.28908 | 0.94703 | 0.23753 | 0.56712 | 0.31081 | 0.68085 | 0.61697 | 0.8774 | 0.2447 | 0 |  |  |  |  | 12%
Jan | 1 | 12 | Weekend | Sunday | 0.91744 | 0.92413 | 0.88364 | 0.67235 | 0.0044144 | 0.67235 | 0.67235 | 0.87628 | 0.67235 | 0.91744 | 0.91744 | 0.8621 | 0.83546 | 0.56554 | 0.30766 | 0.28714 | 0.49884 | 0.68974 | 0.17951 | 0.75126 | 0.11035 | 0.59016 | 0.28547 | 0.87628 | 0.81867 | 0.84029 | 0.29623 | 0.91014 | 0.81326 | 0.59572 | 0.36507 | 0.28127 | 0.42077 | 0.68877 | 0.28499 | 0.91433 | 0.2346 | 0.56532 | 0.25551 | 0.76436 | 0.70068 | 0.85855 | 0.18333 | 0 |  |  |  |  | 13%
Jan | 1 | 13 | Weekend | Sunday | 0.88583 | 0.92005 | 0.88026 | 0.65458 | 0.0044144 | 0.65458 | 0.65458 | 0.85535 | 0.65458 | 0.88583 | 0.88583 | 0.74644 | 0.83394 | 0.53516 | 0.30498 | 0.27413 | 0.47867 | 0.73928 | 0.17918 | 0.74805 | 0.10925 | 0.58136 | 0.28191 | 0.85535 | 0.7959 | 0.82679 | 0.26375 | 0.74619 | 0.8117 | 0.54542 | 0.36576 | 0.26921 | 0.40891 | 0.73566 | 0.28506 | 0.90729 | 0.23379 | 0.5644 | 0.25494 | 0.76374 | 0.70068 | 0.84761 | 0.17658 | 0 |  |  |  |  | 14%
Jan | 1 | 14 | Weekend | Sunday | 0.86892 | 0.92044 | 0.87196 | 0.66381 | 0.0044144 | 0.66381 | 0.66381 | 0.84673 | 0.66381 | 0.86892 | 0.86892 | 0.72292 | 0.83761 | 0.5308 | 0.23997 | 0.24631 | 0.47132 | 0.6947 | 0.17749 | 0.64547 | 0.10751 | 0.58649 | 0.28009 | 0.84673 | 0.78807 | 0.81206 | 0.29725 | 0.74619 | 0.8157 | 0.53884 | 0.25777 | 0.24121 | 0.40544 | 0.69771 | 0.28434 | 0.73018 | 0.23265 | 0.56288 | 0.25579 | 0.76433 | 0.70068 | 0.83159 | 0.18366 | 0 |  |  |  |  | 15%
Jan | 1 | 15 | Weekend | Sunday | 0.84572 | 0.92603 | 0.86347 | 0.69624 | 1 | 0.69624 | 0.69624 | 0.8475 | 0.69624 | 0.84572 | 0.84572 | 0.7658 | 0.79342 | 0.52976 | 0.24314 | 0.24951 | 0.50833 | 0.73088 | 0.17777 | 0.66206 | 0.10903 | 0.58626 | 0.28508 | 0.8475 | 0.79114 | 0.80527 | 0.27966 | 0.74585 | 0.77776 | 0.52105 | 0.25694 | 0.24408 | 0.44005 | 0.72891 | 0.28424 | 0.72952 | 0.23376 | 0.55905 | 0.25658 | 0.76628 | 0.70068 | 0.81669 | 0.1787 | 0 |  |  |  |  | 16%
Jan | 1 | 16 | Weekend | Sunday | 0.86762 | 0.95703 | 0.86523 | 0.80353 | 1 | 0.80353 | 0.80353 | 0.90688 | 0.80353 | 0.86762 | 0.86762 | 0.94003 | 0.787 | 0.5636 | 0.31304 | 0.31101 | 0.71152 | 0.69204 | 0.19719 | 0.70675 | 0.11989 | 0.61109 | 0.37539 | 0.90688 | 0.87538 | 0.8341 | 0.33307 | 0.95896 | 0.76373 | 0.5981 | 0.33376 | 0.30385 | 0.69985 | 0.69065 | 0.31293 | 0.77627 | 0.25808 | 0.64229 | 0.35973 | 0.83585 | 0.80288 | 0.84564 | 0.20591 | 0 |  |  |  |  | 17%
Jan | 1 | 17 | Weekend | Sunday | 0.87659 | 0.96401 | 0.85843 | 0.9405 | 1 | 0.9405 | 0.9405 | 0.94911 | 0.9405 | 0.87659 | 0.87659 | 0.97562 | 0.75476 | 0.64625 | 0.34808 | 0.35537 | 0.89391 | 0.74632 | 0.21466 | 0.84901 | 0.13094 | 0.7129 | 0.43217 | 0.94911 | 0.94505 | 0.83584 | 0.35304 | 0.99995 | 0.72202 | 0.69963 | 0.35997 | 0.34625 | 0.93709 | 0.73928 | 0.33739 | 0.99312 | 0.27827 | 0.75382 | 0.42054 | 0.80744 | 0.80726 | 0.80645 | 0.25592 | 0 |  |  |  |  | 18%
Jan | 1 | 18 | Weekend | Sunday | 0.82835 | 0.9384 | 0.83885 | 0.94128 | 1 | 0.94128 | 0.94128 | 0.86442 | 0.94128 | 0.82835 | 0.82835 | 0.97924 | 0.73032 | 0.78963 | 0.27943 | 0.19818 | 0.9436 | 0.53227 | 0.21798 | 0.85799 | 0.13229 | 0.85448 | 0.30093 | 0.86442 | 0.86883 | 0.85172 | 0.44262 | 1 | 0.68517 | 0.89353 | 0.34948 | 0.197 | 0.99245 | 0.52471 | 0.33863 | 0.99309 | 0.27926 | 0.90516 | 0.35587 | 0.63923 | 0.63632 | 0.7942 | 0.27363 | 0 |  |  |  |  | 19%
Jan | 1 | 19 | Weekend | Sunday | 0.80438 | 0.9213 | 0.82408 | 0.89053 | 1 | 0.89053 | 0.89053 | 0.49385 | 0.89053 | 0.80438 | 0.80438 | 0.8411 | 0.72414 | 0.84273 | 0.26308 | 0.20398 | 0.93544 | 0.58504 | 0.22004 | 0.87138 | 0.1361 | 0.87513 | 0.30384 | 0.49385 | 0.51187 | 0.77328 | 0.39723 | 0.83961 | 0.67135 | 0.9243 | 0.32598 | 0.20281 | 0.97014 | 0.56758 | 0.34075 | 0.99811 | 0.28236 | 0.91224 | 0.36044 | 0.46152 | 0.49214 | 0.67013 | 0.26233 | 0 |  |  |  |  | 20%
Jan | 1 | 20 | Weekend | Sunday | 0.78926 | 0.87944 | 0.80877 | 0.81588 | 1 | 0.81588 | 0.81588 | 0.48074 | 0.81588 | 0.78926 | 0.78926 | 0.84401 | 0.6796 | 0.88203 | 0.27307 | 0.21891 | 0.9338 | 0.52095 | 0.22622 | 0.77094 | 0.13965 | 0.9359 | 0.30893 | 0.48074 | 0.50056 | 0.75412 | 0.48688 | 0.83917 | 0.60868 | 0.98855 | 0.32704 | 0.21684 | 0.96104 | 0.49874 | 0.34211 | 0.82047 | 0.28835 | 0.97648 | 0.36717 | 0.4286 | 0.45897 | 0.63287 | 0.27964 | 0 |  |  |  |  | 21%
Jan | 1 | 21 | Weekend | Sunday | 0.7375 | 0.83081 | 0.78762 | 0.74934 | 1 | 0.74934 | 0.74934 | 0.16928 | 0.74934 | 0.7375 | 0.7375 | 0.84578 | 0.67621 | 0.85422 | 0.25229 | 0.22277 | 0.83759 | 0.52434 | 0.23934 | 0.78724 | 0.1609 | 0.92 | 0.31504 | 0.16928 | 0.20135 | 0.65191 | 0.428 | 0.8376 | 0.60041 | 0.93819 | 0.30217 | 0.22028 | 0.82764 | 0.49468 | 0.34496 | 0.8181 | 0.29641 | 0.95392 | 0.36685 | 0.24095 | 0.30084 | 0.5264 | 0.26572 | 0 |  |  |  |  | 22%
Jan | 1 | 22 | Weekend | Sunday | 0.72446 | 0.81265 | 0.76373 | 0.66898 | 1 | 0.66898 | 0.66898 | 0.13722 | 0.66898 | 0.72446 | 0.72446 | 0.82057 | 0.66952 | 0.83655 | 0.245 | 0.23875 | 0.73616 | 0.43961 | 0.24957 | 0.79546 | 0.15529 | 0.7434 | 0.32009 | 0.13722 | 0.17333 | 0.23406 | 0.51777 | 0.8352 | 0.58435 | 0.79293 | 0.27917 | 0.23588 | 0.6596 | 0.41342 | 0.3458 | 0.8144 | 0.30249 | 0.72142 | 0.36863 | 0.18759 | 0.24836 | 0.31275 | 0.28323 | 0 |  |  |  |  | 23%
Jan | 1 | 23 | Weekend | Sunday | 0.69656 | 0.82455 | 0.74444 | 0.59243 | 1 | 0.59243 | 0.59243 | 0.14103 | 0.59243 | 0.69656 | 0.69656 | 0.84292 | 0.64684 | 0.57979 | 0.22907 | 0.21777 | 0.7078 | 0.46444 | 0.23543 | 0.87177 | 0.14351 | 0.56378 | 0.31581 | 0.14103 | 0.16839 | 0.35622 | 0.56765 | 0.85255 | 0.5496 | 0.51621 | 0.28663 | 0.21615 | 0.52654 | 0.43118 | 0.3473 | 0.85666 | 0.29113 | 0.51122 | 0.37631 | 0.19195 | 0.25071 | 0.46808 | 0.28595 | 0 |  |  |  |  | 24%
Jan | 2 | 24 | Weekday | Monday | 0.68372 | 0.81123 | 0.765 | 0.55583 | 1 | 0.55583 | 0.55583 | 0.14639 | 0.55583 | 0.68372 | 0.68372 | 0.65765 | 0.6351 | 0.33621 | 0.23445 | 0.23738 | 0.65205 | 0.41667 | 0.24043 | 0.68929 | 0.1452 | 0.53408 | 0.32663 | 0.14639 | 0.17601 | 0.29508 | 0.56002 | 0.48733 | 0.53081 | 0.3682 | 0.28797 | 0.23504 | 0.43885 | 0.39198 | 0.34523 | 0.48561 | 0.29343 | 0.47111 | 0.3881 | 0.19267 | 0.25127 | 0.36738 | 0.28166 | 0 |  |  |  |  | 25%
Jan | 2 | 1 | Weekday | Monday | 0.68539 | 0.78058 | 0.75775 | 0.53753 | 1 | 0.53753 | 0.53753 | 0.15242 | 0.53753 | 0.68539 | 0.68539 | 0.18388 | 0.63492 | 0.29064 | 0.23425 | 0.24876 | 0.65649 | 0.47985 | 0.25024 | 0.21506 | 0.15285 | 0.53283 | 0.33292 | 0.15242 | 0.18525 | 0.2887 | 0.60455 | 0.31918 | 0.5276 | 0.33376 | 0.28874 | 0.24589 | 0.42667 | 0.44359 | 0.34716 | 0.33561 | 0.29989 | 0.46954 | 0.39529 | 0.19414 | 0.25273 | 0.34852 | 0.29016 | 0 |  |  |  |  | 26%
Jan | 2 | 2 | Weekday | Monday | 0.69174 | 0.77265 | 0.75523 | 0.52686 | 1 | 0.52686 | 0.52686 | 0.15856 | 0.52686 | 0.69174 | 0.69174 | 0.18352 | 0.63578 | 0.26906 | 0.24308 | 0.26451 | 0.66339 | 0.42652 | 0.263 | 0.21587 | 0.15521 | 0.52963 | 0.3443 | 0.15856 | 0.19679 | 0.29753 | 0.58323 | 0.31964 | 0.52525 | 0.30427 | 0.29182 | 0.26088 | 0.42126 | 0.40315 | 0.35019 | 0.33637 | 0.30492 | 0.46205 | 0.40539 | 0.19561 | 0.25455 | 0.35275 | 0.28396 | 0 |  |  |  |  | 27%
Jan | 2 | 3 | Weekday | Monday | 0.6925 | 0.77355 | 0.7603 | 0.52199 | 1 | 0.52199 | 0.52199 | 0.16517 | 0.52199 | 0.6925 | 0.6925 | 0.18385 | 0.63708 | 0.26505 | 0.24519 | 0.2706 | 0.67359 | 0.49124 | 0.27609 | 0.21585 | 0.16469 | 0.53975 | 0.36088 | 0.16517 | 0.20514 | 0.30884 | 0.62617 | 0.31993 | 0.52399 | 0.30044 | 0.29345 | 0.26657 | 0.41924 | 0.45463 | 0.35259 | 0.33685 | 0.31257 | 0.47248 | 0.42024 | 0.19718 | 0.25587 | 0.36003 | 0.29214 | 0 |  |  |  |  | 28%
Jan | 2 | 4 | Weekday | Monday | 0.69728 | 0.78248 | 0.78285 | 0.536 | 1 | 0.536 | 0.536 | 0.17026 | 0.536 | 0.69728 | 0.69728 | 0.18836 | 0.69405 | 0.29707 | 0.26111 | 0.28289 | 0.71786 | 0.58766 | 0.28732 | 0.22405 | 0.16738 | 0.56486 | 0.37132 | 0.17026 | 0.21405 | 0.35393 | 0.60066 | 0.32784 | 0.59531 | 0.32354 | 0.30633 | 0.27821 | 0.47139 | 0.54892 | 0.35688 | 0.34974 | 0.3186 | 0.49653 | 0.42895 | 0.1984 | 0.25727 | 0.41438 | 0.28556 | 0 |  |  |  |  | 29%
Jan | 2 | 5 | Weekday | Monday | 0.67196 | 0.81744 | 0.83906 | 0.62357 | 1 | 0.62357 | 0.62357 | 0.17708 | 0.62357 | 0.67196 | 0.67196 | 0.67893 | 0.75943 | 0.40265 | 0.29722 | 0.29775 | 0.81757 | 0.75284 | 0.29661 | 0.71384 | 0.17744 | 0.64038 | 0.3963 | 0.17708 | 0.21999 | 0.35761 | 0.63998 | 0.49444 | 0.59551 | 0.41367 | 0.35381 | 0.29255 | 0.58326 | 0.68199 | 0.35752 | 0.49141 | 0.32501 | 0.57668 | 0.45486 | 0.20002 | 0.25821 | 0.41405 | 0.29342 | 0 |  |  |  |  | 30%
Jan | 2 | 6 | Weekday | Monday | 0.7041 | 0.8762 | 0.92118 | 0.72426 | 1 | 0.72426 | 0.72426 | 0.9885 | 0.72426 | 0.7041 | 0.7041 | 0.89011 | 0.86034 | 0.69314 | 0.60254 | 1 | 0.96797 | 0.91926 | 0.96669 | 1 | 0.97847 | 0.88012 | 0.84942 | 0.9885 | 1 | 0.84706 | 0.79591 | 0.83976 | 0.77643 | 0.74698 | 0.41724 | 1 | 0.71302 | 0.8835 | 0.39784 | 1 | 0.44382 | 0.84503 | 0.55274 | 0.39898 | 0.38055 | 0.57032 | 0.36521 | 0 |  |  |  |  | 31%
Jan | 2 | 7 | Weekday | Monday | 0.74651 | 0.89613 | 0.97885 | 0.73627 | 0.0044144 | 0.73627 | 0.73627 | 0.84427 | 0.73627 | 0.74651 | 0.74651 | 0.97238 | 0.92856 | 0.99346 | 0.83564 | 0.92403 | 0.93091 | 0.97515 | 0.96813 | 0.9419 | 1 | 0.97238 | 0.81865 | 0.84427 | 0.8281 | 0.79185 | 0.84877 | 0.9208 | 0.86496 | 0.93113 | 0.49399 | 0.83076 | 0.66884 | 0.95478 | 0.72269 | 0.91762 | 0.79247 | 0.95159 | 0.48012 | 0.39365 | 0.32289 | 0.54906 | 0.53006 | 0 |  |  |  |  | 32%
Jan | 2 | 8 | Weekday | Monday | 0.80095 | 0.92908 | 1 | 0.71895 | 0.0044144 | 0.71895 | 0.71895 | 0.90832 | 0.71895 | 0.80095 | 0.80095 | 0.97768 | 0.95362 | 0.86086 | 1 | 0.98106 | 0.89681 | 0.97346 | 1 | 0.81704 | 0.99314 | 0.9027 | 1 | 0.90832 | 0.8749 | 0.9522 | 0.96133 | 0.90832 | 0.90394 | 0.77787 | 1 | 0.89366 | 0.63073 | 0.95924 | 0.97367 | 0.72834 | 0.98645 | 0.85528 | 0.90258 | 0.58607 | 0.51072 | 0.82135 | 0.77388 | 0 |  |  |  |  | 33%
Jan | 2 | 9 | Weekday | Monday | 0.9026 | 0.94515 | 0.99828 | 0.67984 | 0.0044144 | 0.67984 | 0.67984 | 1 | 0.67984 | 0.9026 | 0.9026 | 0.8442 | 0.9763 | 0.74211 | 0.91405 | 0.86181 | 0.80338 | 1 | 0.9557 | 0.80074 | 0.95589 | 0.84709 | 0.94135 | 1 | 0.9531 | 0.97445 | 1 | 0.74517 | 0.94073 | 0.68819 | 0.96357 | 0.78063 | 0.55744 | 1 | 0.97325 | 0.72869 | 0.98601 | 0.8104 | 0.90235 | 0.84099 | 0.77403 | 0.90838 | 0.93258 | 0 |  |  |  |  | 34%
Jan | 2 | 10 | Weekday | Monday | 0.97833 | 0.96958 | 0.99537 | 0.67031 | 0.0044144 | 0.67031 | 0.67031 | 0.97726 | 0.67031 | 0.97833 | 0.97833 | 0.97646 | 0.98473 | 0.61717 | 0.84658 | 0.81164 | 0.70973 | 0.9791 | 0.93271 | 0.87827 | 0.92435 | 0.68177 | 0.90831 | 0.97726 | 0.92224 | 0.92998 | 0.94361 | 0.90847 | 0.96097 | 0.54686 | 0.91569 | 0.73833 | 0.48121 | 0.98737 | 0.9958 | 0.90559 | 0.99839 | 0.62921 | 0.90209 | 0.87256 | 0.80971 | 0.87853 | 0.93295 | 0 |  |  |  |  | 35%
Jan | 2 | 11 | Weekday | Monday | 1 | 0.98243 | 0.98745 | 0.65661 | 0.0044144 | 0.65661 | 0.65661 | 0.9302 | 0.65661 | 1 | 1 | 0.95513 | 0.99022 | 0.57492 | 0.82469 | 0.78944 | 0.67011 | 0.96689 | 0.89663 | 0.86987 | 0.88966 | 0.66323 | 0.88521 | 0.9302 | 0.86925 | 1 | 0.89329 | 0.92514 | 0.97465 | 0.53869 | 0.91595 | 0.72253 | 0.48171 | 0.97951 | 1 | 0.94643 | 1 | 0.62009 | 0.90136 | 0.87035 | 0.80971 | 1 | 0.93151 | 0 |  |  |  |  | 36%
Jan | 2 | 12 | Weekday | Monday | 0.97537 | 0.97522 | 0.97665 | 0.65712 | 0.0044144 | 0.65712 | 0.65712 | 0.90543 | 0.65712 | 0.97537 | 0.97537 | 0.90793 | 0.96299 | 0.56897 | 0.78212 | 0.79022 | 0.63466 | 0.91847 | 0.87671 | 0.82031 | 0.86672 | 0.64611 | 0.85894 | 0.90543 | 0.84144 | 0.93135 | 0.81033 | 0.90958 | 0.95215 | 0.5401 | 0.86923 | 0.72901 | 0.47146 | 0.92974 | 0.99549 | 0.91348 | 0.99774 | 0.60844 | 0.86086 | 0.86949 | 0.80971 | 0.92658 | 0.84484 | 0 |  |  |  |  | 37%
Jan | 2 | 13 | Weekday | Monday | 0.94575 | 0.97274 | 0.97608 | 0.64297 | 0.0044144 | 0.64297 | 0.64297 | 0.88599 | 0.64297 | 0.94575 | 0.94575 | 0.78862 | 0.99099 | 0.54906 | 0.79748 | 0.74416 | 0.60607 | 0.93907 | 0.86701 | 0.80552 | 0.85212 | 0.63617 | 0.85809 | 0.88599 | 0.82062 | 0.91177 | 0.8423 | 0.74561 | 0.98638 | 0.51292 | 0.91415 | 0.68827 | 0.46222 | 0.9588 | 0.97227 | 0.9064 | 0.98449 | 0.60122 | 0.90083 | 0.86905 | 0.80971 | 0.91393 | 0.9304 | 0 |  |  |  |  | 38%
Jan | 2 | 14 | Weekday | Monday | 0.92953 | 0.97538 | 0.96437 | 0.65316 | 0.0044144 | 0.65316 | 0.65316 | 0.87477 | 0.65316 | 0.92953 | 0.92953 | 0.77294 | 0.99012 | 0.54196 | 0.79223 | 0.70499 | 0.59087 | 0.93398 | 0.8518 | 0.70965 | 0.84014 | 0.62888 | 0.84531 | 0.87477 | 0.80982 | 0.89452 | 0.83679 | 0.74561 | 0.9893 | 0.50346 | 0.91356 | 0.65277 | 0.45778 | 0.95272 | 0.97223 | 0.72939 | 0.98451 | 0.59511 | 0.90077 | 0.86989 | 0.80971 | 0.89847 | 0.93089 | 0 |  |  |  |  | 39%
Jan | 2 | 15 | Weekday | Monday | 0.90456 | 0.97779 | 0.95259 | 0.69464 | 1 | 0.69464 | 0.69464 | 0.86637 | 0.69464 | 0.90456 | 0.90456 | 0.81571 | 0.99072 | 0.53052 | 0.79752 | 0.70713 | 0.62439 | 0.89179 | 0.84779 | 0.72394 | 0.81803 | 0.62701 | 0.84888 | 0.86637 | 0.80338 | 0.88174 | 0.84088 | 0.74534 | 0.98951 | 0.4845 | 0.91365 | 0.65543 | 0.49203 | 0.91833 | 0.96046 | 0.7289 | 0.96729 | 0.58894 | 0.90064 | 0.87137 | 0.80971 | 0.88537 | 0.93036 | 0 |  |  |  |  | 40%
Jan | 2 | 16 | Weekday | Monday | 0.90538 | 1 | 0.94618 | 0.81766 | 1 | 0.81766 | 0.81766 | 0.92262 | 0.81766 | 0.90538 | 0.90538 | 0.98329 | 1 | 0.55779 | 0.86446 | 0.77584 | 0.81847 | 0.92278 | 0.85928 | 0.75964 | 0.80094 | 0.6513 | 0.94124 | 0.92262 | 0.88392 | 0.90827 | 0.91129 | 0.96078 | 0.99926 | 0.56915 | 0.98939 | 0.7229 | 0.75036 | 0.94957 | 0.98847 | 0.77797 | 0.97912 | 0.67332 | 1 | 0.93977 | 0.91062 | 0.91726 | 1 | 0 |  |  |  |  | 41%
Jan | 2 | 17 | Weekday | Monday | 0.89116 | 0.99475 | 0.9335 | 0.97593 | 1 | 0.97593 | 0.97593 | 0.984 | 0.97593 | 0.89116 | 0.89116 | 1 | 0.99998 | 0.6803 | 0.81841 | 0.79621 | 0.96373 | 0.93974 | 0.75361 | 0.88297 | 0.76777 | 0.77353 | 0.80963 | 0.984 | 0.96802 | 0.92878 | 0.52225 | 0.99972 | 1 | 0.70584 | 0.90809 | 0.74305 | 0.9505 | 0.97247 | 0.76193 | 0.99286 | 0.82306 | 0.80923 | 0.75399 | 1 | 1 | 0.93518 | 0.45021 | 0 |  |  |  |  | 42%
Jan | 2 | 18 | Weekday | Monday | 0.84059 | 0.97027 | 0.90815 | 1 | 1 | 1 | 1 | 0.87073 | 1 | 0.84059 | 0.84059 | 0.99721 | 0.81169 | 0.88607 | 0.69913 | 0.68341 | 1 | 0.6069 | 0.77477 | 0.89018 | 0.77818 | 0.86233 | 0.74488 | 0.87073 | 0.86165 | 0.93736 | 0.41106 | 0.99992 | 0.78328 | 0.89855 | 0.72125 | 0.6267 | 1 | 0.6139 | 0.76201 | 0.99296 | 0.82321 | 0.87688 | 0.63251 | 0.79593 | 0.79005 | 0.9335 | 0.26319 | 0 |  |  |  |  | 43%
Jan | 2 | 19 | Weekday | Monday | 0.80498 | 0.95389 | 0.88925 | 0.96174 | 1 | 0.96174 | 0.96174 | 0.87696 | 0.96174 | 0.80498 | 0.80498 | 0.86524 | 0.8077 | 0.85028 | 0.69089 | 0.68761 | 0.98454 | 0.61348 | 0.7885 | 0.89762 | 0.77633 | 0.87062 | 0.75373 | 0.87696 | 0.87291 | 0.89115 | 0.4924 | 0.8383 | 0.77466 | 0.91901 | 0.69856 | 0.62943 | 0.97675 | 0.61657 | 0.76289 | 0.99603 | 0.82372 | 0.89868 | 0.63226 | 0.7693 | 0.76265 | 0.86018 | 0.27899 | 0 |  |  |  |  | 44%
Jan | 2 | 20 | Weekday | Monday | 0.78873 | 0.90729 | 0.87079 | 0.88794 | 1 | 0.88794 | 0.88794 | 0.85181 | 0.88794 | 0.78873 | 0.78873 | 0.86008 | 0.7204 | 0.89854 | 0.60866 | 0.67102 | 0.98019 | 0.56272 | 0.79883 | 0.79645 | 0.78694 | 0.94843 | 0.73205 | 0.85181 | 0.85245 | 0.82965 | 0.4491 | 0.83799 | 0.66264 | 1 | 0.55872 | 0.60908 | 0.96727 | 0.53974 | 0.76285 | 0.81864 | 0.8238 | 0.98367 | 0.59152 | 0.70792 | 0.70101 | 0.76462 | 0.26791 | 0 |  |  |  |  | 45%
Jan | 2 | 21 | Weekday | Monday | 0.73381 | 0.84936 | 0.84591 | 0.80807 | 1 | 0.80807 | 0.80807 | 0.28828 | 0.80807 | 0.73381 | 0.73381 | 0.86367 | 0.69285 | 0.94908 | 0.60447 | 0.68688 | 0.88212 | 0.47424 | 0.21656 | 0.80756 | 0.12675 | 0.91924 | 0.73749 | 0.28828 | 0.31268 | 0.65384 | 0.52685 | 0.83671 | 0.62728 | 0.97469 | 0.53382 | 0.6228 | 0.83359 | 0.45615 | 0.33537 | 0.81677 | 0.27181 | 0.92794 | 0.59216 | 0.3341 | 0.38099 | 0.54857 | 0.28325 | 0 |  |  |  |  | 46%
Jan | 2 | 22 | Weekday | Monday | 0.7299 | 0.81837 | 0.81815 | 0.70127 | 1 | 0.70127 | 0.70127 | 0.13047 | 0.70127 | 0.7299 | 0.7299 | 0.84045 | 0.64944 | 0.76891 | 0.25517 | 0.1941 | 0.77738 | 0.39252 | 0.21253 | 0.81553 | 0.12632 | 0.71224 | 0.32085 | 0.13047 | 0.16269 | 0.24129 | 0.47689 | 0.83523 | 0.57154 | 0.7514 | 0.34059 | 0.19365 | 0.66511 | 0.37 | 0.33584 | 0.81458 | 0.27388 | 0.68608 | 0.39093 | 0.1888 | 0.24917 | 0.32446 | 0.271 | 0 |  |  |  |  | 47%
Jan | 2 | 23 | Weekday | Monday | 0.70229 | 0.83147 | 0.79605 | 0.60944 | 1 | 0.60944 | 0.60944 | 0.14103 | 0.60944 | 0.70229 | 0.70229 | 0.84292 | 0.64684 | 0.57979 | 0.22907 | 0.21777 | 0.7078 | 0.46444 | 0.23543 | 0.87177 | 0.14351 | 0.56378 | 0.31581 | 0.14103 | 0.16839 | 0.35622 | 0.56765 | 0.85255 | 0.5496 | 0.51621 | 0.28663 | 0.21615 | 0.52654 | 0.43118 | 0.3473 | 0.85666 | 0.29113 | 0.51122 | 0.37631 | 0.19195 | 0.25071 | 0.46808 | 0.28595 | 0 |  |  |  |  | 48%
Jan | 3 | 24 | Weekday | Tuesday | 0.68372 | 0.81123 | 0.765 | 0.55583 | 1 | 0.55583 | 0.55583 | 0.14639 | 0.55583 | 0.68372 | 0.68372 | 0.65765 | 0.6351 | 0.33621 | 0.23445 | 0.23738 | 0.65205 | 0.41667 | 0.24043 | 0.68929 | 0.1452 | 0.53408 | 0.32663 | 0.14639 | 0.17601 | 0.29508 | 0.56002 | 0.48733 | 0.53081 | 0.3682 | 0.28797 | 0.23504 | 0.43885 | 0.39198 | 0.34523 | 0.48561 | 0.29343 | 0.47111 | 0.3881 | 0.19267 | 0.25127 | 0.36738 | 0.28166 | 0 |  |  |  |  | 49%
Jan | 3 | 1 | Weekday | Tuesday | 0.68539 | 0.78058 | 0.75775 | 0.53753 | 1 | 0.53753 | 0.53753 | 0.15242 | 0.53753 | 0.68539 | 0.68539 | 0.18388 | 0.63492 | 0.29064 | 0.23425 | 0.24876 | 0.65649 | 0.47985 | 0.25024 | 0.21506 | 0.15285 | 0.53283 | 0.33292 | 0.15242 | 0.18525 | 0.2887 | 0.60455 | 0.31918 | 0.5276 | 0.33376 | 0.28874 | 0.24589 | 0.42667 | 0.44359 | 0.34716 | 0.33561 | 0.29989 | 0.46954 | 0.39529 | 0.19414 | 0.25273 | 0.34852 | 0.29016 | 0 |  |  |  |  | 50%
Jan | 3 | 2 | Weekday | Tuesday | 0.69174 | 0.77265 | 0.75523 | 0.52686 | 1 | 0.52686 | 0.52686 | 0.15856 | 0.52686 | 0.69174 | 0.69174 | 0.18352 | 0.63578 | 0.26906 | 0.24308 | 0.26451 | 0.66339 | 0.42652 | 0.263 | 0.21587 | 0.15521 | 0.52963 | 0.3443 | 0.15856 | 0.19679 | 0.29753 | 0.58323 | 0.31964 | 0.52525 | 0.30427 | 0.29182 | 0.26088 | 0.42126 | 0.40315 | 0.35019 | 0.33637 | 0.30492 | 0.46205 | 0.40539 | 0.19561 | 0.25455 | 0.35275 | 0.28396 | 0 |  |  |  |  | 51%
Jan | 3 | 3 | Weekday | Tuesday | 0.6925 | 0.77355 | 0.7603 | 0.52199 | 1 | 0.52199 | 0.52199 | 0.16517 | 0.52199 | 0.6925 | 0.6925 | 0.18385 | 0.63708 | 0.26505 | 0.24519 | 0.2706 | 0.67359 | 0.49124 | 0.27609 | 0.21585 | 0.16469 | 0.53975 | 0.36088 | 0.16517 | 0.20514 | 0.30884 | 0.62617 | 0.31993 | 0.52399 | 0.30044 | 0.29345 | 0.26657 | 0.41924 | 0.45463 | 0.35259 | 0.33685 | 0.31257 | 0.47248 | 0.42024 | 0.19718 | 0.25587 | 0.36003 | 0.29214 | 0 |  |  |  |  | 52%
Jan | 3 | 4 | Weekday | Tuesday | 0.69728 | 0.78248 | 0.78285 | 0.536 | 1 | 0.536 | 0.536 | 0.17026 | 0.536 | 0.69728 | 0.69728 | 0.18836 | 0.69405 | 0.29707 | 0.26111 | 0.28289 | 0.71786 | 0.58766 | 0.28732 | 0.22405 | 0.16738 | 0.56486 | 0.37132 | 0.17026 | 0.21405 | 0.35393 | 0.60066 | 0.32784 | 0.59531 | 0.32354 | 0.30633 | 0.27821 | 0.47139 | 0.54892 | 0.35688 | 0.34974 | 0.3186 | 0.49653 | 0.42895 | 0.1984 | 0.25727 | 0.41438 | 0.28556 | 0 |  |  |  |  | 53%
Jan | 3 | 5 | Weekday | Tuesday | 0.67196 | 0.81744 | 0.83906 | 0.62357 | 1 | 0.62357 | 0.62357 | 0.17708 | 0.62357 | 0.67196 | 0.67196 | 0.67893 | 0.75943 | 0.40265 | 0.29722 | 0.29775 | 0.81757 | 0.75284 | 0.29661 | 0.71384 | 0.17744 | 0.64038 | 0.3963 | 0.17708 | 0.21999 | 0.35761 | 0.63998 | 0.49444 | 0.59551 | 0.41367 | 0.35381 | 0.29255 | 0.58326 | 0.68199 | 0.35752 | 0.49141 | 0.32501 | 0.57668 | 0.45486 | 0.20002 | 0.25821 | 0.41405 | 0.29342 | 0 |  |  |  |  | 54%
Jan | 3 | 6 | Weekday | Tuesday | 0.7041 | 0.8762 | 0.92118 | 0.72426 | 1 | 0.72426 | 0.72426 | 0.9885 | 0.72426 | 0.7041 | 0.7041 | 0.89011 | 0.86034 | 0.69314 | 0.60254 | 1 | 0.96797 | 0.91926 | 0.96669 | 1 | 0.97847 | 0.88012 | 0.84942 | 0.9885 | 1 | 0.84706 | 0.79591 | 0.83976 | 0.77643 | 0.74698 | 0.41724 | 1 | 0.71302 | 0.8835 | 0.39784 | 1 | 0.44382 | 0.84503 | 0.55274 | 0.39898 | 0.38055 | 0.57032 | 0.36521 | 0 |  |  |  |  | 55%
Jan | 3 | 7 | Weekday | Tuesday | 0.74651 | 0.89613 | 0.97885 | 0.73627 | 0.0044144 | 0.73627 | 0.73627 | 0.84427 | 0.73627 | 0.74651 | 0.74651 | 0.97238 | 0.92856 | 0.99346 | 0.83564 | 0.92403 | 0.93091 | 0.97515 | 0.96813 | 0.9419 | 1 | 0.97238 | 0.81865 | 0.84427 | 0.8281 | 0.79185 | 0.84877 | 0.9208 | 0.86496 | 0.93113 | 0.49399 | 0.83076 | 0.66884 | 0.95478 | 0.72269 | 0.91762 | 0.79247 | 0.95159 | 0.48012 | 0.39365 | 0.32289 | 0.54906 | 0.53006 | 0 |  |  |  |  | 56%
Jan | 3 | 8 | Weekday | Tuesday | 0.80095 | 0.92908 | 1 | 0.71895 | 0.0044144 | 0.71895 | 0.71895 | 0.90832 | 0.71895 | 0.80095 | 0.80095 | 0.97768 | 0.95362 | 0.86086 | 1 | 0.98106 | 0.89681 | 0.97346 | 1 | 0.81704 | 0.99314 | 0.9027 | 1 | 0.90832 | 0.8749 | 0.9522 | 0.96133 | 0.90832 | 0.90394 | 0.77787 | 1 | 0.89366 | 0.63073 | 0.95924 | 0.97367 | 0.72834 | 0.98645 | 0.85528 | 0.90258 | 0.58607 | 0.51072 | 0.82135 | 0.77388 | 0 |  |  |  |  | 57%
Jan | 3 | 9 | Weekday | Tuesday | 0.9026 | 0.94515 | 0.99828 | 0.67984 | 0.0044144 | 0.67984 | 0.67984 | 1 | 0.67984 | 0.9026 | 0.9026 | 0.8442 | 0.9763 | 0.74211 | 0.91405 | 0.86181 | 0.80338 | 1 | 0.9557 | 0.80074 | 0.95589 | 0.84709 | 0.94135 | 1 | 0.9531 | 0.97445 | 1 | 0.74517 | 0.94073 | 0.68819 | 0.96357 | 0.78063 | 0.55744 | 1 | 0.97325 | 0.72869 | 0.98601 | 0.8104 | 0.90235 | 0.84099 | 0.77403 | 0.90838 | 0.93258 | 0 |  |  |  |  | 58%
Jan | 3 | 10 | Weekday | Tuesday | 0.97833 | 0.96958 | 0.99537 | 0.67031 | 0.0044144 | 0.67031 | 0.67031 | 0.97726 | 0.67031 | 0.97833 | 0.97833 | 0.97646 | 0.98473 | 0.61717 | 0.84658 | 0.81164 | 0.70973 | 0.9791 | 0.93271 | 0.87827 | 0.92435 | 0.68177 | 0.90831 | 0.97726 | 0.92224 | 0.92998 | 0.94361 | 0.90847 | 0.96097 | 0.54686 | 0.91569 | 0.73833 | 0.48121 | 0.98737 | 0.9958 | 0.90559 | 0.99839 | 0.62921 | 0.90209 | 0.87256 | 0.80971 | 0.87853 | 0.93295 | 0 |  |  |  |  | 59%
Jan | 3 | 11 | Weekday | Tuesday | 1 | 0.98243 | 0.98745 | 0.65661 | 0.0044144 | 0.65661 | 0.65661 | 0.9302 | 0.65661 | 1 | 1 | 0.95513 | 0.99022 | 0.57492 | 0.82469 | 0.78944 | 0.67011 | 0.96689 | 0.89663 | 0.86987 | 0.88966 | 0.66323 | 0.88521 | 0.9302 | 0.86925 | 1 | 0.89329 | 0.92514 | 0.97465 | 0.53869 | 0.91595 | 0.72253 | 0.48171 | 0.97951 | 1 | 0.94643 | 1 | 0.62009 | 0.90136 | 0.87035 | 0.80971 | 1 | 0.93151 | 0 |  |  |  |  | 60%
Jan | 3 | 12 | Weekday | Tuesday | 0.97537 | 0.97522 | 0.97665 | 0.65712 | 0.0044144 | 0.65712 | 0.65712 | 0.90543 | 0.65712 | 0.97537 | 0.97537 | 0.90793 | 0.96299 | 0.56897 | 0.78212 | 0.79022 | 0.63466 | 0.91847 | 0.87671 | 0.82031 | 0.86672 | 0.64611 | 0.85894 | 0.90543 | 0.84144 | 0.93135 | 0.81033 | 0.90958 | 0.95215 | 0.5401 | 0.86923 | 0.72901 | 0.47146 | 0.92974 | 0.99549 | 0.91348 | 0.99774 | 0.60844 | 0.86086 | 0.86949 | 0.80971 | 0.92658 | 0.84484 | 0 |  |  |  |  | 61%
Jan | 3 | 13 | Weekday | Tuesday | 0.94575 | 0.97274 | 0.97608 | 0.64297 | 0.0044144 | 0.64297 | 0.64297 | 0.88599 | 0.64297 | 0.94575 | 0.94575 | 0.78862 | 0.99099 | 0.54906 | 0.79748 | 0.74416 | 0.60607 | 0.93907 | 0.86701 | 0.80552 | 0.85212 | 0.63617 | 0.85809 | 0.88599 | 0.82062 | 0.91177 | 0.8423 | 0.74561 | 0.98638 | 0.51292 | 0.91415 | 0.68827 | 0.46222 | 0.9588 | 0.97227 | 0.9064 | 0.98449 | 0.60122 | 0.90083 | 0.86905 | 0.80971 | 0.91393 | 0.9304 | 0 |  |  |  |  | 62%
Jan | 3 | 14 | Weekday | Tuesday | 0.92953 | 0.97538 | 0.96437 | 0.65316 | 0.0044144 | 0.65316 | 0.65316 | 0.87477 | 0.65316 | 0.92953 | 0.92953 | 0.77294 | 0.99012 | 0.54196 | 0.79223 | 0.70499 | 0.59087 | 0.93398 | 0.8518 | 0.70965 | 0.84014 | 0.62888 | 0.84531 | 0.87477 | 0.80982 | 0.89452 | 0.83679 | 0.74561 | 0.9893 | 0.50346 | 0.91356 | 0.65277 | 0.45778 | 0.95272 | 0.97223 | 0.72939 | 0.98451 | 0.59511 | 0.90077 | 0.86989 | 0.80971 | 0.89847 | 0.93089 | 0 |  |  |  |  | 63%
Jan | 3 | 15 | Weekday | Tuesday | 0.90456 | 0.97779 | 0.95259 | 0.69464 | 1 | 0.69464 | 0.69464 | 0.86637 | 0.69464 | 0.90456 | 0.90456 | 0.81571 | 0.99072 | 0.53052 | 0.79752 | 0.70713 | 0.62439 | 0.89179 | 0.84779 | 0.72394 | 0.81803 | 0.62701 | 0.84888 | 0.86637 | 0.80338 | 0.88174 | 0.84088 | 0.74534 | 0.98951 | 0.4845 | 0.91365 | 0.65543 | 0.49203 | 0.91833 | 0.96046 | 0.7289 | 0.96729 | 0.58894 | 0.90064 | 0.87137 | 0.80971 | 0.88537 | 0.93036 | 0 |  |  |  |  | 64%
Jan | 3 | 16 | Weekday | Tuesday | 0.90538 | 1 | 0.94618 | 0.81766 | 1 | 0.81766 | 0.81766 | 0.92262 | 0.81766 | 0.90538 | 0.90538 | 0.98329 | 1 | 0.55779 | 0.86446 | 0.77584 | 0.81847 | 0.92278 | 0.85928 | 0.75964 | 0.80094 | 0.6513 | 0.94124 | 0.92262 | 0.88392 | 0.90827 | 0.91129 | 0.96078 | 0.99926 | 0.56915 | 0.98939 | 0.7229 | 0.75036 | 0.94957 | 0.98847 | 0.77797 | 0.97912 | 0.67332 | 1 | 0.93977 | 0.91062 | 0.91726 | 1 | 0 |  |  |  |  | 65%
Jan | 3 | 17 | Weekday | Tuesday | 0.89116 | 0.99475 | 0.9335 | 0.97593 | 1 | 0.97593 | 0.97593 | 0.984 | 0.97593 | 0.89116 | 0.89116 | 1 | 0.99998 | 0.6803 | 0.81841 | 0.79621 | 0.96373 | 0.93974 | 0.75361 | 0.88297 | 0.76777 | 0.77353 | 0.80963 | 0.984 | 0.96802 | 0.92878 | 0.52225 | 0.99972 | 1 | 0.70584 | 0.90809 | 0.74305 | 0.9505 | 0.97247 | 0.76193 | 0.99286 | 0.82306 | 0.80923 | 0.75399 | 1 | 1 | 0.93518 | 0.45021 | 0 |  |  |  |  | 66%
Jan | 3 | 18 | Weekday | Tuesday | 0.84059 | 0.97027 | 0.90815 | 1 | 1 | 1 | 1 | 0.87073 | 1 | 0.84059 | 0.84059 | 0.99721 | 0.81169 | 0.88607 | 0.69913 | 0.68341 | 1 | 0.6069 | 0.77477 | 0.89018 | 0.77818 | 0.86233 | 0.74488 | 0.87073 | 0.86165 | 0.93736 | 0.41106 | 0.99992 | 0.78328 | 0.89855 | 0.72125 | 0.6267 | 1 | 0.6139 | 0.76201 | 0.99296 | 0.82321 | 0.87688 | 0.63251 | 0.79593 | 0.79005 | 0.9335 | 0.26319 | 0 |  |  |  |  | 67%
Jan | 3 | 19 | Weekday | Tuesday | 0.80498 | 0.95389 | 0.88925 | 0.96174 | 1 | 0.96174 | 0.96174 | 0.87696 | 0.96174 | 0.80498 | 0.80498 | 0.86524 | 0.8077 | 0.85028 | 0.69089 | 0.68761 | 0.98454 | 0.61348 | 0.7885 | 0.89762 | 0.77633 | 0.87062 | 0.75373 | 0.87696 | 0.87291 | 0.89115 | 0.4924 | 0.8383 | 0.77466 | 0.91901 | 0.69856 | 0.62943 | 0.97675 | 0.61657 | 0.76289 | 0.99603 | 0.82372 | 0.89868 | 0.63226 | 0.7693 | 0.76265 | 0.86018 | 0.27899 | 0 |  |  |  |  | 68%
Jan | 3 | 20 | Weekday | Tuesday | 0.78873 | 0.90729 | 0.87079 | 0.88794 | 1 | 0.88794 | 0.88794 | 0.85181 | 0.88794 | 0.78873 | 0.78873 | 0.86008 | 0.7204 | 0.89854 | 0.60866 | 0.67102 | 0.98019 | 0.56272 | 0.79883 | 0.79645 | 0.78694 | 0.94843 | 0.73205 | 0.85181 | 0.85245 | 0.82965 | 0.4491 | 0.83799 | 0.66264 | 1 | 0.55872 | 0.60908 | 0.96727 | 0.53974 | 0.76285 | 0.81864 | 0.8238 | 0.98367 | 0.59152 | 0.70792 | 0.70101 | 0.76462 | 0.26791 | 0 |  |  |  |  | 69%
Jan | 3 | 21 | Weekday | Tuesday | 0.73381 | 0.84936 | 0.84591 | 0.80807 | 1 | 0.80807 | 0.80807 | 0.28828 | 0.80807 | 0.73381 | 0.73381 | 0.86367 | 0.69285 | 0.94908 | 0.60447 | 0.68688 | 0.88212 | 0.47424 | 0.21656 | 0.80756 | 0.12675 | 0.91924 | 0.73749 | 0.28828 | 0.31268 | 0.65384 | 0.52685 | 0.83671 | 0.62728 | 0.97469 | 0.53382 | 0.6228 | 0.83359 | 0.45615 | 0.33537 | 0.81677 | 0.27181 | 0.92794 | 0.59216 | 0.3341 | 0.38099 | 0.54857 | 0.28325 | 0 |  |  |  |  | 70%
Jan | 3 | 22 | Weekday | Tuesday | 0.7299 | 0.81837 | 0.81815 | 0.70127 | 1 | 0.70127 | 0.70127 | 0.13047 | 0.70127 | 0.7299 | 0.7299 | 0.84045 | 0.64944 | 0.76891 | 0.25517 | 0.1941 | 0.77738 | 0.39252 | 0.21253 | 0.81553 | 0.12632 | 0.71224 | 0.32085 | 0.13047 | 0.16269 | 0.24129 | 0.47689 | 0.83523 | 0.57154 | 0.7514 | 0.34059 | 0.19365 | 0.66511 | 0.37 | 0.33584 | 0.81458 | 0.27388 | 0.68608 | 0.39093 | 0.1888 | 0.24917 | 0.32446 | 0.271 | 0 |  |  |  |  | 71%
Jan | 3 | 23 | Weekday | Tuesday | 0.70229 | 0.83147 | 0.79605 | 0.60944 | 1 | 0.60944 | 0.60944 | 0.14103 | 0.60944 | 0.70229 | 0.70229 | 0.84292 | 0.64684 | 0.57979 | 0.22907 | 0.21777 | 0.7078 | 0.46444 | 0.23543 | 0.87177 | 0.14351 | 0.56378 | 0.31581 | 0.14103 | 0.16839 | 0.35622 | 0.56765 | 0.85255 | 0.5496 | 0.51621 | 0.28663 | 0.21615 | 0.52654 | 0.43118 | 0.3473 | 0.85666 | 0.29113 | 0.51122 | 0.37631 | 0.19195 | 0.25071 | 0.46808 | 0.28595 | 0 |  |  |  |  | 72%
Jan | 4 | 24 | Weekday | Wednesday | 0.68372 | 0.81123 | 0.765 | 0.55583 | 1 | 0.55583 | 0.55583 | 0.14639 | 0.55583 | 0.68372 | 0.68372 | 0.65765 | 0.6351 | 0.33621 | 0.23445 | 0.23738 | 0.65205 | 0.41667 | 0.24043 | 0.68929 | 0.1452 | 0.53408 | 0.32663 | 0.14639 | 0.17601 | 0.29508 | 0.56002 | 0.48733 | 0.53081 | 0.3682 | 0.28797 | 0.23504 | 0.43885 | 0.39198 | 0.34523 | 0.48561 | 0.29343 | 0.47111 | 0.3881 | 0.19267 | 0.25127 | 0.36738 | 0.28166 | 0 |  |  |  |  | 73%
Jan | 4 | 1 | Weekday | Wednesday | 0.68539 | 0.78058 | 0.75775 | 0.53753 | 1 | 0.53753 | 0.53753 | 0.15242 | 0.53753 | 0.68539 | 0.68539 | 0.18388 | 0.63492 | 0.29064 | 0.23425 | 0.24876 | 0.65649 | 0.47985 | 0.25024 | 0.21506 | 0.15285 | 0.53283 | 0.33292 | 0.15242 | 0.18525 | 0.2887 | 0.60455 | 0.31918 | 0.5276 | 0.33376 | 0.28874 | 0.24589 | 0.42667 | 0.44359 | 0.34716 | 0.33561 | 0.29989 | 0.46954 | 0.39529 | 0.19414 | 0.25273 | 0.34852 | 0.29016 | 0 |  |  |  |  | 74%
Jan | 4 | 2 | Weekday | Wednesday | 0.69174 | 0.77265 | 0.75523 | 0.52686 | 1 | 0.52686 | 0.52686 | 0.15856 | 0.52686 | 0.69174 | 0.69174 | 0.18352 | 0.63578 | 0.26906 | 0.24308 | 0.26451 | 0.66339 | 0.42652 | 0.263 | 0.21587 | 0.15521 | 0.52963 | 0.3443 | 0.15856 | 0.19679 | 0.29753 | 0.58323 | 0.31964 | 0.52525 | 0.30427 | 0.29182 | 0.26088 | 0.42126 | 0.40315 | 0.35019 | 0.33637 | 0.30492 | 0.46205 | 0.40539 | 0.19561 | 0.25455 | 0.35275 | 0.28396 | 0 |  |  |  |  | 75%
Jan | 4 | 3 | Weekday | Wednesday | 0.6925 | 0.77355 | 0.7603 | 0.52199 | 1 | 0.52199 | 0.52199 | 0.16517 | 0.52199 | 0.6925 | 0.6925 | 0.18385 | 0.63708 | 0.26505 | 0.24519 | 0.2706 | 0.67359 | 0.49124 | 0.27609 | 0.21585 | 0.16469 | 0.53975 | 0.36088 | 0.16517 | 0.20514 | 0.30884 | 0.62617 | 0.31993 | 0.52399 | 0.30044 | 0.29345 | 0.26657 | 0.41924 | 0.45463 | 0.35259 | 0.33685 | 0.31257 | 0.47248 | 0.42024 | 0.19718 | 0.25587 | 0.36003 | 0.29214 | 0 |  |  |  |  | 76%
Jan | 4 | 4 | Weekday | Wednesday | 0.69728 | 0.78248 | 0.78285 | 0.536 | 1 | 0.536 | 0.536 | 0.17026 | 0.536 | 0.69728 | 0.69728 | 0.18836 | 0.69405 | 0.29707 | 0.26111 | 0.28289 | 0.71786 | 0.58766 | 0.28732 | 0.22405 | 0.16738 | 0.56486 | 0.37132 | 0.17026 | 0.21405 | 0.35393 | 0.60066 | 0.32784 | 0.59531 | 0.32354 | 0.30633 | 0.27821 | 0.47139 | 0.54892 | 0.35688 | 0.34974 | 0.3186 | 0.49653 | 0.42895 | 0.1984 | 0.25727 | 0.41438 | 0.28556 | 0 |  |  |  |  | 77%
Jan | 4 | 5 | Weekday | Wednesday | 0.67196 | 0.81744 | 0.83906 | 0.62357 | 1 | 0.62357 | 0.62357 | 0.17708 | 0.62357 | 0.67196 | 0.67196 | 0.67893 | 0.75943 | 0.40265 | 0.29722 | 0.29775 | 0.81757 | 0.75284 | 0.29661 | 0.71384 | 0.17744 | 0.64038 | 0.3963 | 0.17708 | 0.21999 | 0.35761 | 0.63998 | 0.49444 | 0.59551 | 0.41367 | 0.35381 | 0.29255 | 0.58326 | 0.68199 | 0.35752 | 0.49141 | 0.32501 | 0.57668 | 0.45486 | 0.20002 | 0.25821 | 0.41405 | 0.29342 | 0 |  |  |  |  | 78%
Jan | 4 | 6 | Weekday | Wednesday | 0.7041 | 0.8762 | 0.92118 | 0.72426 | 1 | 0.72426 | 0.72426 | 0.9885 | 0.72426 | 0.7041 | 0.7041 | 0.89011 | 0.86034 | 0.69314 | 0.60254 | 1 | 0.96797 | 0.91926 | 0.96669 | 1 | 0.97847 | 0.88012 | 0.84942 | 0.9885 | 1 | 0.84706 | 0.79591 | 0.83976 | 0.77643 | 0.74698 | 0.41724 | 1 | 0.71302 | 0.8835 | 0.39784 | 1 | 0.44382 | 0.84503 | 0.55274 | 0.39898 | 0.38055 | 0.57032 | 0.36521 | 0 |  |  |  |  | 79%
Jan | 4 | 7 | Weekday | Wednesday | 0.74651 | 0.89613 | 0.97885 | 0.73627 | 0.0044144 | 0.73627 | 0.73627 | 0.84427 | 0.73627 | 0.74651 | 0.74651 | 0.97238 | 0.92856 | 0.99346 | 0.83564 | 0.92403 | 0.93091 | 0.97515 | 0.96813 | 0.9419 | 1 | 0.97238 | 0.81865 | 0.84427 | 0.8281 | 0.79185 | 0.84877 | 0.9208 | 0.86496 | 0.93113 | 0.49399 | 0.83076 | 0.66884 | 0.95478 | 0.72269 | 0.91762 | 0.79247 | 0.95159 | 0.48012 | 0.39365 | 0.32289 | 0.54906 | 0.53006 | 0 |  |  |  |  | 80%
Jan | 4 | 8 | Weekday | Wednesday | 0.80095 | 0.92908 | 1 | 0.71895 | 0.0044144 | 0.71895 | 0.71895 | 0.90832 | 0.71895 | 0.80095 | 0.80095 | 0.97768 | 0.95362 | 0.86086 | 1 | 0.98106 | 0.89681 | 0.97346 | 1 | 0.81704 | 0.99314 | 0.9027 | 1 | 0.90832 | 0.8749 | 0.9522 | 0.96133 | 0.90832 | 0.90394 | 0.77787 | 1 | 0.89366 | 0.63073 | 0.95924 | 0.97367 | 0.72834 | 0.98645 | 0.85528 | 0.90258 | 0.58607 | 0.51072 | 0.82135 | 0.77388 | 0 |  |  |  |  | 81%
Jan | 4 | 9 | Weekday | Wednesday | 0.9026 | 0.94515 | 0.99828 | 0.67984 | 0.0044144 | 0.67984 | 0.67984 | 1 | 0.67984 | 0.9026 | 0.9026 | 0.8442 | 0.9763 | 0.74211 | 0.91405 | 0.86181 | 0.80338 | 1 | 0.9557 | 0.80074 | 0.95589 | 0.84709 | 0.94135 | 1 | 0.9531 | 0.97445 | 1 | 0.74517 | 0.94073 | 0.68819 | 0.96357 | 0.78063 | 0.55744 | 1 | 0.97325 | 0.72869 | 0.98601 | 0.8104 | 0.90235 | 0.84099 | 0.77403 | 0.90838 | 0.93258 | 0 |  |  |  |  | 82%
Jan | 4 | 10 | Weekday | Wednesday | 0.97833 | 0.96958 | 0.99537 | 0.67031 | 0.0044144 | 0.67031 | 0.67031 | 0.97726 | 0.67031 | 0.97833 | 0.97833 | 0.97646 | 0.98473 | 0.61717 | 0.84658 | 0.81164 | 0.70973 | 0.9791 | 0.93271 | 0.87827 | 0.92435 | 0.68177 | 0.90831 | 0.97726 | 0.92224 | 0.92998 | 0.94361 | 0.90847 | 0.96097 | 0.54686 | 0.91569 | 0.73833 | 0.48121 | 0.98737 | 0.9958 | 0.90559 | 0.99839 | 0.62921 | 0.90209 | 0.87256 | 0.80971 | 0.87853 | 0.93295 | 0 |  |  |  |  | 83%
Jan | 4 | 11 | Weekday | Wednesday | 1 | 0.98243 | 0.98745 | 0.65661 | 0.0044144 | 0.65661 | 0.65661 | 0.9302 | 0.65661 | 1 | 1 | 0.95513 | 0.99022 | 0.57492 | 0.82469 | 0.78944 | 0.67011 | 0.96689 | 0.89663 | 0.86987 | 0.88966 | 0.66323 | 0.88521 | 0.9302 | 0.86925 | 1 | 0.89329 | 0.92514 | 0.97465 | 0.53869 | 0.91595 | 0.72253 | 0.48171 | 0.97951 | 1 | 0.94643 | 1 | 0.62009 | 0.90136 | 0.87035 | 0.80971 | 1 | 0.93151 | 0 |  |  |  |  | 84%
Jan | 4 | 12 | Weekday | Wednesday | 0.97537 | 0.97522 | 0.97665 | 0.65712 | 0.0044144 | 0.65712 | 0.65712 | 0.90543 | 0.65712 | 0.97537 | 0.97537 | 0.90793 | 0.96299 | 0.56897 | 0.78212 | 0.79022 | 0.63466 | 0.91847 | 0.87671 | 0.82031 | 0.86672 | 0.64611 | 0.85894 | 0.90543 | 0.84144 | 0.93135 | 0.81033 | 0.90958 | 0.95215 | 0.5401 | 0.86923 | 0.72901 | 0.47146 | 0.92974 | 0.99549 | 0.91348 | 0.99774 | 0.60844 | 0.86086 | 0.86949 | 0.80971 | 0.92658 | 0.84484 | 0 |  |  |  |  | 85%
Jan | 4 | 13 | Weekday | Wednesday | 0.94575 | 0.97274 | 0.97608 | 0.64297 | 0.0044144 | 0.64297 | 0.64297 | 0.88599 | 0.64297 | 0.94575 | 0.94575 | 0.78862 | 0.99099 | 0.54906 | 0.79748 | 0.74416 | 0.60607 | 0.93907 | 0.86701 | 0.80552 | 0.85212 | 0.63617 | 0.85809 | 0.88599 | 0.82062 | 0.91177 | 0.8423 | 0.74561 | 0.98638 | 0.51292 | 0.91415 | 0.68827 | 0.46222 | 0.9588 | 0.97227 | 0.9064 | 0.98449 | 0.60122 | 0.90083 | 0.86905 | 0.80971 | 0.91393 | 0.9304 | 0 |  |  |  |  | 86%
Jan | 4 | 14 | Weekday | Wednesday | 0.92953 | 0.97538 | 0.96437 | 0.65316 | 0.0044144 | 0.65316 | 0.65316 | 0.87477 | 0.65316 | 0.92953 | 0.92953 | 0.77294 | 0.99012 | 0.54196 | 0.79223 | 0.70499 | 0.59087 | 0.93398 | 0.8518 | 0.70965 | 0.84014 | 0.62888 | 0.84531 | 0.87477 | 0.80982 | 0.89452 | 0.83679 | 0.74561 | 0.9893 | 0.50346 | 0.91356 | 0.65277 | 0.45778 | 0.95272 | 0.97223 | 0.72939 | 0.98451 | 0.59511 | 0.90077 | 0.86989 | 0.80971 | 0.89847 | 0.93089 | 0 |  |  |  |  | 87%
Jan | 4 | 15 | Weekday | Wednesday | 0.90456 | 0.97779 | 0.95259 | 0.69464 | 1 | 0.69464 | 0.69464 | 0.86637 | 0.69464 | 0.90456 | 0.90456 | 0.81571 | 0.99072 | 0.53052 | 0.79752 | 0.70713 | 0.62439 | 0.89179 | 0.84779 | 0.72394 | 0.81803 | 0.62701 | 0.84888 | 0.86637 | 0.80338 | 0.88174 | 0.84088 | 0.74534 | 0.98951 | 0.4845 | 0.91365 | 0.65543 | 0.49203 | 0.91833 | 0.96046 | 0.7289 | 0.96729 | 0.58894 | 0.90064 | 0.87137 | 0.80971 | 0.88537 | 0.93036 | 0 |  |  |  |  | 88%
Jan | 4 | 16 | Weekday | Wednesday | 0.90538 | 1 | 0.94618 | 0.81766 | 1 | 0.81766 | 0.81766 | 0.92262 | 0.81766 | 0.90538 | 0.90538 | 0.98329 | 1 | 0.55779 | 0.86446 | 0.77584 | 0.81847 | 0.92278 | 0.85928 | 0.75964 | 0.80094 | 0.6513 | 0.94124 | 0.92262 | 0.88392 | 0.90827 | 0.91129 | 0.96078 | 0.99926 | 0.56915 | 0.98939 | 0.7229 | 0.75036 | 0.94957 | 0.98847 | 0.77797 | 0.97912 | 0.67332 | 1 | 0.93977 | 0.91062 | 0.91726 | 1 | 0 |  |  |  |  | 89%
Jan | 4 | 17 | Weekday | Wednesday | 0.89116 | 0.99475 | 0.9335 | 0.97593 | 1 | 0.97593 | 0.97593 | 0.984 | 0.97593 | 0.89116 | 0.89116 | 1 | 0.99998 | 0.6803 | 0.81841 | 0.79621 | 0.96373 | 0.93974 | 0.75361 | 0.88297 | 0.76777 | 0.77353 | 0.80963 | 0.984 | 0.96802 | 0.92878 | 0.52225 | 0.99972 | 1 | 0.70584 | 0.90809 | 0.74305 | 0.9505 | 0.97247 | 0.76193 | 0.99286 | 0.82306 | 0.80923 | 0.75399 | 1 | 1 | 0.93518 | 0.45021 | 0 |  |  |  |  | 90%
Jan | 4 | 18 | Weekday | Wednesday | 0.84059 | 0.97027 | 0.90815 | 1 | 1 | 1 | 1 | 0.87073 | 1 | 0.84059 | 0.84059 | 0.99721 | 0.81169 | 0.88607 | 0.69913 | 0.68341 | 1 | 0.6069 | 0.77477 | 0.89018 | 0.77818 | 0.86233 | 0.74488 | 0.87073 | 0.86165 | 0.93736 | 0.41106 | 0.99992 | 0.78328 | 0.89855 | 0.72125 | 0.6267 | 1 | 0.6139 | 0.76201 | 0.99296 | 0.82321 | 0.87688 | 0.63251 | 0.79593 | 0.79005 | 0.9335 | 0.26319 | 0 |  |  |  |  | 91%
Jan | 4 | 19 | Weekday | Wednesday | 0.80498 | 0.95389 | 0.88925 | 0.96174 | 1 | 0.96174 | 0.96174 | 0.87696 | 0.96174 | 0.80498 | 0.80498 | 0.86524 | 0.8077 | 0.85028 | 0.69089 | 0.68761 | 0.98454 | 0.61348 | 0.7885 | 0.89762 | 0.77633 | 0.87062 | 0.75373 | 0.87696 | 0.87291 | 0.89115 | 0.4924 | 0.8383 | 0.77466 | 0.91901 | 0.69856 | 0.62943 | 0.97675 | 0.61657 | 0.76289 | 0.99603 | 0.82372 | 0.89868 | 0.63226 | 0.7693 | 0.76265 | 0.86018 | 0.27899 | 0 |  |  |  |  | 92%
Jan | 4 | 20 | Weekday | Wednesday | 0.78873 | 0.90729 | 0.87079 | 0.88794 | 1 | 0.88794 | 0.88794 | 0.85181 | 0.88794 | 0.78873 | 0.78873 | 0.86008 | 0.7204 | 0.89854 | 0.60866 | 0.67102 | 0.98019 | 0.56272 | 0.79883 | 0.79645 | 0.78694 | 0.94843 | 0.73205 | 0.85181 | 0.85245 | 0.82965 | 0.4491 | 0.83799 | 0.66264 | 1 | 0.55872 | 0.60908 | 0.96727 | 0.53974 | 0.76285 | 0.81864 | 0.8238 | 0.98367 | 0.59152 | 0.70792 | 0.70101 | 0.76462 | 0.26791 | 0 |  |  |  |  | 93%
Jan | 4 | 21 | Weekday | Wednesday | 0.73381 | 0.84936 | 0.84591 | 0.80807 | 1 | 0.80807 | 0.80807 | 0.28828 | 0.80807 | 0.73381 | 0.73381 | 0.86367 | 0.69285 | 0.94908 | 0.60447 | 0.68688 | 0.88212 | 0.47424 | 0.21656 | 0.80756 | 0.12675 | 0.91924 | 0.73749 | 0.28828 | 0.31268 | 0.65384 | 0.52685 | 0.83671 | 0.62728 | 0.97469 | 0.53382 | 0.6228 | 0.83359 | 0.45615 | 0.33537 | 0.81677 | 0.27181 | 0.92794 | 0.59216 | 0.3341 | 0.38099 | 0.54857 | 0.28325 | 0 |  |  |  |  | 94%
Jan | 4 | 22 | Weekday | Wednesday | 0.7299 | 0.81837 | 0.81815 | 0.70127 | 1 | 0.70127 | 0.70127 | 0.13047 | 0.70127 | 0.7299 | 0.7299 | 0.84045 | 0.64944 | 0.76891 | 0.25517 | 0.1941 | 0.77738 | 0.39252 | 0.21253 | 0.81553 | 0.12632 | 0.71224 | 0.32085 | 0.13047 | 0.16269 | 0.24129 | 0.47689 | 0.83523 | 0.57154 | 0.7514 | 0.34059 | 0.19365 | 0.66511 | 0.37 | 0.33584 | 0.81458 | 0.27388 | 0.68608 | 0.39093 | 0.1888 | 0.24917 | 0.32446 | 0.271 | 0 |  |  |  |  | 95%
Jan | 4 | 23 | Weekday | Wednesday | 0.70229 | 0.83147 | 0.79605 | 0.60944 | 1 | 0.60944 | 0.60944 | 0.14103 | 0.60944 | 0.70229 | 0.70229 | 0.84292 | 0.64684 | 0.57979 | 0.22907 | 0.21777 | 0.7078 | 0.46444 | 0.23543 | 0.87177 | 0.14351 | 0.56378 | 0.31581 | 0.14103 | 0.16839 | 0.35622 | 0.56765 | 0.85255 | 0.5496 | 0.51621 | 0.28663 | 0.21615 | 0.52654 | 0.43118 | 0.3473 | 0.85666 | 0.29113 | 0.51122 | 0.37631 | 0.19195 | 0.25071 | 0.46808 | 0.28595 | 0 |  |  |  |  | 96%
Jan | 5 | 24 | Weekday | Thursday | 0.68372 | 0.81123 | 0.765 | 0.55583 | 1 | 0.55583 | 0.55583 | 0.14639 | 0.55583 | 0.68372 | 0.68372 | 0.65765 | 0.6351 | 0.33621 | 0.23445 | 0.23738 | 0.65205 | 0.41667 | 0.24043 | 0.68929 | 0.1452 | 0.53408 | 0.32663 | 0.14639 | 0.17601 | 0.29508 | 0.56002 | 0.48733 | 0.53081 | 0.3682 | 0.28797 | 0.23504 | 0.43885 | 0.39198 | 0.34523 | 0.48561 | 0.29343 | 0.47111 | 0.3881 | 0.19267 | 0.25127 | 0.36738 | 0.28166 | 0 |  |  |  |  | 97%
Jan | 5 | 1 | Weekday | Thursday | 0.68539 | 0.78058 | 0.75775 | 0.53753 | 1 | 0.53753 | 0.53753 | 0.15242 | 0.53753 | 0.68539 | 0.68539 | 0.18388 | 0.63492 | 0.29064 | 0.23425 | 0.24876 | 0.65649 | 0.47985 | 0.25024 | 0.21506 | 0.15285 | 0.53283 | 0.33292 | 0.15242 | 0.18525 | 0.2887 | 0.60455 | 0.31918 | 0.5276 | 0.33376 | 0.28874 | 0.24589 | 0.42667 | 0.44359 | 0.34716 | 0.33561 | 0.29989 | 0.46954 | 0.39529 | 0.19414 | 0.25273 | 0.34852 | 0.29016 | 0 |  |  |  |  | 98%
Jan | 5 | 2 | Weekday | Thursday | 0.69174 | 0.77265 | 0.75523 | 0.52686 | 1 | 0.52686 | 0.52686 | 0.15856 | 0.52686 | 0.69174 | 0.69174 | 0.18352 | 0.63578 | 0.26906 | 0.24308 | 0.26451 | 0.66339 | 0.42652 | 0.263 | 0.21587 | 0.15521 | 0.52963 | 0.3443 | 0.15856 | 0.19679 | 0.29753 | 0.58323 | 0.31964 | 0.52525 | 0.30427 | 0.29182 | 0.26088 | 0.42126 | 0.40315 | 0.35019 | 0.33637 | 0.30492 | 0.46205 | 0.40539 | 0.19561 | 0.25455 | 0.35275 | 0.28396 | 0 |  |  |  |  | 99%
Jan | 5 | 3 | Weekday | Thursday | 0.6925 | 0.77355 | 0.7603 | 0.52199 | 1 | 0.52199 | 0.52199 | 0.16517 | 0.52199 | 0.6925 | 0.6925 | 0.18385 | 0.63708 | 0.26505 | 0.24519 | 0.2706 | 0.67359 | 0.49124 | 0.27609 | 0.21585 | 0.16469 | 0.53975 | 0.36088 | 0.16517 | 0.20514 | 0.30884 | 0.62617 | 0.31993 | 0.52399 | 0.30044 | 0.29345 | 0.26657 | 0.41924 | 0.45463 | 0.35259 | 0.33685 | 0.31257 | 0.47248 | 0.42024 | 0.19718 | 0.25587 | 0.36003 | 0.29214 | 0 |  |  |  |  | 100%
Jan | 5 | 4 | Weekday | Thursday | 0.69728 | 0.78248 | 0.78285 | 0.536 | 1 | 0.536 | 0.536 | 0.17026 | 0.536 | 0.69728 | 0.69728 | 0.18836 | 0.69405 | 0.29707 | 0.26111 | 0.28289 | 0.71786 | 0.58766 | 0.28732 | 0.22405 | 0.16738 | 0.56486 | 0.37132 | 0.17026 | 0.21405 | 0.35393 | 0.60066 | 0.32784 | 0.59531 | 0.32354 | 0.30633 | 0.27821 | 0.47139 | 0.54892 | 0.35688 | 0.34974 | 0.3186 | 0.49653 | 0.42895 | 0.1984 | 0.25727 | 0.41438 | 0.28556 | 0
Jan | 5 | 5 | Weekday | Thursday | 0.67196 | 0.81744 | 0.83906 | 0.62357 | 1 | 0.62357 | 0.62357 | 0.17708 | 0.62357 | 0.67196 | 0.67196 | 0.67893 | 0.75943 | 0.40265 | 0.29722 | 0.29775 | 0.81757 | 0.75284 | 0.29661 | 0.71384 | 0.17744 | 0.64038 | 0.3963 | 0.17708 | 0.21999 | 0.35761 | 0.63998 | 0.49444 | 0.59551 | 0.41367 | 0.35381 | 0.29255 | 0.58326 | 0.68199 | 0.35752 | 0.49141 | 0.32501 | 0.57668 | 0.45486 | 0.20002 | 0.25821 | 0.41405 | 0.29342 | 0
Jan | 5 | 6 | Weekday | Thursday | 0.7041 | 0.8762 | 0.92118 | 0.72426 | 1 | 0.72426 | 0.72426 | 0.9885 | 0.72426 | 0.7041 | 0.7041 | 0.89011 | 0.86034 | 0.69314 | 0.60254 | 1 | 0.96797 | 0.91926 | 0.96669 | 1 | 0.97847 | 0.88012 | 0.84942 | 0.9885 | 1 | 0.84706 | 0.79591 | 0.83976 | 0.77643 | 0.74698 | 0.41724 | 1 | 0.71302 | 0.8835 | 0.39784 | 1 | 0.44382 | 0.84503 | 0.55274 | 0.39898 | 0.38055 | 0.57032 | 0.36521 | 0
Jan | 5 | 7 | Weekday | Thursday | 0.74651 | 0.89613 | 0.97885 | 0.73627 | 0.0044144 | 0.73627 | 0.73627 | 0.84427 | 0.73627 | 0.74651 | 0.74651 | 0.97238 | 0.92856 | 0.99346 | 0.83564 | 0.92403 | 0.93091 | 0.97515 | 0.96813 | 0.9419 | 1 | 0.97238 | 0.81865 | 0.84427 | 0.8281 | 0.79185 | 0.84877 | 0.9208 | 0.86496 | 0.93113 | 0.49399 | 0.83076 | 0.66884 | 0.95478 | 0.72269 | 0.91762 | 0.79247 | 0.95159 | 0.48012 | 0.39365 | 0.32289 | 0.54906 | 0.53006 | 0
Jan | 5 | 8 | Weekday | Thursday | 0.80095 | 0.92908 | 1 | 0.71895 | 0.0044144 | 0.71895 | 0.71895 | 0.90832 | 0.71895 | 0.80095 | 0.80095 | 0.97768 | 0.95362 | 0.86086 | 1 | 0.98106 | 0.89681 | 0.97346 | 1 | 0.81704 | 0.99314 | 0.9027 | 1 | 0.90832 | 0.8749 | 0.9522 | 0.96133 | 0.90832 | 0.90394 | 0.77787 | 1 | 0.89366 | 0.63073 | 0.95924 | 0.97367 | 0.72834 | 0.98645 | 0.85528 | 0.90258 | 0.58607 | 0.51072 | 0.82135 | 0.77388 | 0
Jan | 5 | 9 | Weekday | Thursday | 0.9026 | 0.94515 | 0.99828 | 0.67984 | 0.0044144 | 0.67984 | 0.67984 | 1 | 0.67984 | 0.9026 | 0.9026 | 0.8442 | 0.9763 | 0.74211 | 0.91405 | 0.86181 | 0.80338 | 1 | 0.9557 | 0.80074 | 0.95589 | 0.84709 | 0.94135 | 1 | 0.9531 | 0.97445 | 1 | 0.74517 | 0.94073 | 0.68819 | 0.96357 | 0.78063 | 0.55744 | 1 | 0.97325 | 0.72869 | 0.98601 | 0.8104 | 0.90235 | 0.84099 | 0.77403 | 0.90838 | 0.93258 | 0
Jan | 5 | 10 | Weekday | Thursday | 0.97833 | 0.96958 | 0.99537 | 0.67031 | 0.0044144 | 0.67031 | 0.67031 | 0.97726 | 0.67031 | 0.97833 | 0.97833 | 0.97646 | 0.98473 | 0.61717 | 0.84658 | 0.81164 | 0.70973 | 0.9791 | 0.93271 | 0.87827 | 0.92435 | 0.68177 | 0.90831 | 0.97726 | 0.92224 | 0.92998 | 0.94361 | 0.90847 | 0.96097 | 0.54686 | 0.91569 | 0.73833 | 0.48121 | 0.98737 | 0.9958 | 0.90559 | 0.99839 | 0.62921 | 0.90209 | 0.87256 | 0.80971 | 0.87853 | 0.93295 | 0
Jan | 5 | 11 | Weekday | Thursday | 1 | 0.98243 | 0.98745 | 0.65661 | 0.0044144 | 0.65661 | 0.65661 | 0.9302 | 0.65661 | 1 | 1 | 0.95513 | 0.99022 | 0.57492 | 0.82469 | 0.78944 | 0.67011 | 0.96689 | 0.89663 | 0.86987 | 0.88966 | 0.66323 | 0.88521 | 0.9302 | 0.86925 | 1 | 0.89329 | 0.92514 | 0.97465 | 0.53869 | 0.91595 | 0.72253 | 0.48171 | 0.97951 | 1 | 0.94643 | 1 | 0.62009 | 0.90136 | 0.87035 | 0.80971 | 1 | 0.93151 | 0
Jan | 5 | 12 | Weekday | Thursday | 0.97537 | 0.97522 | 0.97665 | 0.65712 | 0.0044144 | 0.65712 | 0.65712 | 0.90543 | 0.65712 | 0.97537 | 0.97537 | 0.90793 | 0.96299 | 0.56897 | 0.78212 | 0.79022 | 0.63466 | 0.91847 | 0.87671 | 0.82031 | 0.86672 | 0.64611 | 0.85894 | 0.90543 | 0.84144 | 0.93135 | 0.81033 | 0.90958 | 0.95215 | 0.5401 | 0.86923 | 0.72901 | 0.47146 | 0.92974 | 0.99549 | 0.91348 | 0.99774 | 0.60844 | 0.86086 | 0.86949 | 0.80971 | 0.92658 | 0.84484 | 0
Jan | 5 | 13 | Weekday | Thursday | 0.94575 | 0.97274 | 0.97608 | 0.64297 | 0.0044144 | 0.64297 | 0.64297 | 0.88599 | 0.64297 | 0.94575 | 0.94575 | 0.78862 | 0.99099 | 0.54906 | 0.79748 | 0.74416 | 0.60607 | 0.93907 | 0.86701 | 0.80552 | 0.85212 | 0.63617 | 0.85809 | 0.88599 | 0.82062 | 0.91177 | 0.8423 | 0.74561 | 0.98638 | 0.51292 | 0.91415 | 0.68827 | 0.46222 | 0.9588 | 0.97227 | 0.9064 | 0.98449 | 0.60122 | 0.90083 | 0.86905 | 0.80971 | 0.91393 | 0.9304 | 0
Jan | 5 | 14 | Weekday | Thursday | 0.92953 | 0.97538 | 0.96437 | 0.65316 | 0.0044144 | 0.65316 | 0.65316 | 0.87477 | 0.65316 | 0.92953 | 0.92953 | 0.77294 | 0.99012 | 0.54196 | 0.79223 | 0.70499 | 0.59087 | 0.93398 | 0.8518 | 0.70965 | 0.84014 | 0.62888 | 0.84531 | 0.87477 | 0.80982 | 0.89452 | 0.83679 | 0.74561 | 0.9893 | 0.50346 | 0.91356 | 0.65277 | 0.45778 | 0.95272 | 0.97223 | 0.72939 | 0.98451 | 0.59511 | 0.90077 | 0.86989 | 0.80971 | 0.89847 | 0.93089 | 0
Jan | 5 | 15 | Weekday | Thursday | 0.90456 | 0.97779 | 0.95259 | 0.69464 | 1 | 0.69464 | 0.69464 | 0.86637 | 0.69464 | 0.90456 | 0.90456 | 0.81571 | 0.99072 | 0.53052 | 0.79752 | 0.70713 | 0.62439 | 0.89179 | 0.84779 | 0.72394 | 0.81803 | 0.62701 | 0.84888 | 0.86637 | 0.80338 | 0.88174 | 0.84088 | 0.74534 | 0.98951 | 0.4845 | 0.91365 | 0.65543 | 0.49203 | 0.91833 | 0.96046 | 0.7289 | 0.96729 | 0.58894 | 0.90064 | 0.87137 | 0.80971 | 0.88537 | 0.93036 | 0
Jan | 5 | 16 | Weekday | Thursday | 0.90538 | 1 | 0.94618 | 0.81766 | 1 | 0.81766 | 0.81766 | 0.92262 | 0.81766 | 0.90538 | 0.90538 | 0.98329 | 1 | 0.55779 | 0.86446 | 0.77584 | 0.81847 | 0.92278 | 0.85928 | 0.75964 | 0.80094 | 0.6513 | 0.94124 | 0.92262 | 0.88392 | 0.90827 | 0.91129 | 0.96078 | 0.99926 | 0.56915 | 0.98939 | 0.7229 | 0.75036 | 0.94957 | 0.98847 | 0.77797 | 0.97912 | 0.67332 | 1 | 0.93977 | 0.91062 | 0.91726 | 1 | 0
Jan | 5 | 17 | Weekday | Thursday | 0.89116 | 0.99475 | 0.9335 | 0.97593 | 1 | 0.97593 | 0.97593 | 0.984 | 0.97593 | 0.89116 | 0.89116 | 1 | 0.99998 | 0.6803 | 0.81841 | 0.79621 | 0.96373 | 0.93974 | 0.75361 | 0.88297 | 0.76777 | 0.77353 | 0.80963 | 0.984 | 0.96802 | 0.92878 | 0.52225 | 0.99972 | 1 | 0.70584 | 0.90809 | 0.74305 | 0.9505 | 0.97247 | 0.76193 | 0.99286 | 0.82306 | 0.80923 | 0.75399 | 1 | 1 | 0.93518 | 0.45021 | 0
Jan | 5 | 18 | Weekday | Thursday | 0.84059 | 0.97027 | 0.90815 | 1 | 1 | 1 | 1 | 0.87073 | 1 | 0.84059 | 0.84059 | 0.99721 | 0.81169 | 0.88607 | 0.69913 | 0.68341 | 1 | 0.6069 | 0.77477 | 0.89018 | 0.77818 | 0.86233 | 0.74488 | 0.87073 | 0.86165 | 0.93736 | 0.41106 | 0.99992 | 0.78328 | 0.89855 | 0.72125 | 0.6267 | 1 | 0.6139 | 0.76201 | 0.99296 | 0.82321 | 0.87688 | 0.63251 | 0.79593 | 0.79005 | 0.9335 | 0.26319 | 0
Jan | 5 | 19 | Weekday | Thursday | 0.80498 | 0.95389 | 0.88925 | 0.96174 | 1 | 0.96174 | 0.96174 | 0.87696 | 0.96174 | 0.80498 | 0.80498 | 0.86524 | 0.8077 | 0.85028 | 0.69089 | 0.68761 | 0.98454 | 0.61348 | 0.7885 | 0.89762 | 0.77633 | 0.87062 | 0.75373 | 0.87696 | 0.87291 | 0.89115 | 0.4924 | 0.8383 | 0.77466 | 0.91901 | 0.69856 | 0.62943 | 0.97675 | 0.61657 | 0.76289 | 0.99603 | 0.82372 | 0.89868 | 0.63226 | 0.7693 | 0.76265 | 0.86018 | 0.27899 | 0
Jan | 5 | 20 | Weekday | Thursday | 0.78873 | 0.90729 | 0.87079 | 0.88794 | 1 | 0.88794 | 0.88794 | 0.85181 | 0.88794 | 0.78873 | 0.78873 | 0.86008 | 0.7204 | 0.89854 | 0.60866 | 0.67102 | 0.98019 | 0.56272 | 0.79883 | 0.79645 | 0.78694 | 0.94843 | 0.73205 | 0.85181 | 0.85245 | 0.82965 | 0.4491 | 0.83799 | 0.66264 | 1 | 0.55872 | 0.60908 | 0.96727 | 0.53974 | 0.76285 | 0.81864 | 0.8238 | 0.98367 | 0.59152 | 0.70792 | 0.70101 | 0.76462 | 0.26791 | 0
Jan | 5 | 21 | Weekday | Thursday | 0.73381 | 0.84936 | 0.84591 | 0.80807 | 1 | 0.80807 | 0.80807 | 0.28828 | 0.80807 | 0.73381 | 0.73381 | 0.86367 | 0.69285 | 0.94908 | 0.60447 | 0.68688 | 0.88212 | 0.47424 | 0.21656 | 0.80756 | 0.12675 | 0.91924 | 0.73749 | 0.28828 | 0.31268 | 0.65384 | 0.52685 | 0.83671 | 0.62728 | 0.97469 | 0.53382 | 0.6228 | 0.83359 | 0.45615 | 0.33537 | 0.81677 | 0.27181 | 0.92794 | 0.59216 | 0.3341 | 0.38099 | 0.54857 | 0.28325 | 0
Jan | 5 | 22 | Weekday | Thursday | 0.7299 | 0.81837 | 0.81815 | 0.70127 | 1 | 0.70127 | 0.70127 | 0.13047 | 0.70127 | 0.7299 | 0.7299 | 0.84045 | 0.64944 | 0.76891 | 0.25517 | 0.1941 | 0.77738 | 0.39252 | 0.21253 | 0.81553 | 0.12632 | 0.71224 | 0.32085 | 0.13047 | 0.16269 | 0.24129 | 0.47689 | 0.83523 | 0.57154 | 0.7514 | 0.34059 | 0.19365 | 0.66511 | 0.37 | 0.33584 | 0.81458 | 0.27388 | 0.68608 | 0.39093 | 0.1888 | 0.24917 | 0.32446 | 0.271 | 0
Jan | 5 | 23 | Weekday | Thursday | 0.70229 | 0.83147 | 0.79605 | 0.60944 | 1 | 0.60944 | 0.60944 | 0.14103 | 0.60944 | 0.70229 | 0.70229 | 0.84292 | 0.64684 | 0.57979 | 0.22907 | 0.21777 | 0.7078 | 0.46444 | 0.23543 | 0.87177 | 0.14351 | 0.56378 | 0.31581 | 0.14103 | 0.16839 | 0.35622 | 0.56765 | 0.85255 | 0.5496 | 0.51621 | 0.28663 | 0.21615 | 0.52654 | 0.43118 | 0.3473 | 0.85666 | 0.29113 | 0.51122 | 0.37631 | 0.19195 | 0.25071 | 0.46808 | 0.28595 | 0
Jan | 6 | 24 | Weekday | Friday | 0.68372 | 0.81123 | 0.765 | 0.55583 | 1 | 0.55583 | 0.55583 | 0.14639 | 0.55583 | 0.68372 | 0.68372 | 0.65765 | 0.6351 | 0.33621 | 0.23445 | 0.23738 | 0.65205 | 0.41667 | 0.24043 | 0.68929 | 0.1452 | 0.53408 | 0.32663 | 0.14639 | 0.17601 | 0.29508 | 0.56002 | 0.48733 | 0.53081 | 0.3682 | 0.28797 | 0.23504 | 0.43885 | 0.39198 | 0.34523 | 0.48561 | 0.29343 | 0.47111 | 0.3881 | 0.19267 | 0.25127 | 0.36738 | 0.28166 | 0
Jan | 6 | 1 | Weekday | Friday | 0.68539 | 0.78058 | 0.75775 | 0.53753 | 1 | 0.53753 | 0.53753 | 0.15242 | 0.53753 | 0.68539 | 0.68539 | 0.18388 | 0.63492 | 0.29064 | 0.23425 | 0.24876 | 0.65649 | 0.47985 | 0.25024 | 0.21506 | 0.15285 | 0.53283 | 0.33292 | 0.15242 | 0.18525 | 0.2887 | 0.60455 | 0.31918 | 0.5276 | 0.33376 | 0.28874 | 0.24589 | 0.42667 | 0.44359 | 0.34716 | 0.33561 | 0.29989 | 0.46954 | 0.39529 | 0.19414 | 0.25273 | 0.34852 | 0.29016 | 0
Jan | 6 | 2 | Weekday | Friday | 0.69174 | 0.77265 | 0.75523 | 0.52686 | 1 | 0.52686 | 0.52686 | 0.15856 | 0.52686 | 0.69174 | 0.69174 | 0.18352 | 0.63578 | 0.26906 | 0.24308 | 0.26451 | 0.66339 | 0.42652 | 0.263 | 0.21587 | 0.15521 | 0.52963 | 0.3443 | 0.15856 | 0.19679 | 0.29753 | 0.58323 | 0.31964 | 0.52525 | 0.30427 | 0.29182 | 0.26088 | 0.42126 | 0.40315 | 0.35019 | 0.33637 | 0.30492 | 0.46205 | 0.40539 | 0.19561 | 0.25455 | 0.35275 | 0.28396 | 0
Jan | 6 | 3 | Weekday | Friday | 0.6925 | 0.77355 | 0.7603 | 0.52199 | 1 | 0.52199 | 0.52199 | 0.16517 | 0.52199 | 0.6925 | 0.6925 | 0.18385 | 0.63708 | 0.26505 | 0.24519 | 0.2706 | 0.67359 | 0.49124 | 0.27609 | 0.21585 | 0.16469 | 0.53975 | 0.36088 | 0.16517 | 0.20514 | 0.30884 | 0.62617 | 0.31993 | 0.52399 | 0.30044 | 0.29345 | 0.26657 | 0.41924 | 0.45463 | 0.35259 | 0.33685 | 0.31257 | 0.47248 | 0.42024 | 0.19718 | 0.25587 | 0.36003 | 0.29214 | 0
Jan | 6 | 4 | Weekday | Friday | 0.69728 | 0.78248 | 0.78285 | 0.536 | 1 | 0.536 | 0.536 | 0.17026 | 0.536 | 0.69728 | 0.69728 | 0.18836 | 0.69405 | 0.29707 | 0.26111 | 0.28289 | 0.71786 | 0.58766 | 0.28732 | 0.22405 | 0.16738 | 0.56486 | 0.37132 | 0.17026 | 0.21405 | 0.35393 | 0.60066 | 0.32784 | 0.59531 | 0.32354 | 0.30633 | 0.27821 | 0.47139 | 0.54892 | 0.35688 | 0.34974 | 0.3186 | 0.49653 | 0.42895 | 0.1984 | 0.25727 | 0.41438 | 0.28556 | 0
Jan | 6 | 5 | Weekday | Friday | 0.67196 | 0.81744 | 0.83906 | 0.62357 | 1 | 0.62357 | 0.62357 | 0.17708 | 0.62357 | 0.67196 | 0.67196 | 0.67893 | 0.75943 | 0.40265 | 0.29722 | 0.29775 | 0.81757 | 0.75284 | 0.29661 | 0.71384 | 0.17744 | 0.64038 | 0.3963 | 0.17708 | 0.21999 | 0.35761 | 0.63998 | 0.49444 | 0.59551 | 0.41367 | 0.35381 | 0.29255 | 0.58326 | 0.68199 | 0.35752 | 0.49141 | 0.32501 | 0.57668 | 0.45486 | 0.20002 | 0.25821 | 0.41405 | 0.29342 | 0
Jan | 6 | 6 | Weekday | Friday | 0.7041 | 0.8762 | 0.92118 | 0.72426 | 1 | 0.72426 | 0.72426 | 0.9885 | 0.72426 | 0.7041 | 0.7041 | 0.89011 | 0.86034 | 0.69314 | 0.60254 | 1 | 0.96797 | 0.91926 | 0.96669 | 1 | 0.97847 | 0.88012 | 0.84942 | 0.9885 | 1 | 0.84706 | 0.79591 | 0.83976 | 0.77643 | 0.74698 | 0.41724 | 1 | 0.71302 | 0.8835 | 0.39784 | 1 | 0.44382 | 0.84503 | 0.55274 | 0.39898 | 0.38055 | 0.57032 | 0.36521 | 0
Jan | 6 | 7 | Weekday | Friday | 0.74651 | 0.89613 | 0.97885 | 0.73627 | 0.0044144 | 0.73627 | 0.73627 | 0.84427 | 0.73627 | 0.74651 | 0.74651 | 0.97238 | 0.92856 | 0.99346 | 0.83564 | 0.92403 | 0.93091 | 0.97515 | 0.96813 | 0.9419 | 1 | 0.97238 | 0.81865 | 0.84427 | 0.8281 | 0.79185 | 0.84877 | 0.9208 | 0.86496 | 0.93113 | 0.49399 | 0.83076 | 0.66884 | 0.95478 | 0.72269 | 0.91762 | 0.79247 | 0.95159 | 0.48012 | 0.39365 | 0.32289 | 0.54906 | 0.53006 | 0
Jan | 6 | 8 | Weekday | Friday | 0.80095 | 0.92908 | 1 | 0.71895 | 0.0044144 | 0.71895 | 0.71895 | 0.90832 | 0.71895 | 0.80095 | 0.80095 | 0.97768 | 0.95362 | 0.86086 | 1 | 0.98106 | 0.89681 | 0.97346 | 1 | 0.81704 | 0.99314 | 0.9027 | 1 | 0.90832 | 0.8749 | 0.9522 | 0.96133 | 0.90832 | 0.90394 | 0.77787 | 1 | 0.89366 | 0.63073 | 0.95924 | 0.97367 | 0.72834 | 0.98645 | 0.85528 | 0.90258 | 0.58607 | 0.51072 | 0.82135 | 0.77388 | 0
Jan | 6 | 9 | Weekday | Friday | 0.9026 | 0.94515 | 0.99828 | 0.67984 | 0.0044144 | 0.67984 | 0.67984 | 1 | 0.67984 | 0.9026 | 0.9026 | 0.8442 | 0.9763 | 0.74211 | 0.91405 | 0.86181 | 0.80338 | 1 | 0.9557 | 0.80074 | 0.95589 | 0.84709 | 0.94135 | 1 | 0.9531 | 0.97445 | 1 | 0.74517 | 0.94073 | 0.68819 | 0.96357 | 0.78063 | 0.55744 | 1 | 0.97325 | 0.72869 | 0.98601 | 0.8104 | 0.90235 | 0.84099 | 0.77403 | 0.90838 | 0.93258 | 0
Jan | 6 | 10 | Weekday | Friday | 0.97833 | 0.96958 | 0.99537 | 0.67031 | 0.0044144 | 0.67031 | 0.67031 | 0.97726 | 0.67031 | 0.97833 | 0.97833 | 0.97646 | 0.98473 | 0.61717 | 0.84658 | 0.81164 | 0.70973 | 0.9791 | 0.93271 | 0.87827 | 0.92435 | 0.68177 | 0.90831 | 0.97726 | 0.92224 | 0.92998 | 0.94361 | 0.90847 | 0.96097 | 0.54686 | 0.91569 | 0.73833 | 0.48121 | 0.98737 | 0.9958 | 0.90559 | 0.99839 | 0.62921 | 0.90209 | 0.87256 | 0.80971 | 0.87853 | 0.93295 | 0
Jan | 6 | 11 | Weekday | Friday | 1 | 0.98243 | 0.98745 | 0.65661 | 0.0044144 | 0.65661 | 0.65661 | 0.9302 | 0.65661 | 1 | 1 | 0.95513 | 0.99022 | 0.57492 | 0.82469 | 0.78944 | 0.67011 | 0.96689 | 0.89663 | 0.86987 | 0.88966 | 0.66323 | 0.88521 | 0.9302 | 0.86925 | 1 | 0.89329 | 0.92514 | 0.97465 | 0.53869 | 0.91595 | 0.72253 | 0.48171 | 0.97951 | 1 | 0.94643 | 1 | 0.62009 | 0.90136 | 0.87035 | 0.80971 | 1 | 0.93151 | 0
Jan | 6 | 12 | Weekday | Friday | 0.97537 | 0.97522 | 0.97665 | 0.65712 | 0.0044144 | 0.65712 | 0.65712 | 0.90543 | 0.65712 | 0.97537 | 0.97537 | 0.90793 | 0.96299 | 0.56897 | 0.78212 | 0.79022 | 0.63466 | 0.91847 | 0.87671 | 0.82031 | 0.86672 | 0.64611 | 0.85894 | 0.90543 | 0.84144 | 0.93135 | 0.81033 | 0.90958 | 0.95215 | 0.5401 | 0.86923 | 0.72901 | 0.47146 | 0.92974 | 0.99549 | 0.91348 | 0.99774 | 0.60844 | 0.86086 | 0.86949 | 0.80971 | 0.92658 | 0.84484 | 0
Jan | 6 | 13 | Weekday | Friday | 0.94575 | 0.97274 | 0.97608 | 0.64297 | 0.0044144 | 0.64297 | 0.64297 | 0.88599 | 0.64297 | 0.94575 | 0.94575 | 0.78862 | 0.99099 | 0.54906 | 0.79748 | 0.74416 | 0.60607 | 0.93907 | 0.86701 | 0.80552 | 0.85212 | 0.63617 | 0.85809 | 0.88599 | 0.82062 | 0.91177 | 0.8423 | 0.74561 | 0.98638 | 0.51292 | 0.91415 | 0.68827 | 0.46222 | 0.9588 | 0.97227 | 0.9064 | 0.98449 | 0.60122 | 0.90083 | 0.86905 | 0.80971 | 0.91393 | 0.9304 | 0
Jan | 6 | 14 | Weekday | Friday | 0.92953 | 0.97538 | 0.96437 | 0.65316 | 0.0044144 | 0.65316 | 0.65316 | 0.87477 | 0.65316 | 0.92953 | 0.92953 | 0.77294 | 0.99012 | 0.54196 | 0.79223 | 0.70499 | 0.59087 | 0.93398 | 0.8518 | 0.70965 | 0.84014 | 0.62888 | 0.84531 | 0.87477 | 0.80982 | 0.89452 | 0.83679 | 0.74561 | 0.9893 | 0.50346 | 0.91356 | 0.65277 | 0.45778 | 0.95272 | 0.97223 | 0.72939 | 0.98451 | 0.59511 | 0.90077 | 0.86989 | 0.80971 | 0.89847 | 0.93089 | 0
Jan | 6 | 15 | Weekday | Friday | 0.90456 | 0.97779 | 0.95259 | 0.69464 | 1 | 0.69464 | 0.69464 | 0.86637 | 0.69464 | 0.90456 | 0.90456 | 0.81571 | 0.99072 | 0.53052 | 0.79752 | 0.70713 | 0.62439 | 0.89179 | 0.84779 | 0.72394 | 0.81803 | 0.62701 | 0.84888 | 0.86637 | 0.80338 | 0.88174 | 0.84088 | 0.74534 | 0.98951 | 0.4845 | 0.91365 | 0.65543 | 0.49203 | 0.91833 | 0.96046 | 0.7289 | 0.96729 | 0.58894 | 0.90064 | 0.87137 | 0.80971 | 0.88537 | 0.93036 | 0
Jan | 6 | 16 | Weekday | Friday | 0.90538 | 1 | 0.94618 | 0.81766 | 1 | 0.81766 | 0.81766 | 0.92262 | 0.81766 | 0.90538 | 0.90538 | 0.98329 | 1 | 0.55779 | 0.86446 | 0.77584 | 0.81847 | 0.92278 | 0.85928 | 0.75964 | 0.80094 | 0.6513 | 0.94124 | 0.92262 | 0.88392 | 0.90827 | 0.91129 | 0.96078 | 0.99926 | 0.56915 | 0.98939 | 0.7229 | 0.75036 | 0.94957 | 0.98847 | 0.77797 | 0.97912 | 0.67332 | 1 | 0.93977 | 0.91062 | 0.91726 | 1 | 0
Jan | 6 | 17 | Weekday | Friday | 0.89116 | 0.99475 | 0.9335 | 0.97593 | 1 | 0.97593 | 0.97593 | 0.984 | 0.97593 | 0.89116 | 0.89116 | 1 | 0.99998 | 0.6803 | 0.81841 | 0.79621 | 0.96373 | 0.93974 | 0.75361 | 0.88297 | 0.76777 | 0.77353 | 0.80963 | 0.984 | 0.96802 | 0.92878 | 0.52225 | 0.99972 | 1 | 0.70584 | 0.90809 | 0.74305 | 0.9505 | 0.97247 | 0.76193 | 0.99286 | 0.82306 | 0.80923 | 0.75399 | 1 | 1 | 0.93518 | 0.45021 | 0
Jan | 6 | 18 | Weekday | Friday | 0.84059 | 0.97027 | 0.90815 | 1 | 1 | 1 | 1 | 0.87073 | 1 | 0.84059 | 0.84059 | 0.99721 | 0.81169 | 0.88607 | 0.69913 | 0.68341 | 1 | 0.6069 | 0.77477 | 0.89018 | 0.77818 | 0.86233 | 0.74488 | 0.87073 | 0.86165 | 0.93736 | 0.41106 | 0.99992 | 0.78328 | 0.89855 | 0.72125 | 0.6267 | 1 | 0.6139 | 0.76201 | 0.99296 | 0.82321 | 0.87688 | 0.63251 | 0.79593 | 0.79005 | 0.9335 | 0.26319 | 0
Jan | 6 | 19 | Weekday | Friday | 0.80498 | 0.95389 | 0.88925 | 0.96174 | 1 | 0.96174 | 0.96174 | 0.87696 | 0.96174 | 0.80498 | 0.80498 | 0.86524 | 0.8077 | 0.85028 | 0.69089 | 0.68761 | 0.98454 | 0.61348 | 0.7885 | 0.89762 | 0.77633 | 0.87062 | 0.75373 | 0.87696 | 0.87291 | 0.89115 | 0.4924 | 0.8383 | 0.77466 | 0.91901 | 0.69856 | 0.62943 | 0.97675 | 0.61657 | 0.76289 | 0.99603 | 0.82372 | 0.89868 | 0.63226 | 0.7693 | 0.76265 | 0.86018 | 0.27899 | 0
Jan | 6 | 20 | Weekday | Friday | 0.78873 | 0.90729 | 0.87079 | 0.88794 | 1 | 0.88794 | 0.88794 | 0.85181 | 0.88794 | 0.78873 | 0.78873 | 0.86008 | 0.7204 | 0.89854 | 0.60866 | 0.67102 | 0.98019 | 0.56272 | 0.79883 | 0.79645 | 0.78694 | 0.94843 | 0.73205 | 0.85181 | 0.85245 | 0.82965 | 0.4491 | 0.83799 | 0.66264 | 1 | 0.55872 | 0.60908 | 0.96727 | 0.53974 | 0.76285 | 0.81864 | 0.8238 | 0.98367 | 0.59152 | 0.70792 | 0.70101 | 0.76462 | 0.26791 | 0
Jan | 6 | 21 | Weekday | Friday | 0.73381 | 0.84936 | 0.84591 | 0.80807 | 1 | 0.80807 | 0.80807 | 0.28828 | 0.80807 | 0.73381 | 0.73381 | 0.86367 | 0.69285 | 0.94908 | 0.60447 | 0.68688 | 0.88212 | 0.47424 | 0.21656 | 0.80756 | 0.12675 | 0.91924 | 0.73749 | 0.28828 | 0.31268 | 0.65384 | 0.52685 | 0.83671 | 0.62728 | 0.97469 | 0.53382 | 0.6228 | 0.83359 | 0.45615 | 0.33537 | 0.81677 | 0.27181 | 0.92794 | 0.59216 | 0.3341 | 0.38099 | 0.54857 | 0.28325 | 0
Jan | 6 | 22 | Weekday | Friday | 0.7299 | 0.81837 | 0.81815 | 0.70127 | 1 | 0.70127 | 0.70127 | 0.13047 | 0.70127 | 0.7299 | 0.7299 | 0.84045 | 0.64944 | 0.76891 | 0.25517 | 0.1941 | 0.77738 | 0.39252 | 0.21253 | 0.81553 | 0.12632 | 0.71224 | 0.32085 | 0.13047 | 0.16269 | 0.24129 | 0.47689 | 0.83523 | 0.57154 | 0.7514 | 0.34059 | 0.19365 | 0.66511 | 0.37 | 0.33584 | 0.81458 | 0.27388 | 0.68608 | 0.39093 | 0.1888 | 0.24917 | 0.32446 | 0.271 | 0
Jan | 6 | 23 | Weekday | Friday | 0.70229 | 0.83147 | 0.79605 | 0.60944 | 1 | 0.60944 | 0.60944 | 0.14055 | 0.60944 | 0.70229 | 0.70229 | 0.72244 | 0.6943 | 0.56192 | 0.20096 | 0.16605 | 0.54729 | 0.51676 | 0.21375 | 0.75441 | 0.12703 | 0.48101 | 0.28689 | 0.14055 | 0.17814 | 0.3519 | 0.3771 | 0.85326 | 0.65141 | 0.5716 | 0.26814 | 0.16538 | 0.50647 | 0.47542 | 0.34033 | 0.8577 | 0.2772 | 0.46024 | 0.34837 | 0.18506 | 0.24614 | 0.4731 | 0.26225 | 0
Jan | 7 | 24 | Weekend | Saturday | 0.68023 | 0.81286 | 0.76293 | 0.53638 | 1 | 0.53638 | 0.53638 | 0.14612 | 0.53638 | 0.68023 | 0.68023 | 0.54995 | 0.66641 | 0.36134 | 0.18546 | 0.17728 | 0.49405 | 0.44886 | 0.21522 | 0.56464 | 0.13303 | 0.43811 | 0.2737 | 0.14612 | 0.18101 | 0.25808 | 0.40517 | 0.48802 | 0.61427 | 0.42192 | 0.23658 | 0.17665 | 0.41954 | 0.42111 | 0.33806 | 0.48584 | 0.28252 | 0.41219 | 0.33517 | 0.18977 | 0.24956 | 0.34558 | 0.267 | 0
Jan | 7 | 1 | Weekend | Saturday | 0.67597 | 0.77801 | 0.75341 | 0.51642 | 1 | 0.51642 | 0.51642 | 0.15091 | 0.51642 | 0.67597 | 0.67597 | 0.18364 | 0.66564 | 0.32973 | 0.18301 | 0.17071 | 0.48575 | 0.51969 | 0.21496 | 0.21453 | 0.131 | 0.43739 | 0.27695 | 0.15091 | 0.18877 | 0.24787 | 0.38866 | 0.32019 | 0.61273 | 0.40664 | 0.23653 | 0.16997 | 0.40598 | 0.47831 | 0.33895 | 0.33712 | 0.28074 | 0.41486 | 0.3333 | 0.19086 | 0.25078 | 0.32713 | 0.26415 | 0
Jan | 7 | 2 | Weekend | Saturday | 0.67964 | 0.76699 | 0.74838 | 0.50282 | 1 | 0.50282 | 0.50282 | 0.15639 | 0.50282 | 0.67964 | 0.67964 | 0.18497 | 0.66887 | 0.29387 | 0.18545 | 0.17953 | 0.48575 | 0.46129 | 0.21673 | 0.21875 | 0.13296 | 0.40386 | 0.27421 | 0.15639 | 0.19301 | 0.26727 | 0.40712 | 0.32071 | 0.61425 | 0.35352 | 0.237 | 0.17901 | 0.39986 | 0.43267 | 0.34046 | 0.33803 | 0.2819 | 0.37079 | 0.33392 | 0.19227 | 0.25144 | 0.34323 | 0.26827 | 0
Jan | 7 | 3 | Weekend | Saturday | 0.67608 | 0.76498 | 0.75022 | 0.49642 | 1 | 0.49642 | 0.49642 | 0.15848 | 0.49642 | 0.67608 | 0.67608 | 0.18383 | 0.67163 | 0.28933 | 0.18421 | 0.18408 | 0.48954 | 0.52614 | 0.21713 | 0.21538 | 0.1323 | 0.40866 | 0.27307 | 0.15848 | 0.20075 | 0.26257 | 0.3931 | 0.32095 | 0.61573 | 0.34923 | 0.23675 | 0.18329 | 0.3971 | 0.48588 | 0.34096 | 0.33846 | 0.28102 | 0.3745 | 0.3336 | 0.1929 | 0.25267 | 0.33839 | 0.2651 | 0
Jan | 7 | 4 | Weekend | Saturday | 0.67797 | 0.76748 | 0.76443 | 0.50327 | 1 | 0.50327 | 0.50327 | 0.16389 | 0.50327 | 0.67797 | 0.67797 | 0.18706 | 0.67684 | 0.31692 | 0.19522 | 0.19056 | 0.53325 | 0.54208 | 0.21911 | 0.22241 | 0.13528 | 0.43141 | 0.27811 | 0.16389 | 0.20629 | 0.28827 | 0.41434 | 0.32421 | 0.62156 | 0.36829 | 0.24905 | 0.19007 | 0.44904 | 0.50567 | 0.34277 | 0.34377 | 0.28536 | 0.39538 | 0.33537 | 0.19429 | 0.25354 | 0.36771 | 0.2692 | 0
Jan | 7 | 5 | Weekend | Saturday | 0.65211 | 0.78981 | 0.80542 | 0.57428 | 1 | 0.57428 | 0.57428 | 0.1684 | 0.57428 | 0.65211 | 0.65211 | 0.55733 | 0.67891 | 0.35723 | 0.21221 | 0.1897 | 0.63025 | 0.68176 | 0.21967 | 0.5673 | 0.13618 | 0.4723 | 0.27425 | 0.1684 | 0.21195 | 0.29405 | 0.39864 | 0.49054 | 0.62328 | 0.40524 | 0.27276 | 0.18863 | 0.5604 | 0.62422 | 0.34291 | 0.48495 | 0.28512 | 0.44262 | 0.3339 | 0.19541 | 0.25444 | 0.37025 | 0.2656 | 0
Jan | 7 | 6 | Weekend | Saturday | 0.67368 | 0.83787 | 0.8645 | 0.66192 | 1 | 0.66192 | 0.66192 | 0.56462 | 0.66192 | 0.67368 | 0.67368 | 0.77348 | 0.71729 | 0.53288 | 0.35633 | 0.43732 | 0.78154 | 0.73206 | 0.22317 | 0.86404 | 0.13726 | 0.6453 | 0.47758 | 0.56462 | 0.59326 | 0.70906 | 0.41911 | 0.8384 | 0.68113 | 0.63068 | 0.36621 | 0.43717 | 0.69006 | 0.69599 | 0.34409 | 0.99753 | 0.2865 | 0.64751 | 0.43898 | 0.28253 | 0.3062 | 0.49794 | 0.26971 | 0
Jan | 7 | 7 | Weekend | Saturday | 0.70317 | 0.84611 | 0.90148 | 0.6928 | 0.0044144 | 0.6928 | 0.6928 | 0.466 | 0.6928 | 0.70317 | 0.70317 | 0.81199 | 0.77816 | 0.79125 | 0.34952 | 0.352 | 0.74611 | 0.74702 | 0.18873 | 0.79728 | 0.1182 | 0.74727 | 0.36331 | 0.466 | 0.4667 | 0.67713 | 0.38734 | 0.92149 | 0.71664 | 0.79809 | 0.34607 | 0.33742 | 0.64092 | 0.70857 | 0.29661 | 0.91863 | 0.24784 | 0.74564 | 0.28385 | 0.22545 | 0.19414 | 0.48875 | 0.20126 | 0
Jan | 7 | 8 | Weekend | Saturday | 0.75025 | 0.8728 | 0.91151 | 0.71536 | 0.0044144 | 0.71536 | 0.71536 | 0.92222 | 0.71536 | 0.75025 | 0.75025 | 0.82898 | 0.79344 | 1 | 0.39738 | 0.3387 | 0.6941 | 0.74397 | 0.18228 | 0.68417 | 0.11244 | 1 | 0.35585 | 0.92222 | 0.89795 | 0.77473 | 0.3935 | 0.90869 | 0.75587 | 0.9706 | 0.44855 | 0.32516 | 0.56967 | 0.72902 | 0.28861 | 0.72892 | 0.2367 | 1 | 0.31744 | 0.44966 | 0.37068 | 0.66614 | 0.19885 | 0
Jan | 7 | 9 | Weekend | Saturday | 0.84763 | 0.89363 | 0.90581 | 0.7027 | 0.0044144 | 0.7027 | 0.7027 | 0.87485 | 0.7027 | 0.84763 | 0.84763 | 0.7411 | 0.82448 | 0.81796 | 0.35349 | 0.30815 | 0.61709 | 0.78309 | 0.18174 | 0.68387 | 0.11216 | 0.85235 | 0.33908 | 0.87485 | 0.84422 | 0.72998 | 0.36623 | 0.74558 | 0.7977 | 0.81056 | 0.41207 | 0.29689 | 0.49775 | 0.76902 | 0.28738 | 0.72925 | 0.23658 | 0.85 | 0.31453 | 0.56049 | 0.49139 | 0.63628 | 0.24921 | 0
Jan | 7 | 10 | Weekend | Saturday | 0.9196 | 0.92008 | 0.90114 | 0.6982 | 0.0044144 | 0.6982 | 0.6982 | 0.89863 | 0.6982 | 0.9196 | 0.9196 | 0.89354 | 0.83669 | 0.66028 | 0.31132 | 0.29527 | 0.53842 | 0.72653 | 0.17981 | 0.77813 | 0.11488 | 0.62708 | 0.32422 | 0.89863 | 0.85454 | 0.78992 | 0.37055 | 0.90909 | 0.81445 | 0.64252 | 0.36443 | 0.28708 | 0.42292 | 0.72256 | 0.28575 | 0.90633 | 0.23645 | 0.59269 | 0.31021 | 0.68292 | 0.61697 | 0.75555 | 0.25367 | 0
Jan | 7 | 11 | Weekend | Saturday | 0.94199 | 0.93302 | 0.89375 | 0.67574 | 0.0044144 | 0.67574 | 0.67574 | 0.85804 | 0.67574 | 0.94199 | 0.94199 | 0.88667 | 0.84239 | 0.61205 | 0.30667 | 0.2897 | 0.5124 | 0.75642 | 0.1813 | 0.78413 | 0.11179 | 0.60092 | 0.31852 | 0.85804 | 0.80682 | 0.86737 | 0.31899 | 0.92557 | 0.82205 | 0.61876 | 0.36406 | 0.28305 | 0.42481 | 0.74869 | 0.28908 | 0.94703 | 0.23753 | 0.56712 | 0.31081 | 0.68085 | 0.61697 | 0.8774 | 0.2447 | 0
Jan | 7 | 12 | Weekend | Saturday | 0.91744 | 0.92413 | 0.88364 | 0.67235 | 0.0044144 | 0.67235 | 0.67235 | 0.87628 | 0.67235 | 0.91744 | 0.91744 | 0.8621 | 0.83546 | 0.56554 | 0.30766 | 0.28714 | 0.49884 | 0.68974 | 0.17951 | 0.75126 | 0.11035 | 0.59016 | 0.28547 | 0.87628 | 0.81867 | 0.84029 | 0.29623 | 0.91014 | 0.81326 | 0.59572 | 0.36507 | 0.28127 | 0.42077 | 0.68877 | 0.28499 | 0.91433 | 0.2346 | 0.56532 | 0.25551 | 0.76436 | 0.70068 | 0.85855 | 0.18333 | 0
Jan | 7 | 13 | Weekend | Saturday | 0.88583 | 0.92005 | 0.88026 | 0.65458 | 0.0044144 | 0.65458 | 0.65458 | 0.85535 | 0.65458 | 0.88583 | 0.88583 | 0.74644 | 0.83394 | 0.53516 | 0.30498 | 0.27413 | 0.47867 | 0.73928 | 0.17918 | 0.74805 | 0.10925 | 0.58136 | 0.28191 | 0.85535 | 0.7959 | 0.82679 | 0.26375 | 0.74619 | 0.8117 | 0.54542 | 0.36576 | 0.26921 | 0.40891 | 0.73566 | 0.28506 | 0.90729 | 0.23379 | 0.5644 | 0.25494 | 0.76374 | 0.70068 | 0.84761 | 0.17658 | 0
Jan | 7 | 14 | Weekend | Saturday | 0.86892 | 0.92044 | 0.87196 | 0.66381 | 0.0044144 | 0.66381 | 0.66381 | 0.84673 | 0.66381 | 0.86892 | 0.86892 | 0.72292 | 0.83761 | 0.5308 | 0.23997 | 0.24631 | 0.47132 | 0.6947 | 0.17749 | 0.64547 | 0.10751 | 0.58649 | 0.28009 | 0.84673 | 0.78807 | 0.81206 | 0.29725 | 0.74619 | 0.8157 | 0.53884 | 0.25777 | 0.24121 | 0.40544 | 0.69771 | 0.28434 | 0.73018 | 0.23265 | 0.56288 | 0.25579 | 0.76433 | 0.70068 | 0.83159 | 0.18366 | 0
Jan | 7 | 15 | Weekend | Saturday | 0.84572 | 0.92603 | 0.86347 | 0.69624 | 1 | 0.69624 | 0.69624 | 0.8475 | 0.69624 | 0.84572 | 0.84572 | 0.7658 | 0.79342 | 0.52976 | 0.24314 | 0.24951 | 0.50833 | 0.73088 | 0.17777 | 0.66206 | 0.10903 | 0.58626 | 0.28508 | 0.8475 | 0.79114 | 0.80527 | 0.27966 | 0.74585 | 0.77776 | 0.52105 | 0.25694 | 0.24408 | 0.44005 | 0.72891 | 0.28424 | 0.72952 | 0.23376 | 0.55905 | 0.25658 | 0.76628 | 0.70068 | 0.81669 | 0.1787 | 0
Jan | 7 | 16 | Weekend | Saturday | 0.86762 | 0.95703 | 0.86523 | 0.80353 | 1 | 0.80353 | 0.80353 | 0.90688 | 0.80353 | 0.86762 | 0.86762 | 0.94003 | 0.787 | 0.5636 | 0.31304 | 0.31101 | 0.71152 | 0.69204 | 0.19719 | 0.70675 | 0.11989 | 0.61109 | 0.37539 | 0.90688 | 0.87538 | 0.8341 | 0.33307 | 0.95896 | 0.76373 | 0.5981 | 0.33376 | 0.30385 | 0.69985 | 0.69065 | 0.31293 | 0.77627 | 0.25808 | 0.64229 | 0.35973 | 0.83585 | 0.80288 | 0.84564 | 0.20591 | 0
Jan | 7 | 17 | Weekend | Saturday | 0.87659 | 0.96401 | 0.85843 | 0.9405 | 1 | 0.9405 | 0.9405 | 0.94911 | 0.9405 | 0.87659 | 0.87659 | 0.97562 | 0.75476 | 0.64625 | 0.34808 | 0.35537 | 0.89391 | 0.74632 | 0.21466 | 0.84901 | 0.13094 | 0.7129 | 0.43217 | 0.94911 | 0.94505 | 0.83584 | 0.35304 | 0.99995 | 0.72202 | 0.69963 | 0.35997 | 0.34625 | 0.93709 | 0.73928 | 0.33739 | 0.99312 | 0.27827 | 0.75382 | 0.42054 | 0.80744 | 0.80726 | 0.80645 | 0.25592 | 0
Jan | 7 | 18 | Weekend | Saturday | 0.82835 | 0.9384 | 0.83885 | 0.94128 | 1 | 0.94128 | 0.94128 | 0.86442 | 0.94128 | 0.82835 | 0.82835 | 0.97924 | 0.73032 | 0.78963 | 0.27943 | 0.19818 | 0.9436 | 0.53227 | 0.21798 | 0.85799 | 0.13229 | 0.85448 | 0.30093 | 0.86442 | 0.86883 | 0.85172 | 0.44262 | 1 | 0.68517 | 0.89353 | 0.34948 | 0.197 | 0.99245 | 0.52471 | 0.33863 | 0.99309 | 0.27926 | 0.90516 | 0.35587 | 0.63923 | 0.63632 | 0.7942 | 0.27363 | 0
Jan | 7 | 19 | Weekend | Saturday | 0.80438 | 0.9213 | 0.82408 | 0.89053 | 1 | 0.89053 | 0.89053 | 0.49385 | 0.89053 | 0.80438 | 0.80438 | 0.8411 | 0.72414 | 0.84273 | 0.26308 | 0.20398 | 0.93544 | 0.58504 | 0.22004 | 0.87138 | 0.1361 | 0.87513 | 0.30384 | 0.49385 | 0.51187 | 0.77328 | 0.39723 | 0.83961 | 0.67135 | 0.9243 | 0.32598 | 0.20281 | 0.97014 | 0.56758 | 0.34075 | 0.99811 | 0.28236 | 0.91224 | 0.36044 | 0.46152 | 0.49214 | 0.67013 | 0.26233 | 0
Jan | 7 | 20 | Weekend | Saturday | 0.78926 | 0.87944 | 0.80877 | 0.81588 | 1 | 0.81588 | 0.81588 | 0.48074 | 0.81588 | 0.78926 | 0.78926 | 0.84401 | 0.6796 | 0.88203 | 0.27307 | 0.21891 | 0.9338 | 0.52095 | 0.22622 | 0.77094 | 0.13965 | 0.9359 | 0.30893 | 0.48074 | 0.50056 | 0.75412 | 0.48688 | 0.83917 | 0.60868 | 0.98855 | 0.32704 | 0.21684 | 0.96104 | 0.49874 | 0.34211 | 0.82047 | 0.28835 | 0.97648 | 0.36717 | 0.4286 | 0.45897 | 0.63287 | 0.27964 | 0
Jan | 7 | 21 | Weekend | Saturday | 0.7375 | 0.83081 | 0.78762 | 0.74934 | 1 | 0.74934 | 0.74934 | 0.16928 | 0.74934 | 0.7375 | 0.7375 | 0.84578 | 0.67621 | 0.85422 | 0.25229 | 0.22277 | 0.83759 | 0.52434 | 0.23934 | 0.78724 | 0.1609 | 0.92 | 0.31504 | 0.16928 | 0.20135 | 0.65191 | 0.428 | 0.8376 | 0.60041 | 0.93819 | 0.30217 | 0.22028 | 0.82764 | 0.49468 | 0.34496 | 0.8181 | 0.29641 | 0.95392 | 0.36685 | 0.24095 | 0.30084 | 0.5264 | 0.26572 | 0
Jan | 7 | 22 | Weekend | Saturday | 0.72446 | 0.81265 | 0.76373 | 0.66898 | 1 | 0.66898 | 0.66898 | 0.13722 | 0.66898 | 0.72446 | 0.72446 | 0.82057 | 0.66952 | 0.83655 | 0.245 | 0.23875 | 0.73616 | 0.43961 | 0.24957 | 0.79546 | 0.15529 | 0.7434 | 0.32009 | 0.13722 | 0.17333 | 0.23406 | 0.51777 | 0.8352 | 0.58435 | 0.79293 | 0.27917 | 0.23588 | 0.6596 | 0.41342 | 0.3458 | 0.8144 | 0.30249 | 0.72142 | 0.36863 | 0.18759 | 0.24836 | 0.31275 | 0.28323 | 0
Jan | 7 | 23 | Weekend | Saturday | 0.69656 | 0.82455 | 0.74444 | 0.59243 | 1 | 0.59243 | 0.59243 | 0.14055 | 0.59243 | 0.69656 | 0.69656 | 0.72244 | 0.6943 | 0.56192 | 0.20096 | 0.16605 | 0.54729 | 0.51676 | 0.21375 | 0.75441 | 0.12703 | 0.48101 | 0.28689 | 0.14055 | 0.17814 | 0.3519 | 0.3771 | 0.85326 | 0.65141 | 0.5716 | 0.26814 | 0.16538 | 0.50647 | 0.47542 | 0.34033 | 0.8577 | 0.2772 | 0.46024 | 0.34837 | 0.18506 | 0.24614 | 0.4731 | 0.26225 | 0
Jan | 8 | 24 | Weekend | Sunday | 0.68023 | 0.81286 | 0.76293 | 0.53638 | 1 | 0.53638 | 0.53638 | 0.14612 | 0.53638 | 0.68023 | 0.68023 | 0.54995 | 0.66641 | 0.36134 | 0.18546 | 0.17728 | 0.49405 | 0.44886 | 0.21522 | 0.56464 | 0.13303 | 0.43811 | 0.2737 | 0.14612 | 0.18101 | 0.25808 | 0.40517 | 0.48802 | 0.61427 | 0.42192 | 0.23658 | 0.17665 | 0.41954 | 0.42111 | 0.33806 | 0.48584 | 0.28252 | 0.41219 | 0.33517 | 0.18977 | 0.24956 | 0.34558 | 0.267 | 0
Jan | 8 | 1 | Weekend | Sunday | 0.67597 | 0.77801 | 0.75341 | 0.51642 | 1 | 0.51642 | 0.51642 | 0.15091 | 0.51642 | 0.67597 | 0.67597 | 0.18364 | 0.66564 | 0.32973 | 0.18301 | 0.17071 | 0.48575 | 0.51969 | 0.21496 | 0.21453 | 0.131 | 0.43739 | 0.27695 | 0.15091 | 0.18877 | 0.24787 | 0.38866 | 0.32019 | 0.61273 | 0.40664 | 0.23653 | 0.16997 | 0.40598 | 0.47831 | 0.33895 | 0.33712 | 0.28074 | 0.41486 | 0.3333 | 0.19086 | 0.25078 | 0.32713 | 0.26415 | 0
Jan | 8 | 2 | Weekend | Sunday | 0.67964 | 0.76699 | 0.74838 | 0.50282 | 1 | 0.50282 | 0.50282 | 0.15639 | 0.50282 | 0.67964 | 0.67964 | 0.18497 | 0.66887 | 0.29387 | 0.18545 | 0.17953 | 0.48575 | 0.46129 | 0.21673 | 0.21875 | 0.13296 | 0.40386 | 0.27421 | 0.15639 | 0.19301 | 0.26727 | 0.40712 | 0.32071 | 0.61425 | 0.35352 | 0.237 | 0.17901 | 0.39986 | 0.43267 | 0.34046 | 0.33803 | 0.2819 | 0.37079 | 0.33392 | 0.19227 | 0.25144 | 0.34323 | 0.26827 | 0
Jan | 8 | 3 | Weekend | Sunday | 0.67608 | 0.76498 | 0.75022 | 0.49642 | 1 | 0.49642 | 0.49642 | 0.15848 | 0.49642 | 0.67608 | 0.67608 | 0.18383 | 0.67163 | 0.28933 | 0.18421 | 0.18408 | 0.48954 | 0.52614 | 0.21713 | 0.21538 | 0.1323 | 0.40866 | 0.27307 | 0.15848 | 0.20075 | 0.26257 | 0.3931 | 0.32095 | 0.61573 | 0.34923 | 0.23675 | 0.18329 | 0.3971 | 0.48588 | 0.34096 | 0.33846 | 0.28102 | 0.3745 | 0.3336 | 0.1929 | 0.25267 | 0.33839 | 0.2651 | 0
Jan | 8 | 4 | Weekend | Sunday | 0.67797 | 0.76748 | 0.76443 | 0.50327 | 1 | 0.50327 | 0.50327 | 0.16389 | 0.50327 | 0.67797 | 0.67797 | 0.18706 | 0.67684 | 0.31692 | 0.19522 | 0.19056 | 0.53325 | 0.54208 | 0.21911 | 0.22241 | 0.13528 | 0.43141 | 0.27811 | 0.16389 | 0.20629 | 0.28827 | 0.41434 | 0.32421 | 0.62156 | 0.36829 | 0.24905 | 0.19007 | 0.44904 | 0.50567 | 0.34277 | 0.34377 | 0.28536 | 0.39538 | 0.33537 | 0.19429 | 0.25354 | 0.36771 | 0.2692 | 0
Jan | 8 | 5 | Weekend | Sunday | 0.65211 | 0.78981 | 0.80542 | 0.57428 | 1 | 0.57428 | 0.57428 | 0.1684 | 0.57428 | 0.65211 | 0.65211 | 0.55733 | 0.67891 | 0.35723 | 0.21221 | 0.1897 | 0.63025 | 0.68176 | 0.21967 | 0.5673 | 0.13618 | 0.4723 | 0.27425 | 0.1684 | 0.21195 | 0.29405 | 0.39864 | 0.49054 | 0.62328 | 0.40524 | 0.27276 | 0.18863 | 0.5604 | 0.62422 | 0.34291 | 0.48495 | 0.28512 | 0.44262 | 0.3339 | 0.19541 | 0.25444 | 0.37025 | 0.2656 | 0
Jan | 8 | 6 | Weekend | Sunday | 0.67368 | 0.83787 | 0.8645 | 0.66192 | 1 | 0.66192 | 0.66192 | 0.56462 | 0.66192 | 0.67368 | 0.67368 | 0.77348 | 0.71729 | 0.53288 | 0.35633 | 0.43732 | 0.78154 | 0.73206 | 0.22317 | 0.86404 | 0.13726 | 0.6453 | 0.47758 | 0.56462 | 0.59326 | 0.70906 | 0.41911 | 0.8384 | 0.68113 | 0.63068 | 0.36621 | 0.43717 | 0.69006 | 0.69599 | 0.34409 | 0.99753 | 0.2865 | 0.64751 | 0.43898 | 0.28253 | 0.3062 | 0.49794 | 0.26971 | 0
Jan | 8 | 7 | Weekend | Sunday | 0.70317 | 0.84611 | 0.90148 | 0.6928 | 0.0044144 | 0.6928 | 0.6928 | 0.466 | 0.6928 | 0.70317 | 0.70317 | 0.81199 | 0.77816 | 0.79125 | 0.34952 | 0.352 | 0.74611 | 0.74702 | 0.18873 | 0.79728 | 0.1182 | 0.74727 | 0.36331 | 0.466 | 0.4667 | 0.67713 | 0.38734 | 0.92149 | 0.71664 | 0.79809 | 0.34607 | 0.33742 | 0.64092 | 0.70857 | 0.29661 | 0.91863 | 0.24784 | 0.74564 | 0.28385 | 0.22545 | 0.19414 | 0.48875 | 0.20126 | 0
Jan | 8 | 8 | Weekend | Sunday | 0.75025 | 0.8728 | 0.91151 | 0.71536 | 0.0044144 | 0.71536 | 0.71536 | 0.92222 | 0.71536 | 0.75025 | 0.75025 | 0.82898 | 0.79344 | 1 | 0.39738 | 0.3387 | 0.6941 | 0.74397 | 0.18228 | 0.68417 | 0.11244 | 1 | 0.35585 | 0.92222 | 0.89795 | 0.77473 | 0.3935 | 0.90869 | 0.75587 | 0.9706 | 0.44855 | 0.32516 | 0.56967 | 0.72902 | 0.28861 | 0.72892 | 0.2367 | 1 | 0.31744 | 0.44966 | 0.37068 | 0.66614 | 0.19885 | 0
Jan | 8 | 9 | Weekend | Sunday | 0.84763 | 0.89363 | 0.90581 | 0.7027 | 0.0044144 | 0.7027 | 0.7027 | 0.87485 | 0.7027 | 0.84763 | 0.84763 | 0.7411 | 0.82448 | 0.81796 | 0.35349 | 0.30815 | 0.61709 | 0.78309 | 0.18174 | 0.68387 | 0.11216 | 0.85235 | 0.33908 | 0.87485 | 0.84422 | 0.72998 | 0.36623 | 0.74558 | 0.7977 | 0.81056 | 0.41207 | 0.29689 | 0.49775 | 0.76902 | 0.28738 | 0.72925 | 0.23658 | 0.85 | 0.31453 | 0.56049 | 0.49139 | 0.63628 | 0.24921 | 0
Jan | 8 | 10 | Weekend | Sunday | 0.9196 | 0.92008 | 0.90114 | 0.6982 | 0.0044144 | 0.6982 | 0.6982 | 0.89863 | 0.6982 | 0.9196 | 0.9196 | 0.89354 | 0.83669 | 0.66028 | 0.31132 | 0.29527 | 0.53842 | 0.72653 | 0.17981 | 0.77813 | 0.11488 | 0.62708 | 0.32422 | 0.89863 | 0.85454 | 0.78992 | 0.37055 | 0.90909 | 0.81445 | 0.64252 | 0.36443 | 0.28708 | 0.42292 | 0.72256 | 0.28575 | 0.90633 | 0.23645 | 0.59269 | 0.31021 | 0.68292 | 0.61697 | 0.75555 | 0.25367 | 0
Jan | 8 | 11 | Weekend | Sunday | 0.94199 | 0.93302 | 0.89375 | 0.67574 | 0.0044144 | 0.67574 | 0.67574 | 0.85804 | 0.67574 | 0.94199 | 0.94199 | 0.88667 | 0.84239 | 0.61205 | 0.30667 | 0.2897 | 0.5124 | 0.75642 | 0.1813 | 0.78413 | 0.11179 | 0.60092 | 0.31852 | 0.85804 | 0.80682 | 0.86737 | 0.31899 | 0.92557 | 0.82205 | 0.61876 | 0.36406 | 0.28305 | 0.42481 | 0.74869 | 0.28908 | 0.94703 | 0.23753 | 0.56712 | 0.31081 | 0.68085 | 0.61697 | 0.8774 | 0.2447 | 0
Jan | 8 | 12 | Weekend | Sunday | 0.91744 | 0.92413 | 0.88364 | 0.67235 | 0.0044144 | 0.67235 | 0.67235 | 0.87628 | 0.67235 | 0.91744 | 0.91744 | 0.8621 | 0.83546 | 0.56554 | 0.30766 | 0.28714 | 0.49884 | 0.68974 | 0.17951 | 0.75126 | 0.11035 | 0.59016 | 0.28547 | 0.87628 | 0.81867 | 0.84029 | 0.29623 | 0.91014 | 0.81326 | 0.59572 | 0.36507 | 0.28127 | 0.42077 | 0.68877 | 0.28499 | 0.91433 | 0.2346 | 0.56532 | 0.25551 | 0.76436 | 0.70068 | 0.85855 | 0.18333 | 0
Jan | 8 | 13 | Weekend | Sunday | 0.88583 | 0.92005 | 0.88026 | 0.65458 | 0.0044144 | 0.65458 | 0.65458 | 0.85535 | 0.65458 | 0.88583 | 0.88583 | 0.74644 | 0.83394 | 0.53516 | 0.30498 | 0.27413 | 0.47867 | 0.73928 | 0.17918 | 0.74805 | 0.10925 | 0.58136 | 0.28191 | 0.85535 | 0.7959 | 0.82679 | 0.26375 | 0.74619 | 0.8117 | 0.54542 | 0.36576 | 0.26921 | 0.40891 | 0.73566 | 0.28506 | 0.90729 | 0.23379 | 0.5644 | 0.25494 | 0.76374 | 0.70068 | 0.84761 | 0.17658 | 0
Jan | 8 | 14 | Weekend | Sunday | 0.86892 | 0.92044 | 0.87196 | 0.66381 | 0.0044144 | 0.66381 | 0.66381 | 0.84673 | 0.66381 | 0.86892 | 0.86892 | 0.72292 | 0.83761 | 0.5308 | 0.23997 | 0.24631 | 0.47132 | 0.6947 | 0.17749 | 0.64547 | 0.10751 | 0.58649 | 0.28009 | 0.84673 | 0.78807 | 0.81206 | 0.29725 | 0.74619 | 0.8157 | 0.53884 | 0.25777 | 0.24121 | 0.40544 | 0.69771 | 0.28434 | 0.73018 | 0.23265 | 0.56288 | 0.25579 | 0.76433 | 0.70068 | 0.83159 | 0.18366 | 0
Jan | 8 | 15 | Weekend | Sunday | 0.84572 | 0.92603 | 0.86347 | 0.69624 | 1 | 0.69624 | 0.69624 | 0.8475 | 0.69624 | 0.84572 | 0.84572 | 0.7658 | 0.79342 | 0.52976 | 0.24314 | 0.24951 | 0.50833 | 0.73088 | 0.17777 | 0.66206 | 0.10903 | 0.58626 | 0.28508 | 0.8475 | 0.79114 | 0.80527 | 0.27966 | 0.74585 | 0.77776 | 0.52105 | 0.25694 | 0.24408 | 0.44005 | 0.72891 | 0.28424 | 0.72952 | 0.23376 | 0.55905 | 0.25658 | 0.76628 | 0.70068 | 0.81669 | 0.1787 | 0
Jan | 8 | 16 | Weekend | Sunday | 0.86762 | 0.95703 | 0.86523 | 0.80353 | 1 | 0.80353 | 0.80353 | 0.90688 | 0.80353 | 0.86762 | 0.86762 | 0.94003 | 0.787 | 0.5636 | 0.31304 | 0.31101 | 0.71152 | 0.69204 | 0.19719 | 0.70675 | 0.11989 | 0.61109 | 0.37539 | 0.90688 | 0.87538 | 0.8341 | 0.33307 | 0.95896 | 0.76373 | 0.5981 | 0.33376 | 0.30385 | 0.69985 | 0.69065 | 0.31293 | 0.77627 | 0.25808 | 0.64229 | 0.35973 | 0.83585 | 0.80288 | 0.84564 | 0.20591 | 0
Jan | 8 | 17 | Weekend | Sunday | 0.87659 | 0.96401 | 0.85843 | 0.9405 | 1 | 0.9405 | 0.9405 | 0.94911 | 0.9405 | 0.87659 | 0.87659 | 0.97562 | 0.75476 | 0.64625 | 0.34808 | 0.35537 | 0.89391 | 0.74632 | 0.21466 | 0.84901 | 0.13094 | 0.7129 | 0.43217 | 0.94911 | 0.94505 | 0.83584 | 0.35304 | 0.99995 | 0.72202 | 0.69963 | 0.35997 | 0.34625 | 0.93709 | 0.73928 | 0.33739 | 0.99312 | 0.27827 | 0.75382 | 0.42054 | 0.80744 | 0.80726 | 0.80645 | 0.25592 | 0
Jan | 8 | 18 | Weekend | Sunday | 0.82835 | 0.9384 | 0.83885 | 0.94128 | 1 | 0.94128 | 0.94128 | 0.86442 | 0.94128 | 0.82835 | 0.82835 | 0.97924 | 0.73032 | 0.78963 | 0.27943 | 0.19818 | 0.9436 | 0.53227 | 0.21798 | 0.85799 | 0.13229 | 0.85448 | 0.30093 | 0.86442 | 0.86883 | 0.85172 | 0.44262 | 1 | 0.68517 | 0.89353 | 0.34948 | 0.197 | 0.99245 | 0.52471 | 0.33863 | 0.99309 | 0.27926 | 0.90516 | 0.35587 | 0.63923 | 0.63632 | 0.7942 | 0.27363 | 0
Jan | 8 | 19 | Weekend | Sunday | 0.80438 | 0.9213 | 0.82408 | 0.89053 | 1 | 0.89053 | 0.89053 | 0.49385 | 0.89053 | 0.80438 | 0.80438 | 0.8411 | 0.72414 | 0.84273 | 0.26308 | 0.20398 | 0.93544 | 0.58504 | 0.22004 | 0.87138 | 0.1361 | 0.87513 | 0.30384 | 0.49385 | 0.51187 | 0.77328 | 0.39723 | 0.83961 | 0.67135 | 0.9243 | 0.32598 | 0.20281 | 0.97014 | 0.56758 | 0.34075 | 0.99811 | 0.28236 | 0.91224 | 0.36044 | 0.46152 | 0.49214 | 0.67013 | 0.26233 | 0
Jan | 8 | 20 | Weekend | Sunday | 0.78926 | 0.87944 | 0.80877 | 0.81588 | 1 | 0.81588 | 0.81588 | 0.48074 | 0.81588 | 0.78926 | 0.78926 | 0.84401 | 0.6796 | 0.88203 | 0.27307 | 0.21891 | 0.9338 | 0.52095 | 0.22622 | 0.77094 | 0.13965 | 0.9359 | 0.30893 | 0.48074 | 0.50056 | 0.75412 | 0.48688 | 0.83917 | 0.60868 | 0.98855 | 0.32704 | 0.21684 | 0.96104 | 0.49874 | 0.34211 | 0.82047 | 0.28835 | 0.97648 | 0.36717 | 0.4286 | 0.45897 | 0.63287 | 0.27964 | 0
Jan | 8 | 21 | Weekend | Sunday | 0.7375 | 0.83081 | 0.78762 | 0.74934 | 1 | 0.74934 | 0.74934 | 0.16928 | 0.74934 | 0.7375 | 0.7375 | 0.84578 | 0.67621 | 0.85422 | 0.25229 | 0.22277 | 0.83759 | 0.52434 | 0.23934 | 0.78724 | 0.1609 | 0.92 | 0.31504 | 0.16928 | 0.20135 | 0.65191 | 0.428 | 0.8376 | 0.60041 | 0.93819 | 0.30217 | 0.22028 | 0.82764 | 0.49468 | 0.34496 | 0.8181 | 0.29641 | 0.95392 | 0.36685 | 0.24095 | 0.30084 | 0.5264 | 0.26572 | 0
Jan | 8 | 22 | Weekend | Sunday | 0.72446 | 0.81265 | 0.76373 | 0.66898 | 1 | 0.66898 | 0.66898 | 0.13722 | 0.66898 | 0.72446 | 0.72446 | 0.82057 | 0.66952 | 0.83655 | 0.245 | 0.23875 | 0.73616 | 0.43961 | 0.24957 | 0.79546 | 0.15529 | 0.7434 | 0.32009 | 0.13722 | 0.17333 | 0.23406 | 0.51777 | 0.8352 | 0.58435 | 0.79293 | 0.27917 | 0.23588 | 0.6596 | 0.41342 | 0.3458 | 0.8144 | 0.30249 | 0.72142 | 0.36863 | 0.18759 | 0.24836 | 0.31275 | 0.28323 | 0
Jan | 8 | 23 | Weekend | Sunday | 0.69656 | 0.82455 | 0.74444 | 0.59243 | 1 | 0.59243 | 0.59243 | 0.14103 | 0.59243 | 0.69656 | 0.69656 | 0.84292 | 0.64684 | 0.57979 | 0.22907 | 0.21777 | 0.7078 | 0.46444 | 0.23543 | 0.87177 | 0.14351 | 0.56378 | 0.31581 | 0.14103 | 0.16839 | 0.35622 | 0.56765 | 0.85255 | 0.5496 | 0.51621 | 0.28663 | 0.21615 | 0.52654 | 0.43118 | 0.3473 | 0.85666 | 0.29113 | 0.51122 | 0.37631 | 0.19195 | 0.25071 | 0.46808 | 0.28595 | 0
Jan | 9 | 24 | Weekday | Monday | 0.68372 | 0.81123 | 0.765 | 0.55583 | 1 | 0.55583 | 0.55583 | 0.14639 | 0.55583 | 0.68372 | 0.68372 | 0.65765 | 0.6351 | 0.33621 | 0.23445 | 0.23738 | 0.65205 | 0.41667 | 0.24043 | 0.68929 | 0.1452 | 0.53408 | 0.32663 | 0.14639 | 0.17601 | 0.29508 | 0.56002 | 0.48733 | 0.53081 | 0.3682 | 0.28797 | 0.23504 | 0.43885 | 0.39198 | 0.34523 | 0.48561 | 0.29343 | 0.47111 | 0.3881 | 0.19267 | 0.25127 | 0.36738 | 0.28166 | 0
Jan | 9 | 1 | Weekday | Monday | 0.68539 | 0.78058 | 0.75775 | 0.53753 | 1 | 0.53753 | 0.53753 | 0.15242 | 0.53753 | 0.68539 | 0.68539 | 0.18388 | 0.63492 | 0.29064 | 0.23425 | 0.24876 | 0.65649 | 0.47985 | 0.25024 | 0.21506 | 0.15285 | 0.53283 | 0.33292 | 0.15242 | 0.18525 | 0.2887 | 0.60455 | 0.31918 | 0.5276 | 0.33376 | 0.28874 | 0.24589 | 0.42667 | 0.44359 | 0.34716 | 0.33561 | 0.29989 | 0.46954 | 0.39529 | 0.19414 | 0.25273 | 0.34852 | 0.29016 | 0
Jan | 9 | 2 | Weekday | Monday | 0.69174 | 0.77265 | 0.75523 | 0.52686 | 1 | 0.52686 | 0.52686 | 0.15856 | 0.52686 | 0.69174 | 0.69174 | 0.18352 | 0.63578 | 0.26906 | 0.24308 | 0.26451 | 0.66339 | 0.42652 | 0.263 | 0.21587 | 0.15521 | 0.52963 | 0.3443 | 0.15856 | 0.19679 | 0.29753 | 0.58323 | 0.31964 | 0.52525 | 0.30427 | 0.29182 | 0.26088 | 0.42126 | 0.40315 | 0.35019 | 0.33637 | 0.30492 | 0.46205 | 0.40539 | 0.19561 | 0.25455 | 0.35275 | 0.28396 | 0
Jan | 9 | 3 | Weekday | Monday | 0.6925 | 0.77355 | 0.7603 | 0.52199 | 1 | 0.52199 | 0.52199 | 0.16517 | 0.52199 | 0.6925 | 0.6925 | 0.18385 | 0.63708 | 0.26505 | 0.24519 | 0.2706 | 0.67359 | 0.49124 | 0.27609 | 0.21585 | 0.16469 | 0.53975 | 0.36088 | 0.16517 | 0.20514 | 0.30884 | 0.62617 | 0.31993 | 0.52399 | 0.30044 | 0.29345 | 0.26657 | 0.41924 | 0.45463 | 0.35259 | 0.33685 | 0.31257 | 0.47248 | 0.42024 | 0.19718 | 0.25587 | 0.36003 | 0.29214 | 0
Jan | 9 | 4 | Weekday | Monday | 0.69728 | 0.78248 | 0.78285 | 0.536 | 1 | 0.536 | 0.536 | 0.17026 | 0.536 | 0.69728 | 0.69728 | 0.18836 | 0.69405 | 0.29707 | 0.26111 | 0.28289 | 0.71786 | 0.58766 | 0.28732 | 0.22405 | 0.16738 | 0.56486 | 0.37132 | 0.17026 | 0.21405 | 0.35393 | 0.60066 | 0.32784 | 0.59531 | 0.32354 | 0.30633 | 0.27821 | 0.47139 | 0.54892 | 0.35688 | 0.34974 | 0.3186 | 0.49653 | 0.42895 | 0.1984 | 0.25727 | 0.41438 | 0.28556 | 0
Jan | 9 | 5 | Weekday | Monday | 0.67196 | 0.81744 | 0.83906 | 0.62357 | 1 | 0.62357 | 0.62357 | 0.17708 | 0.62357 | 0.67196 | 0.67196 | 0.67893 | 0.75943 | 0.40265 | 0.29722 | 0.29775 | 0.81757 | 0.75284 | 0.29661 | 0.71384 | 0.17744 | 0.64038 | 0.3963 | 0.17708 | 0.21999 | 0.35761 | 0.63998 | 0.49444 | 0.59551 | 0.41367 | 0.35381 | 0.29255 | 0.58326 | 0.68199 | 0.35752 | 0.49141 | 0.32501 | 0.57668 | 0.45486 | 0.20002 | 0.25821 | 0.41405 | 0.29342 | 0
Jan | 9 | 6 | Weekday | Monday | 0.7041 | 0.8762 | 0.92118 | 0.72426 | 1 | 0.72426 | 0.72426 | 0.9885 | 0.72426 | 0.7041 | 0.7041 | 0.89011 | 0.86034 | 0.69314 | 0.60254 | 1 | 0.96797 | 0.91926 | 0.96669 | 1 | 0.97847 | 0.88012 | 0.84942 | 0.9885 | 1 | 0.84706 | 0.79591 | 0.83976 | 0.77643 | 0.74698 | 0.41724 | 1 | 0.71302 | 0.8835 | 0.39784 | 1 | 0.44382 | 0.84503 | 0.55274 | 0.39898 | 0.38055 | 0.57032 | 0.36521 | 0
Jan | 9 | 7 | Weekday | Monday | 0.74651 | 0.89613 | 0.97885 | 0.73627 | 0.0044144 | 0.73627 | 0.73627 | 0.84427 | 0.73627 | 0.74651 | 0.74651 | 0.97238 | 0.92856 | 0.99346 | 0.83564 | 0.92403 | 0.93091 | 0.97515 | 0.96813 | 0.9419 | 1 | 0.97238 | 0.81865 | 0.84427 | 0.8281 | 0.79185 | 0.84877 | 0.9208 | 0.86496 | 0.93113 | 0.49399 | 0.83076 | 0.66884 | 0.95478 | 0.72269 | 0.91762 | 0.79247 | 0.95159 | 0.48012 | 0.39365 | 0.32289 | 0.54906 | 0.53006 | 0
Jan | 9 | 8 | Weekday | Monday | 0.80095 | 0.92908 | 1 | 0.71895 | 0.0044144 | 0.71895 | 0.71895 | 0.90832 | 0.71895 | 0.80095 | 0.80095 | 0.97768 | 0.95362 | 0.86086 | 1 | 0.98106 | 0.89681 | 0.97346 | 1 | 0.81704 | 0.99314 | 0.9027 | 1 | 0.90832 | 0.8749 | 0.9522 | 0.96133 | 0.90832 | 0.90394 | 0.77787 | 1 | 0.89366 | 0.63073 | 0.95924 | 0.97367 | 0.72834 | 0.98645 | 0.85528 | 0.90258 | 0.58607 | 0.51072 | 0.82135 | 0.77388 | 0
Jan | 9 | 9 | Weekday | Monday | 0.9026 | 0.94515 | 0.99828 | 0.67984 | 0.0044144 | 0.67984 | 0.67984 | 1 | 0.67984 | 0.9026 | 0.9026 | 0.8442 | 0.9763 | 0.74211 | 0.91405 | 0.86181 | 0.80338 | 1 | 0.9557 | 0.80074 | 0.95589 | 0.84709 | 0.94135 | 1 | 0.9531 | 0.97445 | 1 | 0.74517 | 0.94073 | 0.68819 | 0.96357 | 0.78063 | 0.55744 | 1 | 0.97325 | 0.72869 | 0.98601 | 0.8104 | 0.90235 | 0.84099 | 0.77403 | 0.90838 | 0.93258 | 0
Jan | 9 | 10 | Weekday | Monday | 0.97833 | 0.96958 | 0.99537 | 0.67031 | 0.0044144 | 0.67031 | 0.67031 | 0.97726 | 0.67031 | 0.97833 | 0.97833 | 0.97646 | 0.98473 | 0.61717 | 0.84658 | 0.81164 | 0.70973 | 0.9791 | 0.93271 | 0.87827 | 0.92435 | 0.68177 | 0.90831 | 0.97726 | 0.92224 | 0.92998 | 0.94361 | 0.90847 | 0.96097 | 0.54686 | 0.91569 | 0.73833 | 0.48121 | 0.98737 | 0.9958 | 0.90559 | 0.99839 | 0.62921 | 0.90209 | 0.87256 | 0.80971 | 0.87853 | 0.93295 | 0
Jan | 9 | 11 | Weekday | Monday | 1 | 0.98243 | 0.98745 | 0.65661 | 0.0044144 | 0.65661 | 0.65661 | 0.9302 | 0.65661 | 1 | 1 | 0.95513 | 0.99022 | 0.57492 | 0.82469 | 0.78944 | 0.67011 | 0.96689 | 0.89663 | 0.86987 | 0.88966 | 0.66323 | 0.88521 | 0.9302 | 0.86925 | 1 | 0.89329 | 0.92514 | 0.97465 | 0.53869 | 0.91595 | 0.72253 | 0.48171 | 0.97951 | 1 | 0.94643 | 1 | 0.62009 | 0.90136 | 0.87035 | 0.80971 | 1 | 0.93151 | 0
Jan | 9 | 12 | Weekday | Monday | 0.97537 | 0.97522 | 0.97665 | 0.65712 | 0.0044144 | 0.65712 | 0.65712 | 0.90543 | 0.65712 | 0.97537 | 0.97537 | 0.90793 | 0.96299 | 0.56897 | 0.78212 | 0.79022 | 0.63466 | 0.91847 | 0.87671 | 0.82031 | 0.86672 | 0.64611 | 0.85894 | 0.90543 | 0.84144 | 0.93135 | 0.81033 | 0.90958 | 0.95215 | 0.5401 | 0.86923 | 0.72901 | 0.47146 | 0.92974 | 0.99549 | 0.91348 | 0.99774 | 0.60844 | 0.86086 | 0.86949 | 0.80971 | 0.92658 | 0.84484 | 0
Jan | 9 | 13 | Weekday | Monday | 0.94575 | 0.97274 | 0.97608 | 0.64297 | 0.0044144 | 0.64297 | 0.64297 | 0.88599 | 0.64297 | 0.94575 | 0.94575 | 0.78862 | 0.99099 | 0.54906 | 0.79748 | 0.74416 | 0.60607 | 0.93907 | 0.86701 | 0.80552 | 0.85212 | 0.63617 | 0.85809 | 0.88599 | 0.82062 | 0.91177 | 0.8423 | 0.74561 | 0.98638 | 0.51292 | 0.91415 | 0.68827 | 0.46222 | 0.9588 | 0.97227 | 0.9064 | 0.98449 | 0.60122 | 0.90083 | 0.86905 | 0.80971 | 0.91393 | 0.9304 | 0
Jan | 9 | 14 | Weekday | Monday | 0.92953 | 0.97538 | 0.96437 | 0.65316 | 0.0044144 | 0.65316 | 0.65316 | 0.87477 | 0.65316 | 0.92953 | 0.92953 | 0.77294 | 0.99012 | 0.54196 | 0.79223 | 0.70499 | 0.59087 | 0.93398 | 0.8518 | 0.70965 | 0.84014 | 0.62888 | 0.84531 | 0.87477 | 0.80982 | 0.89452 | 0.83679 | 0.74561 | 0.9893 | 0.50346 | 0.91356 | 0.65277 | 0.45778 | 0.95272 | 0.97223 | 0.72939 | 0.98451 | 0.59511 | 0.90077 | 0.86989 | 0.80971 | 0.89847 | 0.93089 | 0
Jan | 9 | 15 | Weekday | Monday | 0.90456 | 0.97779 | 0.95259 | 0.69464 | 1 | 0.69464 | 0.69464 | 0.86637 | 0.69464 | 0.90456 | 0.90456 | 0.81571 | 0.99072 | 0.53052 | 0.79752 | 0.70713 | 0.62439 | 0.89179 | 0.84779 | 0.72394 | 0.81803 | 0.62701 | 0.84888 | 0.86637 | 0.80338 | 0.88174 | 0.84088 | 0.74534 | 0.98951 | 0.4845 | 0.91365 | 0.65543 | 0.49203 | 0.91833 | 0.96046 | 0.7289 | 0.96729 | 0.58894 | 0.90064 | 0.87137 | 0.80971 | 0.88537 | 0.93036 | 0
Jan | 9 | 16 | Weekday | Monday | 0.90538 | 1 | 0.94618 | 0.81766 | 1 | 0.81766 | 0.81766 | 0.92262 | 0.81766 | 0.90538 | 0.90538 | 0.98329 | 1 | 0.55779 | 0.86446 | 0.77584 | 0.81847 | 0.92278 | 0.85928 | 0.75964 | 0.80094 | 0.6513 | 0.94124 | 0.92262 | 0.88392 | 0.90827 | 0.91129 | 0.96078 | 0.99926 | 0.56915 | 0.98939 | 0.7229 | 0.75036 | 0.94957 | 0.98847 | 0.77797 | 0.97912 | 0.67332 | 1 | 0.93977 | 0.91062 | 0.91726 | 1 | 0
Jan | 9 | 17 | Weekday | Monday | 0.89116 | 0.99475 | 0.9335 | 0.97593 | 1 | 0.97593 | 0.97593 | 0.984 | 0.97593 | 0.89116 | 0.89116 | 1 | 0.99998 | 0.6803 | 0.81841 | 0.79621 | 0.96373 | 0.93974 | 0.75361 | 0.88297 | 0.76777 | 0.77353 | 0.80963 | 0.984 | 0.96802 | 0.92878 | 0.52225 | 0.99972 | 1 | 0.70584 | 0.90809 | 0.74305 | 0.9505 | 0.97247 | 0.76193 | 0.99286 | 0.82306 | 0.80923 | 0.75399 | 1 | 1 | 0.93518 | 0.45021 | 0
Jan | 9 | 18 | Weekday | Monday | 0.84059 | 0.97027 | 0.90815 | 1 | 1 | 1 | 1 | 0.87073 | 1 | 0.84059 | 0.84059 | 0.99721 | 0.81169 | 0.88607 | 0.69913 | 0.68341 | 1 | 0.6069 | 0.77477 | 0.89018 | 0.77818 | 0.86233 | 0.74488 | 0.87073 | 0.86165 | 0.93736 | 0.41106 | 0.99992 | 0.78328 | 0.89855 | 0.72125 | 0.6267 | 1 | 0.6139 | 0.76201 | 0.99296 | 0.82321 | 0.87688 | 0.63251 | 0.79593 | 0.79005 | 0.9335 | 0.26319 | 0
Jan | 9 | 19 | Weekday | Monday | 0.80498 | 0.95389 | 0.88925 | 0.96174 | 1 | 0.96174 | 0.96174 | 0.87696 | 0.96174 | 0.80498 | 0.80498 | 0.86524 | 0.8077 | 0.85028 | 0.69089 | 0.68761 | 0.98454 | 0.61348 | 0.7885 | 0.89762 | 0.77633 | 0.87062 | 0.75373 | 0.87696 | 0.87291 | 0.89115 | 0.4924 | 0.8383 | 0.77466 | 0.91901 | 0.69856 | 0.62943 | 0.97675 | 0.61657 | 0.76289 | 0.99603 | 0.82372 | 0.89868 | 0.63226 | 0.7693 | 0.76265 | 0.86018 | 0.27899 | 0
Jan | 9 | 20 | Weekday | Monday | 0.78873 | 0.90729 | 0.87079 | 0.88794 | 1 | 0.88794 | 0.88794 | 0.85181 | 0.88794 | 0.78873 | 0.78873 | 0.86008 | 0.7204 | 0.89854 | 0.60866 | 0.67102 | 0.98019 | 0.56272 | 0.79883 | 0.79645 | 0.78694 | 0.94843 | 0.73205 | 0.85181 | 0.85245 | 0.82965 | 0.4491 | 0.83799 | 0.66264 | 1 | 0.55872 | 0.60908 | 0.96727 | 0.53974 | 0.76285 | 0.81864 | 0.8238 | 0.98367 | 0.59152 | 0.70792 | 0.70101 | 0.76462 | 0.26791 | 0
Jan | 9 | 21 | Weekday | Monday | 0.73381 | 0.84936 | 0.84591 | 0.80807 | 1 | 0.80807 | 0.80807 | 0.28828 | 0.80807 | 0.73381 | 0.73381 | 0.86367 | 0.69285 | 0.94908 | 0.60447 | 0.68688 | 0.88212 | 0.47424 | 0.21656 | 0.80756 | 0.12675 | 0.91924 | 0.73749 | 0.28828 | 0.31268 | 0.65384 | 0.52685 | 0.83671 | 0.62728 | 0.97469 | 0.53382 | 0.6228 | 0.83359 | 0.45615 | 0.33537 | 0.81677 | 0.27181 | 0.92794 | 0.59216 | 0.3341 | 0.38099 | 0.54857 | 0.28325 | 0
Jan | 9 | 22 | Weekday | Monday | 0.7299 | 0.81837 | 0.81815 | 0.70127 | 1 | 0.70127 | 0.70127 | 0.13047 | 0.70127 | 0.7299 | 0.7299 | 0.84045 | 0.64944 | 0.76891 | 0.25517 | 0.1941 | 0.77738 | 0.39252 | 0.21253 | 0.81553 | 0.12632 | 0.71224 | 0.32085 | 0.13047 | 0.16269 | 0.24129 | 0.47689 | 0.83523 | 0.57154 | 0.7514 | 0.34059 | 0.19365 | 0.66511 | 0.37 | 0.33584 | 0.81458 | 0.27388 | 0.68608 | 0.39093 | 0.1888 | 0.24917 | 0.32446 | 0.271 | 0
Jan | 9 | 23 | Weekday | Monday | 0.70229 | 0.83147 | 0.79605 | 0.60944 | 1 | 0.60944 | 0.60944 | 0.14103 | 0.60944 | 0.70229 | 0.70229 | 0.84292 | 0.64684 | 0.57979 | 0.22907 | 0.21777 | 0.7078 | 0.46444 | 0.23543 | 0.87177 | 0.14351 | 0.56378 | 0.31581 | 0.14103 | 0.16839 | 0.35622 | 0.56765 | 0.85255 | 0.5496 | 0.51621 | 0.28663 | 0.21615 | 0.52654 | 0.43118 | 0.3473 | 0.85666 | 0.29113 | 0.51122 | 0.37631 | 0.19195 | 0.25071 | 0.46808 | 0.28595 | 0
Jan | 10 | 24 | Weekday | Tuesday | 0.68372 | 0.81123 | 0.765 | 0.55583 | 1 | 0.55583 | 0.55583 | 0.14639 | 0.55583 | 0.68372 | 0.68372 | 0.65765 | 0.6351 | 0.33621 | 0.23445 | 0.23738 | 0.65205 | 0.41667 | 0.24043 | 0.68929 | 0.1452 | 0.53408 | 0.32663 | 0.14639 | 0.17601 | 0.29508 | 0.56002 | 0.48733 | 0.53081 | 0.3682 | 0.28797 | 0.23504 | 0.43885 | 0.39198 | 0.34523 | 0.48561 | 0.29343 | 0.47111 | 0.3881 | 0.19267 | 0.25127 | 0.36738 | 0.28166 | 0
Jan | 10 | 1 | Weekday | Tuesday | 0.68539 | 0.78058 | 0.75775 | 0.53753 | 1 | 0.53753 | 0.53753 | 0.15242 | 0.53753 | 0.68539 | 0.68539 | 0.18388 | 0.63492 | 0.29064 | 0.23425 | 0.24876 | 0.65649 | 0.47985 | 0.25024 | 0.21506 | 0.15285 | 0.53283 | 0.33292 | 0.15242 | 0.18525 | 0.2887 | 0.60455 | 0.31918 | 0.5276 | 0.33376 | 0.28874 | 0.24589 | 0.42667 | 0.44359 | 0.34716 | 0.33561 | 0.29989 | 0.46954 | 0.39529 | 0.19414 | 0.25273 | 0.34852 | 0.29016 | 0
Jan | 10 | 2 | Weekday | Tuesday | 0.69174 | 0.77265 | 0.75523 | 0.52686 | 1 | 0.52686 | 0.52686 | 0.15856 | 0.52686 | 0.69174 | 0.69174 | 0.18352 | 0.63578 | 0.26906 | 0.24308 | 0.26451 | 0.66339 | 0.42652 | 0.263 | 0.21587 | 0.15521 | 0.52963 | 0.3443 | 0.15856 | 0.19679 | 0.29753 | 0.58323 | 0.31964 | 0.52525 | 0.30427 | 0.29182 | 0.26088 | 0.42126 | 0.40315 | 0.35019 | 0.33637 | 0.30492 | 0.46205 | 0.40539 | 0.19561 | 0.25455 | 0.35275 | 0.28396 | 0
Jan | 10 | 3 | Weekday | Tuesday | 0.6925 | 0.77355 | 0.7603 | 0.52199 | 1 | 0.52199 | 0.52199 | 0.16517 | 0.52199 | 0.6925 | 0.6925 | 0.18385 | 0.63708 | 0.26505 | 0.24519 | 0.2706 | 0.67359 | 0.49124 | 0.27609 | 0.21585 | 0.16469 | 0.53975 | 0.36088 | 0.16517 | 0.20514 | 0.30884 | 0.62617 | 0.31993 | 0.52399 | 0.30044 | 0.29345 | 0.26657 | 0.41924 | 0.45463 | 0.35259 | 0.33685 | 0.31257 | 0.47248 | 0.42024 | 0.19718 | 0.25587 | 0.36003 | 0.29214 | 0
Jan | 10 | 4 | Weekday | Tuesday | 0.69728 | 0.78248 | 0.78285 | 0.536 | 1 | 0.536 | 0.536 | 0.17026 | 0.536 | 0.69728 | 0.69728 | 0.18836 | 0.69405 | 0.29707 | 0.26111 | 0.28289 | 0.71786 | 0.58766 | 0.28732 | 0.22405 | 0.16738 | 0.56486 | 0.37132 | 0.17026 | 0.21405 | 0.35393 | 0.60066 | 0.32784 | 0.59531 | 0.32354 | 0.30633 | 0.27821 | 0.47139 | 0.54892 | 0.35688 | 0.34974 | 0.3186 | 0.49653 | 0.42895 | 0.1984 | 0.25727 | 0.41438 | 0.28556 | 0
Jan | 10 | 5 | Weekday | Tuesday | 0.67196 | 0.81744 | 0.83906 | 0.62357 | 1 | 0.62357 | 0.62357 | 0.17708 | 0.62357 | 0.67196 | 0.67196 | 0.67893 | 0.75943 | 0.40265 | 0.29722 | 0.29775 | 0.81757 | 0.75284 | 0.29661 | 0.71384 | 0.17744 | 0.64038 | 0.3963 | 0.17708 | 0.21999 | 0.35761 | 0.63998 | 0.49444 | 0.59551 | 0.41367 | 0.35381 | 0.29255 | 0.58326 | 0.68199 | 0.35752 | 0.49141 | 0.32501 | 0.57668 | 0.45486 | 0.20002 | 0.25821 | 0.41405 | 0.29342 | 0
Jan | 10 | 6 | Weekday | Tuesday | 0.7041 | 0.8762 | 0.92118 | 0.72426 | 1 | 0.72426 | 0.72426 | 0.9885 | 0.72426 | 0.7041 | 0.7041 | 0.89011 | 0.86034 | 0.69314 | 0.60254 | 1 | 0.96797 | 0.91926 | 0.96669 | 1 | 0.97847 | 0.88012 | 0.84942 | 0.9885 | 1 | 0.84706 | 0.79591 | 0.83976 | 0.77643 | 0.74698 | 0.41724 | 1 | 0.71302 | 0.8835 | 0.39784 | 1 | 0.44382 | 0.84503 | 0.55274 | 0.39898 | 0.38055 | 0.57032 | 0.36521 | 0
Jan | 10 | 7 | Weekday | Tuesday | 0.74651 | 0.89613 | 0.97885 | 0.73627 | 0.0044144 | 0.73627 | 0.73627 | 0.84427 | 0.73627 | 0.74651 | 0.74651 | 0.97238 | 0.92856 | 0.99346 | 0.83564 | 0.92403 | 0.93091 | 0.97515 | 0.96813 | 0.9419 | 1 | 0.97238 | 0.81865 | 0.84427 | 0.8281 | 0.79185 | 0.84877 | 0.9208 | 0.86496 | 0.93113 | 0.49399 | 0.83076 | 0.66884 | 0.95478 | 0.72269 | 0.91762 | 0.79247 | 0.95159 | 0.48012 | 0.39365 | 0.32289 | 0.54906 | 0.53006 | 0
Jan | 10 | 8 | Weekday | Tuesday | 0.80095 | 0.92908 | 1 | 0.71895 | 0.0044144 | 0.71895 | 0.71895 | 0.90832 | 0.71895 | 0.80095 | 0.80095 | 0.97768 | 0.95362 | 0.86086 | 1 | 0.98106 | 0.89681 | 0.97346 | 1 | 0.81704 | 0.99314 | 0.9027 | 1 | 0.90832 | 0.8749 | 0.9522 | 0.96133 | 0.90832 | 0.90394 | 0.77787 | 1 | 0.89366 | 0.63073 | 0.95924 | 0.97367 | 0.72834 | 0.98645 | 0.85528 | 0.90258 | 0.58607 | 0.51072 | 0.82135 | 0.77388 | 0
Jan | 10 | 9 | Weekday | Tuesday | 0.9026 | 0.94515 | 0.99828 | 0.67984 | 0.0044144 | 0.67984 | 0.67984 | 1 | 0.67984 | 0.9026 | 0.9026 | 0.8442 | 0.9763 | 0.74211 | 0.91405 | 0.86181 | 0.80338 | 1 | 0.9557 | 0.80074 | 0.95589 | 0.84709 | 0.94135 | 1 | 0.9531 | 0.97445 | 1 | 0.74517 | 0.94073 | 0.68819 | 0.96357 | 0.78063 | 0.55744 | 1 | 0.97325 | 0.72869 | 0.98601 | 0.8104 | 0.90235 | 0.84099 | 0.77403 | 0.90838 | 0.93258 | 0
Jan | 10 | 10 | Weekday | Tuesday | 0.97833 | 0.96958 | 0.99537 | 0.67031 | 0.0044144 | 0.67031 | 0.67031 | 0.97726 | 0.67031 | 0.97833 | 0.97833 | 0.97646 | 0.98473 | 0.61717 | 0.84658 | 0.81164 | 0.70973 | 0.9791 | 0.93271 | 0.87827 | 0.92435 | 0.68177 | 0.90831 | 0.97726 | 0.92224 | 0.92998 | 0.94361 | 0.90847 | 0.96097 | 0.54686 | 0.91569 | 0.73833 | 0.48121 | 0.98737 | 0.9958 | 0.90559 | 0.99839 | 0.62921 | 0.90209 | 0.87256 | 0.80971 | 0.87853 | 0.93295 | 0
Jan | 10 | 11 | Weekday | Tuesday | 1 | 0.98243 | 0.98745 | 0.65661 | 0.0044144 | 0.65661 | 0.65661 | 0.9302 | 0.65661 | 1 | 1 | 0.95513 | 0.99022 | 0.57492 | 0.82469 | 0.78944 | 0.67011 | 0.96689 | 0.89663 | 0.86987 | 0.88966 | 0.66323 | 0.88521 | 0.9302 | 0.86925 | 1 | 0.89329 | 0.92514 | 0.97465 | 0.53869 | 0.91595 | 0.72253 | 0.48171 | 0.97951 | 1 | 0.94643 | 1 | 0.62009 | 0.90136 | 0.87035 | 0.80971 | 1 | 0.93151 | 0
Jan | 10 | 12 | Weekday | Tuesday | 0.97537 | 0.97522 | 0.97665 | 0.65712 | 0.0044144 | 0.65712 | 0.65712 | 0.90543 | 0.65712 | 0.97537 | 0.97537 | 0.90793 | 0.96299 | 0.56897 | 0.78212 | 0.79022 | 0.63466 | 0.91847 | 0.87671 | 0.82031 | 0.86672 | 0.64611 | 0.85894 | 0.90543 | 0.84144 | 0.93135 | 0.81033 | 0.90958 | 0.95215 | 0.5401 | 0.86923 | 0.72901 | 0.47146 | 0.92974 | 0.99549 | 0.91348 | 0.99774 | 0.60844 | 0.86086 | 0.86949 | 0.80971 | 0.92658 | 0.84484 | 0
Jan | 10 | 13 | Weekday | Tuesday | 0.94575 | 0.97274 | 0.97608 | 0.64297 | 0.0044144 | 0.64297 | 0.64297 | 0.88599 | 0.64297 | 0.94575 | 0.94575 | 0.78862 | 0.99099 | 0.54906 | 0.79748 | 0.74416 | 0.60607 | 0.93907 | 0.86701 | 0.80552 | 0.85212 | 0.63617 | 0.85809 | 0.88599 | 0.82062 | 0.91177 | 0.8423 | 0.74561 | 0.98638 | 0.51292 | 0.91415 | 0.68827 | 0.46222 | 0.9588 | 0.97227 | 0.9064 | 0.98449 | 0.60122 | 0.90083 | 0.86905 | 0.80971 | 0.91393 | 0.9304 | 0
Jan | 10 | 14 | Weekday | Tuesday | 0.92953 | 0.97538 | 0.96437 | 0.65316 | 0.0044144 | 0.65316 | 0.65316 | 0.87477 | 0.65316 | 0.92953 | 0.92953 | 0.77294 | 0.99012 | 0.54196 | 0.79223 | 0.70499 | 0.59087 | 0.93398 | 0.8518 | 0.70965 | 0.84014 | 0.62888 | 0.84531 | 0.87477 | 0.80982 | 0.89452 | 0.83679 | 0.74561 | 0.9893 | 0.50346 | 0.91356 | 0.65277 | 0.45778 | 0.95272 | 0.97223 | 0.72939 | 0.98451 | 0.59511 | 0.90077 | 0.86989 | 0.80971 | 0.89847 | 0.93089 | 0
Jan | 10 | 15 | Weekday | Tuesday | 0.90456 | 0.97779 | 0.95259 | 0.69464 | 1 | 0.69464 | 0.69464 | 0.86637 | 0.69464 | 0.90456 | 0.90456 | 0.81571 | 0.99072 | 0.53052 | 0.79752 | 0.70713 | 0.62439 | 0.89179 | 0.84779 | 0.72394 | 0.81803 | 0.62701 | 0.84888 | 0.86637 | 0.80338 | 0.88174 | 0.84088 | 0.74534 | 0.98951 | 0.4845 | 0.91365 | 0.65543 | 0.49203 | 0.91833 | 0.96046 | 0.7289 | 0.96729 | 0.58894 | 0.90064 | 0.87137 | 0.80971 | 0.88537 | 0.93036 | 0
Jan | 10 | 16 | Weekday | Tuesday | 0.90538 | 1 | 0.94618 | 0.81766 | 1 | 0.81766 | 0.81766 | 0.92262 | 0.81766 | 0.90538 | 0.90538 | 0.98329 | 1 | 0.55779 | 0.86446 | 0.77584 | 0.81847 | 0.92278 | 0.85928 | 0.75964 | 0.80094 | 0.6513 | 0.94124 | 0.92262 | 0.88392 | 0.90827 | 0.91129 | 0.96078 | 0.99926 | 0.56915 | 0.98939 | 0.7229 | 0.75036 | 0.94957 | 0.98847 | 0.77797 | 0.97912 | 0.67332 | 1 | 0.93977 | 0.91062 | 0.91726 | 1 | 0
Jan | 10 | 17 | Weekday | Tuesday | 0.89116 | 0.99475 | 0.9335 | 0.97593 | 1 | 0.97593 | 0.97593 | 0.984 | 0.97593 | 0.89116 | 0.89116 | 1 | 0.99998 | 0.6803 | 0.81841 | 0.79621 | 0.96373 | 0.93974 | 0.75361 | 0.88297 | 0.76777 | 0.77353 | 0.80963 | 0.984 | 0.96802 | 0.92878 | 0.52225 | 0.99972 | 1 | 0.70584 | 0.90809 | 0.74305 | 0.9505 | 0.97247 | 0.76193 | 0.99286 | 0.82306 | 0.80923 | 0.75399 | 1 | 1 | 0.93518 | 0.45021 | 0
Jan | 10 | 18 | Weekday | Tuesday | 0.84059 | 0.97027 | 0.90815 | 1 | 1 | 1 | 1 | 0.87073 | 1 | 0.84059 | 0.84059 | 0.99721 | 0.81169 | 0.88607 | 0.69913 | 0.68341 | 1 | 0.6069 | 0.77477 | 0.89018 | 0.77818 | 0.86233 | 0.74488 | 0.87073 | 0.86165 | 0.93736 | 0.41106 | 0.99992 | 0.78328 | 0.89855 | 0.72125 | 0.6267 | 1 | 0.6139 | 0.76201 | 0.99296 | 0.82321 | 0.87688 | 0.63251 | 0.79593 | 0.79005 | 0.9335 | 0.26319 | 0
Jan | 10 | 19 | Weekday | Tuesday | 0.80498 | 0.95389 | 0.88925 | 0.96174 | 1 | 0.96174 | 0.96174 | 0.87696 | 0.96174 | 0.80498 | 0.80498 | 0.86524 | 0.8077 | 0.85028 | 0.69089 | 0.68761 | 0.98454 | 0.61348 | 0.7885 | 0.89762 | 0.77633 | 0.87062 | 0.75373 | 0.87696 | 0.87291 | 0.89115 | 0.4924 | 0.8383 | 0.77466 | 0.91901 | 0.69856 | 0.62943 | 0.97675 | 0.61657 | 0.76289 | 0.99603 | 0.82372 | 0.89868 | 0.63226 | 0.7693 | 0.76265 | 0.86018 | 0.27899 | 0
Jan | 10 | 20 | Weekday | Tuesday | 0.78873 | 0.90729 | 0.87079 | 0.88794 | 1 | 0.88794 | 0.88794 | 0.85181 | 0.88794 | 0.78873 | 0.78873 | 0.86008 | 0.7204 | 0.89854 | 0.60866 | 0.67102 | 0.98019 | 0.56272 | 0.79883 | 0.79645 | 0.78694 | 0.94843 | 0.73205 | 0.85181 | 0.85245 | 0.82965 | 0.4491 | 0.83799 | 0.66264 | 1 | 0.55872 | 0.60908 | 0.96727 | 0.53974 | 0.76285 | 0.81864 | 0.8238 | 0.98367 | 0.59152 | 0.70792 | 0.70101 | 0.76462 | 0.26791 | 0
Jan | 10 | 21 | Weekday | Tuesday | 0.73381 | 0.84936 | 0.84591 | 0.80807 | 1 | 0.80807 | 0.80807 | 0.28828 | 0.80807 | 0.73381 | 0.73381 | 0.86367 | 0.69285 | 0.94908 | 0.60447 | 0.68688 | 0.88212 | 0.47424 | 0.21656 | 0.80756 | 0.12675 | 0.91924 | 0.73749 | 0.28828 | 0.31268 | 0.65384 | 0.52685 | 0.83671 | 0.62728 | 0.97469 | 0.53382 | 0.6228 | 0.83359 | 0.45615 | 0.33537 | 0.81677 | 0.27181 | 0.92794 | 0.59216 | 0.3341 | 0.38099 | 0.54857 | 0.28325 | 0
Jan | 10 | 22 | Weekday | Tuesday | 0.7299 | 0.81837 | 0.81815 | 0.70127 | 1 | 0.70127 | 0.70127 | 0.13047 | 0.70127 | 0.7299 | 0.7299 | 0.84045 | 0.64944 | 0.76891 | 0.25517 | 0.1941 | 0.77738 | 0.39252 | 0.21253 | 0.81553 | 0.12632 | 0.71224 | 0.32085 | 0.13047 | 0.16269 | 0.24129 | 0.47689 | 0.83523 | 0.57154 | 0.7514 | 0.34059 | 0.19365 | 0.66511 | 0.37 | 0.33584 | 0.81458 | 0.27388 | 0.68608 | 0.39093 | 0.1888 | 0.24917 | 0.32446 | 0.271 | 0
Jan | 10 | 23 | Weekday | Tuesday | 0.70229 | 0.83147 | 0.79605 | 0.60944 | 1 | 0.60944 | 0.60944 | 0.14103 | 0.60944 | 0.70229 | 0.70229 | 0.84292 | 0.64684 | 0.57979 | 0.22907 | 0.21777 | 0.7078 | 0.46444 | 0.23543 | 0.87177 | 0.14351 | 0.56378 | 0.31581 | 0.14103 | 0.16839 | 0.35622 | 0.56765 | 0.85255 | 0.5496 | 0.51621 | 0.28663 | 0.21615 | 0.52654 | 0.43118 | 0.3473 | 0.85666 | 0.29113 | 0.51122 | 0.37631 | 0.19195 | 0.25071 | 0.46808 | 0.28595 | 0
Jan | 11 | 24 | Weekday | Wednesday | 0.68372 | 0.81123 | 0.765 | 0.55583 | 1 | 0.55583 | 0.55583 | 0.14639 | 0.55583 | 0.68372 | 0.68372 | 0.65765 | 0.6351 | 0.33621 | 0.23445 | 0.23738 | 0.65205 | 0.41667 | 0.24043 | 0.68929 | 0.1452 | 0.53408 | 0.32663 | 0.14639 | 0.17601 | 0.29508 | 0.56002 | 0.48733 | 0.53081 | 0.3682 | 0.28797 | 0.23504 | 0.43885 | 0.39198 | 0.34523 | 0.48561 | 0.29343 | 0.47111 | 0.3881 | 0.19267 | 0.25127 | 0.36738 | 0.28166 | 0
Jan | 11 | 1 | Weekday | Wednesday | 0.68539 | 0.78058 | 0.75775 | 0.53753 | 1 | 0.53753 | 0.53753 | 0.15242 | 0.53753 | 0.68539 | 0.68539 | 0.18388 | 0.63492 | 0.29064 | 0.23425 | 0.24876 | 0.65649 | 0.47985 | 0.25024 | 0.21506 | 0.15285 | 0.53283 | 0.33292 | 0.15242 | 0.18525 | 0.2887 | 0.60455 | 0.31918 | 0.5276 | 0.33376 | 0.28874 | 0.24589 | 0.42667 | 0.44359 | 0.34716 | 0.33561 | 0.29989 | 0.46954 | 0.39529 | 0.19414 | 0.25273 | 0.34852 | 0.29016 | 0
Jan | 11 | 2 | Weekday | Wednesday | 0.69174 | 0.77265 | 0.75523 | 0.52686 | 1 | 0.52686 | 0.52686 | 0.15856 | 0.52686 | 0.69174 | 0.69174 | 0.18352 | 0.63578 | 0.26906 | 0.24308 | 0.26451 | 0.66339 | 0.42652 | 0.263 | 0.21587 | 0.15521 | 0.52963 | 0.3443 | 0.15856 | 0.19679 | 0.29753 | 0.58323 | 0.31964 | 0.52525 | 0.30427 | 0.29182 | 0.26088 | 0.42126 | 0.40315 | 0.35019 | 0.33637 | 0.30492 | 0.46205 | 0.40539 | 0.19561 | 0.25455 | 0.35275 | 0.28396 | 0
Jan | 11 | 3 | Weekday | Wednesday | 0.6925 | 0.77355 | 0.7603 | 0.52199 | 1 | 0.52199 | 0.52199 | 0.16517 | 0.52199 | 0.6925 | 0.6925 | 0.18385 | 0.63708 | 0.26505 | 0.24519 | 0.2706 | 0.67359 | 0.49124 | 0.27609 | 0.21585 | 0.16469 | 0.53975 | 0.36088 | 0.16517 | 0.20514 | 0.30884 | 0.62617 | 0.31993 | 0.52399 | 0.30044 | 0.29345 | 0.26657 | 0.41924 | 0.45463 | 0.35259 | 0.33685 | 0.31257 | 0.47248 | 0.42024 | 0.19718 | 0.25587 | 0.36003 | 0.29214 | 0
Jan | 11 | 4 | Weekday | Wednesday | 0.69728 | 0.78248 | 0.78285 | 0.536 | 1 | 0.536 | 0.536 | 0.17026 | 0.536 | 0.69728 | 0.69728 | 0.18836 | 0.69405 | 0.29707 | 0.26111 | 0.28289 | 0.71786 | 0.58766 | 0.28732 | 0.22405 | 0.16738 | 0.56486 | 0.37132 | 0.17026 | 0.21405 | 0.35393 | 0.60066 | 0.32784 | 0.59531 | 0.32354 | 0.30633 | 0.27821 | 0.47139 | 0.54892 | 0.35688 | 0.34974 | 0.3186 | 0.49653 | 0.42895 | 0.1984 | 0.25727 | 0.41438 | 0.28556 | 0
Jan | 11 | 5 | Weekday | Wednesday | 0.67196 | 0.81744 | 0.83906 | 0.62357 | 1 | 0.62357 | 0.62357 | 0.17708 | 0.62357 | 0.67196 | 0.67196 | 0.67893 | 0.75943 | 0.40265 | 0.29722 | 0.29775 | 0.81757 | 0.75284 | 0.29661 | 0.71384 | 0.17744 | 0.64038 | 0.3963 | 0.17708 | 0.21999 | 0.35761 | 0.63998 | 0.49444 | 0.59551 | 0.41367 | 0.35381 | 0.29255 | 0.58326 | 0.68199 | 0.35752 | 0.49141 | 0.32501 | 0.57668 | 0.45486 | 0.20002 | 0.25821 | 0.41405 | 0.29342 | 0
Jan | 11 | 6 | Weekday | Wednesday | 0.7041 | 0.8762 | 0.92118 | 0.72426 | 1 | 0.72426 | 0.72426 | 0.9885 | 0.72426 | 0.7041 | 0.7041 | 0.89011 | 0.86034 | 0.69314 | 0.60254 | 1 | 0.96797 | 0.91926 | 0.96669 | 1 | 0.97847 | 0.88012 | 0.84942 | 0.9885 | 1 | 0.84706 | 0.79591 | 0.83976 | 0.77643 | 0.74698 | 0.41724 | 1 | 0.71302 | 0.8835 | 0.39784 | 1 | 0.44382 | 0.84503 | 0.55274 | 0.39898 | 0.38055 | 0.57032 | 0.36521 | 0
Jan | 11 | 7 | Weekday | Wednesday | 0.74651 | 0.89613 | 0.97885 | 0.73627 | 0.0044144 | 0.73627 | 0.73627 | 0.84427 | 0.73627 | 0.74651 | 0.74651 | 0.97238 | 0.92856 | 0.99346 | 0.83564 | 0.92403 | 0.93091 | 0.97515 | 0.96813 | 0.9419 | 1 | 0.97238 | 0.81865 | 0.84427 | 0.8281 | 0.79185 | 0.84877 | 0.9208 | 0.86496 | 0.93113 | 0.49399 | 0.83076 | 0.66884 | 0.95478 | 0.72269 | 0.91762 | 0.79247 | 0.95159 | 0.48012 | 0.39365 | 0.32289 | 0.54906 | 0.53006 | 0
Jan | 11 | 8 | Weekday | Wednesday | 0.80095 | 0.92908 | 1 | 0.71895 | 0.0044144 | 0.71895 | 0.71895 | 0.90832 | 0.71895 | 0.80095 | 0.80095 | 0.97768 | 0.95362 | 0.86086 | 1 | 0.98106 | 0.89681 | 0.97346 | 1 | 0.81704 | 0.99314 | 0.9027 | 1 | 0.90832 | 0.8749 | 0.9522 | 0.96133 | 0.90832 | 0.90394 | 0.77787 | 1 | 0.89366 | 0.63073 | 0.95924 | 0.97367 | 0.72834 | 0.98645 | 0.85528 | 0.90258 | 0.58607 | 0.51072 | 0.82135 | 0.77388 | 0
Jan | 11 | 9 | Weekday | Wednesday | 0.9026 | 0.94515 | 0.99828 | 0.67984 | 0.0044144 | 0.67984 | 0.67984 | 1 | 0.67984 | 0.9026 | 0.9026 | 0.8442 | 0.9763 | 0.74211 | 0.91405 | 0.86181 | 0.80338 | 1 | 0.9557 | 0.80074 | 0.95589 | 0.84709 | 0.94135 | 1 | 0.9531 | 0.97445 | 1 | 0.74517 | 0.94073 | 0.68819 | 0.96357 | 0.78063 | 0.55744 | 1 | 0.97325 | 0.72869 | 0.98601 | 0.8104 | 0.90235 | 0.84099 | 0.77403 | 0.90838 | 0.93258 | 0
Jan | 11 | 10 | Weekday | Wednesday | 0.97833 | 0.96958 | 0.99537 | 0.67031 | 0.0044144 | 0.67031 | 0.67031 | 0.97726 | 0.67031 | 0.97833 | 0.97833 | 0.97646 | 0.98473 | 0.61717 | 0.84658 | 0.81164 | 0.70973 | 0.9791 | 0.93271 | 0.87827 | 0.92435 | 0.68177 | 0.90831 | 0.97726 | 0.92224 | 0.92998 | 0.94361 | 0.90847 | 0.96097 | 0.54686 | 0.91569 | 0.73833 | 0.48121 | 0.98737 | 0.9958 | 0.90559 | 0.99839 | 0.62921 | 0.90209 | 0.87256 | 0.80971 | 0.87853 | 0.93295 | 0
Jan | 11 | 11 | Weekday | Wednesday | 1 | 0.98243 | 0.98745 | 0.65661 | 0.0044144 | 0.65661 | 0.65661 | 0.9302 | 0.65661 | 1 | 1 | 0.95513 | 0.99022 | 0.57492 | 0.82469 | 0.78944 | 0.67011 | 0.96689 | 0.89663 | 0.86987 | 0.88966 | 0.66323 | 0.88521 | 0.9302 | 0.86925 | 1 | 0.89329 | 0.92514 | 0.97465 | 0.53869 | 0.91595 | 0.72253 | 0.48171 | 0.97951 | 1 | 0.94643 | 1 | 0.62009 | 0.90136 | 0.87035 | 0.80971 | 1 | 0.93151 | 0
Jan | 11 | 12 | Weekday | Wednesday | 0.97537 | 0.97522 | 0.97665 | 0.65712 | 0.0044144 | 0.65712 | 0.65712 | 0.90543 | 0.65712 | 0.97537 | 0.97537 | 0.90793 | 0.96299 | 0.56897 | 0.78212 | 0.79022 | 0.63466 | 0.91847 | 0.87671 | 0.82031 | 0.86672 | 0.64611 | 0.85894 | 0.90543 | 0.84144 | 0.93135 | 0.81033 | 0.90958 | 0.95215 | 0.5401 | 0.86923 | 0.72901 | 0.47146 | 0.92974 | 0.99549 | 0.91348 | 0.99774 | 0.60844 | 0.86086 | 0.86949 | 0.80971 | 0.92658 | 0.84484 | 0
Jan | 11 | 13 | Weekday | Wednesday | 0.94575 | 0.97274 | 0.97608 | 0.64297 | 0.0044144 | 0.64297 | 0.64297 | 0.88599 | 0.64297 | 0.94575 | 0.94575 | 0.78862 | 0.99099 | 0.54906 | 0.79748 | 0.74416 | 0.60607 | 0.93907 | 0.86701 | 0.80552 | 0.85212 | 0.63617 | 0.85809 | 0.88599 | 0.82062 | 0.91177 | 0.8423 | 0.74561 | 0.98638 | 0.51292 | 0.91415 | 0.68827 | 0.46222 | 0.9588 | 0.97227 | 0.9064 | 0.98449 | 0.60122 | 0.90083 | 0.86905 | 0.80971 | 0.91393 | 0.9304 | 0
Jan | 11 | 14 | Weekday | Wednesday | 0.92953 | 0.97538 | 0.96437 | 0.65316 | 0.0044144 | 0.65316 | 0.65316 | 0.87477 | 0.65316 | 0.92953 | 0.92953 | 0.77294 | 0.99012 | 0.54196 | 0.79223 | 0.70499 | 0.59087 | 0.93398 | 0.8518 | 0.70965 | 0.84014 | 0.62888 | 0.84531 | 0.87477 | 0.80982 | 0.89452 | 0.83679 | 0.74561 | 0.9893 | 0.50346 | 0.91356 | 0.65277 | 0.45778 | 0.95272 | 0.97223 | 0.72939 | 0.98451 | 0.59511 | 0.90077 | 0.86989 | 0.80971 | 0.89847 | 0.93089 | 0
Jan | 11 | 15 | Weekday | Wednesday | 0.90456 | 0.97779 | 0.95259 | 0.69464 | 1 | 0.69464 | 0.69464 | 0.86637 | 0.69464 | 0.90456 | 0.90456 | 0.81571 | 0.99072 | 0.53052 | 0.79752 | 0.70713 | 0.62439 | 0.89179 | 0.84779 | 0.72394 | 0.81803 | 0.62701 | 0.84888 | 0.86637 | 0.80338 | 0.88174 | 0.84088 | 0.74534 | 0.98951 | 0.4845 | 0.91365 | 0.65543 | 0.49203 | 0.91833 | 0.96046 | 0.7289 | 0.96729 | 0.58894 | 0.90064 | 0.87137 | 0.80971 | 0.88537 | 0.93036 | 0
Jan | 11 | 16 | Weekday | Wednesday | 0.90538 | 1 | 0.94618 | 0.81766 | 1 | 0.81766 | 0.81766 | 0.92262 | 0.81766 | 0.90538 | 0.90538 | 0.98329 | 1 | 0.55779 | 0.86446 | 0.77584 | 0.81847 | 0.92278 | 0.85928 | 0.75964 | 0.80094 | 0.6513 | 0.94124 | 0.92262 | 0.88392 | 0.90827 | 0.91129 | 0.96078 | 0.99926 | 0.56915 | 0.98939 | 0.7229 | 0.75036 | 0.94957 | 0.98847 | 0.77797 | 0.97912 | 0.67332 | 1 | 0.93977 | 0.91062 | 0.91726 | 1 | 0
Jan | 11 | 17 | Weekday | Wednesday | 0.89116 | 0.99475 | 0.9335 | 0.97593 | 1 | 0.97593 | 0.97593 | 0.984 | 0.97593 | 0.89116 | 0.89116 | 1 | 0.99998 | 0.6803 | 0.81841 | 0.79621 | 0.96373 | 0.93974 | 0.75361 | 0.88297 | 0.76777 | 0.77353 | 0.80963 | 0.984 | 0.96802 | 0.92878 | 0.52225 | 0.99972 | 1 | 0.70584 | 0.90809 | 0.74305 | 0.9505 | 0.97247 | 0.76193 | 0.99286 | 0.82306 | 0.80923 | 0.75399 | 1 | 1 | 0.93518 | 0.45021 | 0
Jan | 11 | 18 | Weekday | Wednesday | 0.84059 | 0.97027 | 0.90815 | 1 | 1 | 1 | 1 | 0.87073 | 1 | 0.84059 | 0.84059 | 0.99721 | 0.81169 | 0.88607 | 0.69913 | 0.68341 | 1 | 0.6069 | 0.77477 | 0.89018 | 0.77818 | 0.86233 | 0.74488 | 0.87073 | 0.86165 | 0.93736 | 0.41106 | 0.99992 | 0.78328 | 0.89855 | 0.72125 | 0.6267 | 1 | 0.6139 | 0.76201 | 0.99296 | 0.82321 | 0.87688 | 0.63251 | 0.79593 | 0.79005 | 0.9335 | 0.26319 | 0
Jan | 11 | 19 | Weekday | Wednesday | 0.80498 | 0.95389 | 0.88925 | 0.96174 | 1 | 0.96174 | 0.96174 | 0.87696 | 0.96174 | 0.80498 | 0.80498 | 0.86524 | 0.8077 | 0.85028 | 0.69089 | 0.68761 | 0.98454 | 0.61348 | 0.7885 | 0.89762 | 0.77633 | 0.87062 | 0.75373 | 0.87696 | 0.87291 | 0.89115 | 0.4924 | 0.8383 | 0.77466 | 0.91901 | 0.69856 | 0.62943 | 0.97675 | 0.61657 | 0.76289 | 0.99603 | 0.82372 | 0.89868 | 0.63226 | 0.7693 | 0.76265 | 0.86018 | 0.27899 | 0
Jan | 11 | 20 | Weekday | Wednesday | 0.78873 | 0.90729 | 0.87079 | 0.88794 | 1 | 0.88794 | 0.88794 | 0.85181 | 0.88794 | 0.78873 | 0.78873 | 0.86008 | 0.7204 | 0.89854 | 0.60866 | 0.67102 | 0.98019 | 0.56272 | 0.79883 | 0.79645 | 0.78694 | 0.94843 | 0.73205 | 0.85181 | 0.85245 | 0.82965 | 0.4491 | 0.83799 | 0.66264 | 1 | 0.55872 | 0.60908 | 0.96727 | 0.53974 | 0.76285 | 0.81864 | 0.8238 | 0.98367 | 0.59152 | 0.70792 | 0.70101 | 0.76462 | 0.26791 | 0
Jan | 11 | 21 | Weekday | Wednesday | 0.73381 | 0.84936 | 0.84591 | 0.80807 | 1 | 0.80807 | 0.80807 | 0.28828 | 0.80807 | 0.73381 | 0.73381 | 0.86367 | 0.69285 | 0.94908 | 0.60447 | 0.68688 | 0.88212 | 0.47424 | 0.21656 | 0.80756 | 0.12675 | 0.91924 | 0.73749 | 0.28828 | 0.31268 | 0.65384 | 0.52685 | 0.83671 | 0.62728 | 0.97469 | 0.53382 | 0.6228 | 0.83359 | 0.45615 | 0.33537 | 0.81677 | 0.27181 | 0.92794 | 0.59216 | 0.3341 | 0.38099 | 0.54857 | 0.28325 | 0
Jan | 11 | 22 | Weekday | Wednesday | 0.7299 | 0.81837 | 0.81815 | 0.70127 | 1 | 0.70127 | 0.70127 | 0.13047 | 0.70127 | 0.7299 | 0.7299 | 0.84045 | 0.64944 | 0.76891 | 0.25517 | 0.1941 | 0.77738 | 0.39252 | 0.21253 | 0.81553 | 0.12632 | 0.71224 | 0.32085 | 0.13047 | 0.16269 | 0.24129 | 0.47689 | 0.83523 | 0.57154 | 0.7514 | 0.34059 | 0.19365 | 0.66511 | 0.37 | 0.33584 | 0.81458 | 0.27388 | 0.68608 | 0.39093 | 0.1888 | 0.24917 | 0.32446 | 0.271 | 0
Jan | 11 | 23 | Weekday | Wednesday | 0.70229 | 0.83147 | 0.79605 | 0.60944 | 1 | 0.60944 | 0.60944 | 0.14103 | 0.60944 | 0.70229 | 0.70229 | 0.84292 | 0.64684 | 0.57979 | 0.22907 | 0.21777 | 0.7078 | 0.46444 | 0.23543 | 0.87177 | 0.14351 | 0.56378 | 0.31581 | 0.14103 | 0.16839 | 0.35622 | 0.56765 | 0.85255 | 0.5496 | 0.51621 | 0.28663 | 0.21615 | 0.52654 | 0.43118 | 0.3473 | 0.85666 | 0.29113 | 0.51122 | 0.37631 | 0.19195 | 0.25071 | 0.46808 | 0.28595 | 0
Jan | 12 | 24 | Weekday | Thursday | 0.68372 | 0.81123 | 0.765 | 0.55583 | 1 | 0.55583 | 0.55583 | 0.14639 | 0.55583 | 0.68372 | 0.68372 | 0.65765 | 0.6351 | 0.33621 | 0.23445 | 0.23738 | 0.65205 | 0.41667 | 0.24043 | 0.68929 | 0.1452 | 0.53408 | 0.32663 | 0.14639 | 0.17601 | 0.29508 | 0.56002 | 0.48733 | 0.53081 | 0.3682 | 0.28797 | 0.23504 | 0.43885 | 0.39198 | 0.34523 | 0.48561 | 0.29343 | 0.47111 | 0.3881 | 0.19267 | 0.25127 | 0.36738 | 0.28166 | 0
Jan | 12 | 1 | Weekday | Thursday | 0.68539 | 0.78058 | 0.75775 | 0.53753 | 1 | 0.53753 | 0.53753 | 0.15242 | 0.53753 | 0.68539 | 0.68539 | 0.18388 | 0.63492 | 0.29064 | 0.23425 | 0.24876 | 0.65649 | 0.47985 | 0.25024 | 0.21506 | 0.15285 | 0.53283 | 0.33292 | 0.15242 | 0.18525 | 0.2887 | 0.60455 | 0.31918 | 0.5276 | 0.33376 | 0.28874 | 0.24589 | 0.42667 | 0.44359 | 0.34716 | 0.33561 | 0.29989 | 0.46954 | 0.39529 | 0.19414 | 0.25273 | 0.34852 | 0.29016 | 0
Jan | 12 | 2 | Weekday | Thursday | 0.69174 | 0.77265 | 0.75523 | 0.52686 | 1 | 0.52686 | 0.52686 | 0.15856 | 0.52686 | 0.69174 | 0.69174 | 0.18352 | 0.63578 | 0.26906 | 0.24308 | 0.26451 | 0.66339 | 0.42652 | 0.263 | 0.21587 | 0.15521 | 0.52963 | 0.3443 | 0.15856 | 0.19679 | 0.29753 | 0.58323 | 0.31964 | 0.52525 | 0.30427 | 0.29182 | 0.26088 | 0.42126 | 0.40315 | 0.35019 | 0.33637 | 0.30492 | 0.46205 | 0.40539 | 0.19561 | 0.25455 | 0.35275 | 0.28396 | 0
Jan | 12 | 3 | Weekday | Thursday | 0.6925 | 0.77355 | 0.7603 | 0.52199 | 1 | 0.52199 | 0.52199 | 0.16517 | 0.52199 | 0.6925 | 0.6925 | 0.18385 | 0.63708 | 0.26505 | 0.24519 | 0.2706 | 0.67359 | 0.49124 | 0.27609 | 0.21585 | 0.16469 | 0.53975 | 0.36088 | 0.16517 | 0.20514 | 0.30884 | 0.62617 | 0.31993 | 0.52399 | 0.30044 | 0.29345 | 0.26657 | 0.41924 | 0.45463 | 0.35259 | 0.33685 | 0.31257 | 0.47248 | 0.42024 | 0.19718 | 0.25587 | 0.36003 | 0.29214 | 0
Jan | 12 | 4 | Weekday | Thursday | 0.69728 | 0.78248 | 0.78285 | 0.536 | 1 | 0.536 | 0.536 | 0.17026 | 0.536 | 0.69728 | 0.69728 | 0.18836 | 0.69405 | 0.29707 | 0.26111 | 0.28289 | 0.71786 | 0.58766 | 0.28732 | 0.22405 | 0.16738 | 0.56486 | 0.37132 | 0.17026 | 0.21405 | 0.35393 | 0.60066 | 0.32784 | 0.59531 | 0.32354 | 0.30633 | 0.27821 | 0.47139 | 0.54892 | 0.35688 | 0.34974 | 0.3186 | 0.49653 | 0.42895 | 0.1984 | 0.25727 | 0.41438 | 0.28556 | 0
Jan | 12 | 5 | Weekday | Thursday | 0.67196 | 0.81744 | 0.83906 | 0.62357 | 1 | 0.62357 | 0.62357 | 0.17708 | 0.62357 | 0.67196 | 0.67196 | 0.67893 | 0.75943 | 0.40265 | 0.29722 | 0.29775 | 0.81757 | 0.75284 | 0.29661 | 0.71384 | 0.17744 | 0.64038 | 0.3963 | 0.17708 | 0.21999 | 0.35761 | 0.63998 | 0.49444 | 0.59551 | 0.41367 | 0.35381 | 0.29255 | 0.58326 | 0.68199 | 0.35752 | 0.49141 | 0.32501 | 0.57668 | 0.45486 | 0.20002 | 0.25821 | 0.41405 | 0.29342 | 0
Jan | 12 | 6 | Weekday | Thursday | 0.7041 | 0.8762 | 0.92118 | 0.72426 | 1 | 0.72426 | 0.72426 | 0.9885 | 0.72426 | 0.7041 | 0.7041 | 0.89011 | 0.86034 | 0.69314 | 0.60254 | 1 | 0.96797 | 0.91926 | 0.96669 | 1 | 0.97847 | 0.88012 | 0.84942 | 0.9885 | 1 | 0.84706 | 0.79591 | 0.83976 | 0.77643 | 0.74698 | 0.41724 | 1 | 0.71302 | 0.8835 | 0.39784 | 1 | 0.44382 | 0.84503 | 0.55274 | 0.39898 | 0.38055 | 0.57032 | 0.36521 | 0
Jan | 12 | 7 | Weekday | Thursday | 0.74651 | 0.89613 | 0.97885 | 0.73627 | 0.0044144 | 0.73627 | 0.73627 | 0.84427 | 0.73627 | 0.74651 | 0.74651 | 0.97238 | 0.92856 | 0.99346 | 0.83564 | 0.92403 | 0.93091 | 0.97515 | 0.96813 | 0.9419 | 1 | 0.97238 | 0.81865 | 0.84427 | 0.8281 | 0.79185 | 0.84877 | 0.9208 | 0.86496 | 0.93113 | 0.49399 | 0.83076 | 0.66884 | 0.95478 | 0.72269 | 0.91762 | 0.79247 | 0.95159 | 0.48012 | 0.39365 | 0.32289 | 0.54906 | 0.53006 | 0
Jan | 12 | 8 | Weekday | Thursday | 0.80095 | 0.92908 | 1 | 0.71895 | 0.0044144 | 0.71895 | 0.71895 | 0.90832 | 0.71895 | 0.80095 | 0.80095 | 0.97768 | 0.95362 | 0.86086 | 1 | 0.98106 | 0.89681 | 0.97346 | 1 | 0.81704 | 0.99314 | 0.9027 | 1 | 0.90832 | 0.8749 | 0.9522 | 0.96133 | 0.90832 | 0.90394 | 0.77787 | 1 | 0.89366 | 0.63073 | 0.95924 | 0.97367 | 0.72834 | 0.98645 | 0.85528 | 0.90258 | 0.58607 | 0.51072 | 0.82135 | 0.77388 | 0
Jan | 12 | 9 | Weekday | Thursday | 0.9026 | 0.94515 | 0.99828 | 0.67984 | 0.0044144 | 0.67984 | 0.67984 | 1 | 0.67984 | 0.9026 | 0.9026 | 0.8442 | 0.9763 | 0.74211 | 0.91405 | 0.86181 | 0.80338 | 1 | 0.9557 | 0.80074 | 0.95589 | 0.84709 | 0.94135 | 1 | 0.9531 | 0.97445 | 1 | 0.74517 | 0.94073 | 0.68819 | 0.96357 | 0.78063 | 0.55744 | 1 | 0.97325 | 0.72869 | 0.98601 | 0.8104 | 0.90235 | 0.84099 | 0.77403 | 0.90838 | 0.93258 | 0
Jan | 12 | 10 | Weekday | Thursday | 0.97833 | 0.96958 | 0.99537 | 0.67031 | 0.0044144 | 0.67031 | 0.67031 | 0.97726 | 0.67031 | 0.97833 | 0.97833 | 0.97646 | 0.98473 | 0.61717 | 0.84658 | 0.81164 | 0.70973 | 0.9791 | 0.93271 | 0.87827 | 0.92435 | 0.68177 | 0.90831 | 0.97726 | 0.92224 | 0.92998 | 0.94361 | 0.90847 | 0.96097 | 0.54686 | 0.91569 | 0.73833 | 0.48121 | 0.98737 | 0.9958 | 0.90559 | 0.99839 | 0.62921 | 0.90209 | 0.87256 | 0.80971 | 0.87853 | 0.93295 | 0
Jan | 12 | 11 | Weekday | Thursday | 1 | 0.98243 | 0.98745 | 0.65661 | 0.0044144 | 0.65661 | 0.65661 | 0.9302 | 0.65661 | 1 | 1 | 0.95513 | 0.99022 | 0.57492 | 0.82469 | 0.78944 | 0.67011 | 0.96689 | 0.89663 | 0.86987 | 0.88966 | 0.66323 | 0.88521 | 0.9302 | 0.86925 | 1 | 0.89329 | 0.92514 | 0.97465 | 0.53869 | 0.91595 | 0.72253 | 0.48171 | 0.97951 | 1 | 0.94643 | 1 | 0.62009 | 0.90136 | 0.87035 | 0.80971 | 1 | 0.93151 | 0
Jan | 12 | 12 | Weekday | Thursday | 0.97537 | 0.97522 | 0.97665 | 0.65712 | 0.0044144 | 0.65712 | 0.65712 | 0.90543 | 0.65712 | 0.97537 | 0.97537 | 0.90793 | 0.96299 | 0.56897 | 0.78212 | 0.79022 | 0.63466 | 0.91847 | 0.87671 | 0.82031 | 0.86672 | 0.64611 | 0.85894 | 0.90543 | 0.84144 | 0.93135 | 0.81033 | 0.90958 | 0.95215 | 0.5401 | 0.86923 | 0.72901 | 0.47146 | 0.92974 | 0.99549 | 0.91348 | 0.99774 | 0.60844 | 0.86086 | 0.86949 | 0.80971 | 0.92658 | 0.84484 | 0
Jan | 12 | 13 | Weekday | Thursday | 0.94575 | 0.97274 | 0.97608 | 0.64297 | 0.0044144 | 0.64297 | 0.64297 | 0.88599 | 0.64297 | 0.94575 | 0.94575 | 0.78862 | 0.99099 | 0.54906 | 0.79748 | 0.74416 | 0.60607 | 0.93907 | 0.86701 | 0.80552 | 0.85212 | 0.63617 | 0.85809 | 0.88599 | 0.82062 | 0.91177 | 0.8423 | 0.74561 | 0.98638 | 0.51292 | 0.91415 | 0.68827 | 0.46222 | 0.9588 | 0.97227 | 0.9064 | 0.98449 | 0.60122 | 0.90083 | 0.86905 | 0.80971 | 0.91393 | 0.9304 | 0
Jan | 12 | 14 | Weekday | Thursday | 0.92953 | 0.97538 | 0.96437 | 0.65316 | 0.0044144 | 0.65316 | 0.65316 | 0.87477 | 0.65316 | 0.92953 | 0.92953 | 0.77294 | 0.99012 | 0.54196 | 0.79223 | 0.70499 | 0.59087 | 0.93398 | 0.8518 | 0.70965 | 0.84014 | 0.62888 | 0.84531 | 0.87477 | 0.80982 | 0.89452 | 0.83679 | 0.74561 | 0.9893 | 0.50346 | 0.91356 | 0.65277 | 0.45778 | 0.95272 | 0.97223 | 0.72939 | 0.98451 | 0.59511 | 0.90077 | 0.86989 | 0.80971 | 0.89847 | 0.93089 | 0
Jan | 12 | 15 | Weekday | Thursday | 0.90456 | 0.97779 | 0.95259 | 0.69464 | 1 | 0.69464 | 0.69464 | 0.86637 | 0.69464 | 0.90456 | 0.90456 | 0.81571 | 0.99072 | 0.53052 | 0.79752 | 0.70713 | 0.62439 | 0.89179 | 0.84779 | 0.72394 | 0.81803 | 0.62701 | 0.84888 | 0.86637 | 0.80338 | 0.88174 | 0.84088 | 0.74534 | 0.98951 | 0.4845 | 0.91365 | 0.65543 | 0.49203 | 0.91833 | 0.96046 | 0.7289 | 0.96729 | 0.58894 | 0.90064 | 0.87137 | 0.80971 | 0.88537 | 0.93036 | 0
Jan | 12 | 16 | Weekday | Thursday | 0.90538 | 1 | 0.94618 | 0.81766 | 1 | 0.81766 | 0.81766 | 0.92262 | 0.81766 | 0.90538 | 0.90538 | 0.98329 | 1 | 0.55779 | 0.86446 | 0.77584 | 0.81847 | 0.92278 | 0.85928 | 0.75964 | 0.80094 | 0.6513 | 0.94124 | 0.92262 | 0.88392 | 0.90827 | 0.91129 | 0.96078 | 0.99926 | 0.56915 | 0.98939 | 0.7229 | 0.75036 | 0.94957 | 0.98847 | 0.77797 | 0.97912 | 0.67332 | 1 | 0.93977 | 0.91062 | 0.91726 | 1 | 0
Jan | 12 | 17 | Weekday | Thursday | 0.89116 | 0.99475 | 0.9335 | 0.97593 | 1 | 0.97593 | 0.97593 | 0.984 | 0.97593 | 0.89116 | 0.89116 | 1 | 0.99998 | 0.6803 | 0.81841 | 0.79621 | 0.96373 | 0.93974 | 0.75361 | 0.88297 | 0.76777 | 0.77353 | 0.80963 | 0.984 | 0.96802 | 0.92878 | 0.52225 | 0.99972 | 1 | 0.70584 | 0.90809 | 0.74305 | 0.9505 | 0.97247 | 0.76193 | 0.99286 | 0.82306 | 0.80923 | 0.75399 | 1 | 1 | 0.93518 | 0.45021 | 0
Jan | 12 | 18 | Weekday | Thursday | 0.84059 | 0.97027 | 0.90815 | 1 | 1 | 1 | 1 | 0.87073 | 1 | 0.84059 | 0.84059 | 0.99721 | 0.81169 | 0.88607 | 0.69913 | 0.68341 | 1 | 0.6069 | 0.77477 | 0.89018 | 0.77818 | 0.86233 | 0.74488 | 0.87073 | 0.86165 | 0.93736 | 0.41106 | 0.99992 | 0.78328 | 0.89855 | 0.72125 | 0.6267 | 1 | 0.6139 | 0.76201 | 0.99296 | 0.82321 | 0.87688 | 0.63251 | 0.79593 | 0.79005 | 0.9335 | 0.26319 | 0
Jan | 12 | 19 | Weekday | Thursday | 0.80498 | 0.95389 | 0.88925 | 0.96174 | 1 | 0.96174 | 0.96174 | 0.87696 | 0.96174 | 0.80498 | 0.80498 | 0.86524 | 0.8077 | 0.85028 | 0.69089 | 0.68761 | 0.98454 | 0.61348 | 0.7885 | 0.89762 | 0.77633 | 0.87062 | 0.75373 | 0.87696 | 0.87291 | 0.89115 | 0.4924 | 0.8383 | 0.77466 | 0.91901 | 0.69856 | 0.62943 | 0.97675 | 0.61657 | 0.76289 | 0.99603 | 0.82372 | 0.89868 | 0.63226 | 0.7693 | 0.76265 | 0.86018 | 0.27899 | 0
Jan | 12 | 20 | Weekday | Thursday | 0.78873 | 0.90729 | 0.87079 | 0.88794 | 1 | 0.88794 | 0.88794 | 0.85181 | 0.88794 | 0.78873 | 0.78873 | 0.86008 | 0.7204 | 0.89854 | 0.60866 | 0.67102 | 0.98019 | 0.56272 | 0.79883 | 0.79645 | 0.78694 | 0.94843 | 0.73205 | 0.85181 | 0.85245 | 0.82965 | 0.4491 | 0.83799 | 0.66264 | 1 | 0.55872 | 0.60908 | 0.96727 | 0.53974 | 0.76285 | 0.81864 | 0.8238 | 0.98367 | 0.59152 | 0.70792 | 0.70101 | 0.76462 | 0.26791 | 0
Jan | 12 | 21 | Weekday | Thursday | 0.73381 | 0.84936 | 0.84591 | 0.80807 | 1 | 0.80807 | 0.80807 | 0.28828 | 0.80807 | 0.73381 | 0.73381 | 0.86367 | 0.69285 | 0.94908 | 0.60447 | 0.68688 | 0.88212 | 0.47424 | 0.21656 | 0.80756 | 0.12675 | 0.91924 | 0.73749 | 0.28828 | 0.31268 | 0.65384 | 0.52685 | 0.83671 | 0.62728 | 0.97469 | 0.53382 | 0.6228 | 0.83359 | 0.45615 | 0.33537 | 0.81677 | 0.27181 | 0.92794 | 0.59216 | 0.3341 | 0.38099 | 0.54857 | 0.28325 | 0
Jan | 12 | 22 | Weekday | Thursday | 0.7299 | 0.81837 | 0.81815 | 0.70127 | 1 | 0.70127 | 0.70127 | 0.13047 | 0.70127 | 0.7299 | 0.7299 | 0.84045 | 0.64944 | 0.76891 | 0.25517 | 0.1941 | 0.77738 | 0.39252 | 0.21253 | 0.81553 | 0.12632 | 0.71224 | 0.32085 | 0.13047 | 0.16269 | 0.24129 | 0.47689 | 0.83523 | 0.57154 | 0.7514 | 0.34059 | 0.19365 | 0.66511 | 0.37 | 0.33584 | 0.81458 | 0.27388 | 0.68608 | 0.39093 | 0.1888 | 0.24917 | 0.32446 | 0.271 | 0
Jan | 12 | 23 | Weekday | Thursday | 0.70229 | 0.83147 | 0.79605 | 0.60944 | 1 | 0.60944 | 0.60944 | 0.14103 | 0.60944 | 0.70229 | 0.70229 | 0.84292 | 0.64684 | 0.57979 | 0.22907 | 0.21777 | 0.7078 | 0.46444 | 0.23543 | 0.87177 | 0.14351 | 0.56378 | 0.31581 | 0.14103 | 0.16839 | 0.35622 | 0.56765 | 0.85255 | 0.5496 | 0.51621 | 0.28663 | 0.21615 | 0.52654 | 0.43118 | 0.3473 | 0.85666 | 0.29113 | 0.51122 | 0.37631 | 0.19195 | 0.25071 | 0.46808 | 0.28595 | 0
Jan | 13 | 24 | Weekday | Friday | 0.68372 | 0.81123 | 0.765 | 0.55583 | 1 | 0.55583 | 0.55583 | 0.14639 | 0.55583 | 0.68372 | 0.68372 | 0.65765 | 0.6351 | 0.33621 | 0.23445 | 0.23738 | 0.65205 | 0.41667 | 0.24043 | 0.68929 | 0.1452 | 0.53408 | 0.32663 | 0.14639 | 0.17601 | 0.29508 | 0.56002 | 0.48733 | 0.53081 | 0.3682 | 0.28797 | 0.23504 | 0.43885 | 0.39198 | 0.34523 | 0.48561 | 0.29343 | 0.47111 | 0.3881 | 0.19267 | 0.25127 | 0.36738 | 0.28166 | 0
Jan | 13 | 1 | Weekday | Friday | 0.68539 | 0.78058 | 0.75775 | 0.53753 | 1 | 0.53753 | 0.53753 | 0.15242 | 0.53753 | 0.68539 | 0.68539 | 0.18388 | 0.63492 | 0.29064 | 0.23425 | 0.24876 | 0.65649 | 0.47985 | 0.25024 | 0.21506 | 0.15285 | 0.53283 | 0.33292 | 0.15242 | 0.18525 | 0.2887 | 0.60455 | 0.31918 | 0.5276 | 0.33376 | 0.28874 | 0.24589 | 0.42667 | 0.44359 | 0.34716 | 0.33561 | 0.29989 | 0.46954 | 0.39529 | 0.19414 | 0.25273 | 0.34852 | 0.29016 | 0
Jan | 13 | 2 | Weekday | Friday | 0.69174 | 0.77265 | 0.75523 | 0.52686 | 1 | 0.52686 | 0.52686 | 0.15856 | 0.52686 | 0.69174 | 0.69174 | 0.18352 | 0.63578 | 0.26906 | 0.24308 | 0.26451 | 0.66339 | 0.42652 | 0.263 | 0.21587 | 0.15521 | 0.52963 | 0.3443 | 0.15856 | 0.19679 | 0.29753 | 0.58323 | 0.31964 | 0.52525 | 0.30427 | 0.29182 | 0.26088 | 0.42126 | 0.40315 | 0.35019 | 0.33637 | 0.30492 | 0.46205 | 0.40539 | 0.19561 | 0.25455 | 0.35275 | 0.28396 | 0
Jan | 13 | 3 | Weekday | Friday | 0.6925 | 0.77355 | 0.7603 | 0.52199 | 1 | 0.52199 | 0.52199 | 0.16517 | 0.52199 | 0.6925 | 0.6925 | 0.18385 | 0.63708 | 0.26505 | 0.24519 | 0.2706 | 0.67359 | 0.49124 | 0.27609 | 0.21585 | 0.16469 | 0.53975 | 0.36088 | 0.16517 | 0.20514 | 0.30884 | 0.62617 | 0.31993 | 0.52399 | 0.30044 | 0.29345 | 0.26657 | 0.41924 | 0.45463 | 0.35259 | 0.33685 | 0.31257 | 0.47248 | 0.42024 | 0.19718 | 0.25587 | 0.36003 | 0.29214 | 0
Jan | 13 | 4 | Weekday | Friday | 0.69728 | 0.78248 | 0.78285 | 0.536 | 1 | 0.536 | 0.536 | 0.17026 | 0.536 | 0.69728 | 0.69728 | 0.18836 | 0.69405 | 0.29707 | 0.26111 | 0.28289 | 0.71786 | 0.58766 | 0.28732 | 0.22405 | 0.16738 | 0.56486 | 0.37132 | 0.17026 | 0.21405 | 0.35393 | 0.60066 | 0.32784 | 0.59531 | 0.32354 | 0.30633 | 0.27821 | 0.47139 | 0.54892 | 0.35688 | 0.34974 | 0.3186 | 0.49653 | 0.42895 | 0.1984 | 0.25727 | 0.41438 | 0.28556 | 0
Jan | 13 | 5 | Weekday | Friday | 0.67196 | 0.81744 | 0.83906 | 0.62357 | 1 | 0.62357 | 0.62357 | 0.17708 | 0.62357 | 0.67196 | 0.67196 | 0.67893 | 0.75943 | 0.40265 | 0.29722 | 0.29775 | 0.81757 | 0.75284 | 0.29661 | 0.71384 | 0.17744 | 0.64038 | 0.3963 | 0.17708 | 0.21999 | 0.35761 | 0.63998 | 0.49444 | 0.59551 | 0.41367 | 0.35381 | 0.29255 | 0.58326 | 0.68199 | 0.35752 | 0.49141 | 0.32501 | 0.57668 | 0.45486 | 0.20002 | 0.25821 | 0.41405 | 0.29342 | 0
Jan | 13 | 6 | Weekday | Friday | 0.7041 | 0.8762 | 0.92118 | 0.72426 | 1 | 0.72426 | 0.72426 | 0.9885 | 0.72426 | 0.7041 | 0.7041 | 0.89011 | 0.86034 | 0.69314 | 0.60254 | 1 | 0.96797 | 0.91926 | 0.96669 | 1 | 0.97847 | 0.88012 | 0.84942 | 0.9885 | 1 | 0.84706 | 0.79591 | 0.83976 | 0.77643 | 0.74698 | 0.41724 | 1 | 0.71302 | 0.8835 | 0.39784 | 1 | 0.44382 | 0.84503 | 0.55274 | 0.39898 | 0.38055 | 0.57032 | 0.36521 | 0
Jan | 13 | 7 | Weekday | Friday | 0.74651 | 0.89613 | 0.97885 | 0.73627 | 0.0044144 | 0.73627 | 0.73627 | 0.84427 | 0.73627 | 0.74651 | 0.74651 | 0.97238 | 0.92856 | 0.99346 | 0.83564 | 0.92403 | 0.93091 | 0.97515 | 0.96813 | 0.9419 | 1 | 0.97238 | 0.81865 | 0.84427 | 0.8281 | 0.79185 | 0.84877 | 0.9208 | 0.86496 | 0.93113 | 0.49399 | 0.83076 | 0.66884 | 0.95478 | 0.72269 | 0.91762 | 0.79247 | 0.95159 | 0.48012 | 0.39365 | 0.32289 | 0.54906 | 0.53006 | 0
Jan | 13 | 8 | Weekday | Friday | 0.80095 | 0.92908 | 1 | 0.71895 | 0.0044144 | 0.71895 | 0.71895 | 0.90832 | 0.71895 | 0.80095 | 0.80095 | 0.97768 | 0.95362 | 0.86086 | 1 | 0.98106 | 0.89681 | 0.97346 | 1 | 0.81704 | 0.99314 | 0.9027 | 1 | 0.90832 | 0.8749 | 0.9522 | 0.96133 | 0.90832 | 0.90394 | 0.77787 | 1 | 0.89366 | 0.63073 | 0.95924 | 0.97367 | 0.72834 | 0.98645 | 0.85528 | 0.90258 | 0.58607 | 0.51072 | 0.82135 | 0.77388 | 0
Jan | 13 | 9 | Weekday | Friday | 0.9026 | 0.94515 | 0.99828 | 0.67984 | 0.0044144 | 0.67984 | 0.67984 | 1 | 0.67984 | 0.9026 | 0.9026 | 0.8442 | 0.9763 | 0.74211 | 0.91405 | 0.86181 | 0.80338 | 1 | 0.9557 | 0.80074 | 0.95589 | 0.84709 | 0.94135 | 1 | 0.9531 | 0.97445 | 1 | 0.74517 | 0.94073 | 0.68819 | 0.96357 | 0.78063 | 0.55744 | 1 | 0.97325 | 0.72869 | 0.98601 | 0.8104 | 0.90235 | 0.84099 | 0.77403 | 0.90838 | 0.93258 | 0
Jan | 13 | 10 | Weekday | Friday | 0.97833 | 0.96958 | 0.99537 | 0.67031 | 0.0044144 | 0.67031 | 0.67031 | 0.97726 | 0.67031 | 0.97833 | 0.97833 | 0.97646 | 0.98473 | 0.61717 | 0.84658 | 0.81164 | 0.70973 | 0.9791 | 0.93271 | 0.87827 | 0.92435 | 0.68177 | 0.90831 | 0.97726 | 0.92224 | 0.92998 | 0.94361 | 0.90847 | 0.96097 | 0.54686 | 0.91569 | 0.73833 | 0.48121 | 0.98737 | 0.9958 | 0.90559 | 0.99839 | 0.62921 | 0.90209 | 0.87256 | 0.80971 | 0.87853 | 0.93295 | 0
Jan | 13 | 11 | Weekday | Friday | 1 | 0.98243 | 0.98745 | 0.65661 | 0.0044144 | 0.65661 | 0.65661 | 0.9302 | 0.65661 | 1 | 1 | 0.95513 | 0.99022 | 0.57492 | 0.82469 | 0.78944 | 0.67011 | 0.96689 | 0.89663 | 0.86987 | 0.88966 | 0.66323 | 0.88521 | 0.9302 | 0.86925 | 1 | 0.89329 | 0.92514 | 0.97465 | 0.53869 | 0.91595 | 0.72253 | 0.48171 | 0.97951 | 1 | 0.94643 | 1 | 0.62009 | 0.90136 | 0.87035 | 0.80971 | 1 | 0.93151 | 0
Jan | 13 | 12 | Weekday | Friday | 0.97537 | 0.97522 | 0.97665 | 0.65712 | 0.0044144 | 0.65712 | 0.65712 | 0.90543 | 0.65712 | 0.97537 | 0.97537 | 0.90793 | 0.96299 | 0.56897 | 0.78212 | 0.79022 | 0.63466 | 0.91847 | 0.87671 | 0.82031 | 0.86672 | 0.64611 | 0.85894 | 0.90543 | 0.84144 | 0.93135 | 0.81033 | 0.90958 | 0.95215 | 0.5401 | 0.86923 | 0.72901 | 0.47146 | 0.92974 | 0.99549 | 0.91348 | 0.99774 | 0.60844 | 0.86086 | 0.86949 | 0.80971 | 0.92658 | 0.84484 | 0
Jan | 13 | 13 | Weekday | Friday | 0.94575 | 0.97274 | 0.97608 | 0.64297 | 0.0044144 | 0.64297 | 0.64297 | 0.88599 | 0.64297 | 0.94575 | 0.94575 | 0.78862 | 0.99099 | 0.54906 | 0.79748 | 0.74416 | 0.60607 | 0.93907 | 0.86701 | 0.80552 | 0.85212 | 0.63617 | 0.85809 | 0.88599 | 0.82062 | 0.91177 | 0.8423 | 0.74561 | 0.98638 | 0.51292 | 0.91415 | 0.68827 | 0.46222 | 0.9588 | 0.97227 | 0.9064 | 0.98449 | 0.60122 | 0.90083 | 0.86905 | 0.80971 | 0.91393 | 0.9304 | 0
Jan | 13 | 14 | Weekday | Friday | 0.92953 | 0.97538 | 0.96437 | 0.65316 | 0.0044144 | 0.65316 | 0.65316 | 0.87477 | 0.65316 | 0.92953 | 0.92953 | 0.77294 | 0.99012 | 0.54196 | 0.79223 | 0.70499 | 0.59087 | 0.93398 | 0.8518 | 0.70965 | 0.84014 | 0.62888 | 0.84531 | 0.87477 | 0.80982 | 0.89452 | 0.83679 | 0.74561 | 0.9893 | 0.50346 | 0.91356 | 0.65277 | 0.45778 | 0.95272 | 0.97223 | 0.72939 | 0.98451 | 0.59511 | 0.90077 | 0.86989 | 0.80971 | 0.89847 | 0.93089 | 0
Jan | 13 | 15 | Weekday | Friday | 0.90456 | 0.97779 | 0.95259 | 0.69464 | 1 | 0.69464 | 0.69464 | 0.86637 | 0.69464 | 0.90456 | 0.90456 | 0.81571 | 0.99072 | 0.53052 | 0.79752 | 0.70713 | 0.62439 | 0.89179 | 0.84779 | 0.72394 | 0.81803 | 0.62701 | 0.84888 | 0.86637 | 0.80338 | 0.88174 | 0.84088 | 0.74534 | 0.98951 | 0.4845 | 0.91365 | 0.65543 | 0.49203 | 0.91833 | 0.96046 | 0.7289 | 0.96729 | 0.58894 | 0.90064 | 0.87137 | 0.80971 | 0.88537 | 0.93036 | 0
Jan | 13 | 16 | Weekday | Friday | 0.90538 | 1 | 0.94618 | 0.81766 | 1 | 0.81766 | 0.81766 | 0.92262 | 0.81766 | 0.90538 | 0.90538 | 0.98329 | 1 | 0.55779 | 0.86446 | 0.77584 | 0.81847 | 0.92278 | 0.85928 | 0.75964 | 0.80094 | 0.6513 | 0.94124 | 0.92262 | 0.88392 | 0.90827 | 0.91129 | 0.96078 | 0.99926 | 0.56915 | 0.98939 | 0.7229 | 0.75036 | 0.94957 | 0.98847 | 0.77797 | 0.97912 | 0.67332 | 1 | 0.93977 | 0.91062 | 0.91726 | 1 | 0
Jan | 13 | 17 | Weekday | Friday | 0.89116 | 0.99475 | 0.9335 | 0.97593 | 1 | 0.97593 | 0.97593 | 0.984 | 0.97593 | 0.89116 | 0.89116 | 1 | 0.99998 | 0.6803 | 0.81841 | 0.79621 | 0.96373 | 0.93974 | 0.75361 | 0.88297 | 0.76777 | 0.77353 | 0.80963 | 0.984 | 0.96802 | 0.92878 | 0.52225 | 0.99972 | 1 | 0.70584 | 0.90809 | 0.74305 | 0.9505 | 0.97247 | 0.76193 | 0.99286 | 0.82306 | 0.80923 | 0.75399 | 1 | 1 | 0.93518 | 0.45021 | 0
Jan | 13 | 18 | Weekday | Friday | 0.84059 | 0.97027 | 0.90815 | 1 | 1 | 1 | 1 | 0.87073 | 1 | 0.84059 | 0.84059 | 0.99721 | 0.81169 | 0.88607 | 0.69913 | 0.68341 | 1 | 0.6069 | 0.77477 | 0.89018 | 0.77818 | 0.86233 | 0.74488 | 0.87073 | 0.86165 | 0.93736 | 0.41106 | 0.99992 | 0.78328 | 0.89855 | 0.72125 | 0.6267 | 1 | 0.6139 | 0.76201 | 0.99296 | 0.82321 | 0.87688 | 0.63251 | 0.79593 | 0.79005 | 0.9335 | 0.26319 | 0
Jan | 13 | 19 | Weekday | Friday | 0.80498 | 0.95389 | 0.88925 | 0.96174 | 1 | 0.96174 | 0.96174 | 0.87696 | 0.96174 | 0.80498 | 0.80498 | 0.86524 | 0.8077 | 0.85028 | 0.69089 | 0.68761 | 0.98454 | 0.61348 | 0.7885 | 0.89762 | 0.77633 | 0.87062 | 0.75373 | 0.87696 | 0.87291 | 0.89115 | 0.4924 | 0.8383 | 0.77466 | 0.91901 | 0.69856 | 0.62943 | 0.97675 | 0.61657 | 0.76289 | 0.99603 | 0.82372 | 0.89868 | 0.63226 | 0.7693 | 0.76265 | 0.86018 | 0.27899 | 0
Jan | 13 | 20 | Weekday | Friday | 0.78873 | 0.90729 | 0.87079 | 0.88794 | 1 | 0.88794 | 0.88794 | 0.85181 | 0.88794 | 0.78873 | 0.78873 | 0.86008 | 0.7204 | 0.89854 | 0.60866 | 0.67102 | 0.98019 | 0.56272 | 0.79883 | 0.79645 | 0.78694 | 0.94843 | 0.73205 | 0.85181 | 0.85245 | 0.82965 | 0.4491 | 0.83799 | 0.66264 | 1 | 0.55872 | 0.60908 | 0.96727 | 0.53974 | 0.76285 | 0.81864 | 0.8238 | 0.98367 | 0.59152 | 0.70792 | 0.70101 | 0.76462 | 0.26791 | 0
Jan | 13 | 21 | Weekday | Friday | 0.73381 | 0.84936 | 0.84591 | 0.80807 | 1 | 0.80807 | 0.80807 | 0.28828 | 0.80807 | 0.73381 | 0.73381 | 0.86367 | 0.69285 | 0.94908 | 0.60447 | 0.68688 | 0.88212 | 0.47424 | 0.21656 | 0.80756 | 0.12675 | 0.91924 | 0.73749 | 0.28828 | 0.31268 | 0.65384 | 0.52685 | 0.83671 | 0.62728 | 0.97469 | 0.53382 | 0.6228 | 0.83359 | 0.45615 | 0.33537 | 0.81677 | 0.27181 | 0.92794 | 0.59216 | 0.3341 | 0.38099 | 0.54857 | 0.28325 | 0
Jan | 13 | 22 | Weekday | Friday | 0.7299 | 0.81837 | 0.81815 | 0.70127 | 1 | 0.70127 | 0.70127 | 0.13047 | 0.70127 | 0.7299 | 0.7299 | 0.84045 | 0.64944 | 0.76891 | 0.25517 | 0.1941 | 0.77738 | 0.39252 | 0.21253 | 0.81553 | 0.12632 | 0.71224 | 0.32085 | 0.13047 | 0.16269 | 0.24129 | 0.47689 | 0.83523 | 0.57154 | 0.7514 | 0.34059 | 0.19365 | 0.66511 | 0.37 | 0.33584 | 0.81458 | 0.27388 | 0.68608 | 0.39093 | 0.1888 | 0.24917 | 0.32446 | 0.271 | 0
Jan | 13 | 23 | Weekday | Friday | 0.70229 | 0.83147 | 0.79605 | 0.60944 | 1 | 0.60944 | 0.60944 | 0.14055 | 0.60944 | 0.70229 | 0.70229 | 0.72244 | 0.6943 | 0.56192 | 0.20096 | 0.16605 | 0.54729 | 0.51676 | 0.21375 | 0.75441 | 0.12703 | 0.48101 | 0.28689 | 0.14055 | 0.17814 | 0.3519 | 0.3771 | 0.85326 | 0.65141 | 0.5716 | 0.26814 | 0.16538 | 0.50647 | 0.47542 | 0.34033 | 0.8577 | 0.2772 | 0.46024 | 0.34837 | 0.18506 | 0.24614 | 0.4731 | 0.26225 | 0
Jan | 14 | 24 | Weekend | Saturday | 0.68023 | 0.81286 | 0.76293 | 0.53638 | 1 | 0.53638 | 0.53638 | 0.14612 | 0.53638 | 0.68023 | 0.68023 | 0.54995 | 0.66641 | 0.36134 | 0.18546 | 0.17728 | 0.49405 | 0.44886 | 0.21522 | 0.56464 | 0.13303 | 0.43811 | 0.2737 | 0.14612 | 0.18101 | 0.25808 | 0.40517 | 0.48802 | 0.61427 | 0.42192 | 0.23658 | 0.17665 | 0.41954 | 0.42111 | 0.33806 | 0.48584 | 0.28252 | 0.41219 | 0.33517 | 0.18977 | 0.24956 | 0.34558 | 0.267 | 0
Jan | 14 | 1 | Weekend | Saturday | 0.67597 | 0.77801 | 0.75341 | 0.51642 | 1 | 0.51642 | 0.51642 | 0.15091 | 0.51642 | 0.67597 | 0.67597 | 0.18364 | 0.66564 | 0.32973 | 0.18301 | 0.17071 | 0.48575 | 0.51969 | 0.21496 | 0.21453 | 0.131 | 0.43739 | 0.27695 | 0.15091 | 0.18877 | 0.24787 | 0.38866 | 0.32019 | 0.61273 | 0.40664 | 0.23653 | 0.16997 | 0.40598 | 0.47831 | 0.33895 | 0.33712 | 0.28074 | 0.41486 | 0.3333 | 0.19086 | 0.25078 | 0.32713 | 0.26415 | 0
Jan | 14 | 2 | Weekend | Saturday | 0.67964 | 0.76699 | 0.74838 | 0.50282 | 1 | 0.50282 | 0.50282 | 0.15639 | 0.50282 | 0.67964 | 0.67964 | 0.18497 | 0.66887 | 0.29387 | 0.18545 | 0.17953 | 0.48575 | 0.46129 | 0.21673 | 0.21875 | 0.13296 | 0.40386 | 0.27421 | 0.15639 | 0.19301 | 0.26727 | 0.40712 | 0.32071 | 0.61425 | 0.35352 | 0.237 | 0.17901 | 0.39986 | 0.43267 | 0.34046 | 0.33803 | 0.2819 | 0.37079 | 0.33392 | 0.19227 | 0.25144 | 0.34323 | 0.26827 | 0
Jan | 14 | 3 | Weekend | Saturday | 0.67608 | 0.76498 | 0.75022 | 0.49642 | 1 | 0.49642 | 0.49642 | 0.15848 | 0.49642 | 0.67608 | 0.67608 | 0.18383 | 0.67163 | 0.28933 | 0.18421 | 0.18408 | 0.48954 | 0.52614 | 0.21713 | 0.21538 | 0.1323 | 0.40866 | 0.27307 | 0.15848 | 0.20075 | 0.26257 | 0.3931 | 0.32095 | 0.61573 | 0.34923 | 0.23675 | 0.18329 | 0.3971 | 0.48588 | 0.34096 | 0.33846 | 0.28102 | 0.3745 | 0.3336 | 0.1929 | 0.25267 | 0.33839 | 0.2651 | 0
Jan | 14 | 4 | Weekend | Saturday | 0.67797 | 0.76748 | 0.76443 | 0.50327 | 1 | 0.50327 | 0.50327 | 0.16389 | 0.50327 | 0.67797 | 0.67797 | 0.18706 | 0.67684 | 0.31692 | 0.19522 | 0.19056 | 0.53325 | 0.54208 | 0.21911 | 0.22241 | 0.13528 | 0.43141 | 0.27811 | 0.16389 | 0.20629 | 0.28827 | 0.41434 | 0.32421 | 0.62156 | 0.36829 | 0.24905 | 0.19007 | 0.44904 | 0.50567 | 0.34277 | 0.34377 | 0.28536 | 0.39538 | 0.33537 | 0.19429 | 0.25354 | 0.36771 | 0.2692 | 0
Jan | 14 | 5 | Weekend | Saturday | 0.65211 | 0.78981 | 0.80542 | 0.57428 | 1 | 0.57428 | 0.57428 | 0.1684 | 0.57428 | 0.65211 | 0.65211 | 0.55733 | 0.67891 | 0.35723 | 0.21221 | 0.1897 | 0.63025 | 0.68176 | 0.21967 | 0.5673 | 0.13618 | 0.4723 | 0.27425 | 0.1684 | 0.21195 | 0.29405 | 0.39864 | 0.49054 | 0.62328 | 0.40524 | 0.27276 | 0.18863 | 0.5604 | 0.62422 | 0.34291 | 0.48495 | 0.28512 | 0.44262 | 0.3339 | 0.19541 | 0.25444 | 0.37025 | 0.2656 | 0
Jan | 14 | 6 | Weekend | Saturday | 0.67368 | 0.83787 | 0.8645 | 0.66192 | 1 | 0.66192 | 0.66192 | 0.56462 | 0.66192 | 0.67368 | 0.67368 | 0.77348 | 0.71729 | 0.53288 | 0.35633 | 0.43732 | 0.78154 | 0.73206 | 0.22317 | 0.86404 | 0.13726 | 0.6453 | 0.47758 | 0.56462 | 0.59326 | 0.70906 | 0.41911 | 0.8384 | 0.68113 | 0.63068 | 0.36621 | 0.43717 | 0.69006 | 0.69599 | 0.34409 | 0.99753 | 0.2865 | 0.64751 | 0.43898 | 0.28253 | 0.3062 | 0.49794 | 0.26971 | 0
Jan | 14 | 7 | Weekend | Saturday | 0.70317 | 0.84611 | 0.90148 | 0.6928 | 0.0044144 | 0.6928 | 0.6928 | 0.466 | 0.6928 | 0.70317 | 0.70317 | 0.81199 | 0.77816 | 0.79125 | 0.34952 | 0.352 | 0.74611 | 0.74702 | 0.18873 | 0.79728 | 0.1182 | 0.74727 | 0.36331 | 0.466 | 0.4667 | 0.67713 | 0.38734 | 0.92149 | 0.71664 | 0.79809 | 0.34607 | 0.33742 | 0.64092 | 0.70857 | 0.29661 | 0.91863 | 0.24784 | 0.74564 | 0.28385 | 0.22545 | 0.19414 | 0.48875 | 0.20126 | 0
Jan | 14 | 8 | Weekend | Saturday | 0.75025 | 0.8728 | 0.91151 | 0.71536 | 0.0044144 | 0.71536 | 0.71536 | 0.92222 | 0.71536 | 0.75025 | 0.75025 | 0.82898 | 0.79344 | 1 | 0.39738 | 0.3387 | 0.6941 | 0.74397 | 0.18228 | 0.68417 | 0.11244 | 1 | 0.35585 | 0.92222 | 0.89795 | 0.77473 | 0.3935 | 0.90869 | 0.75587 | 0.9706 | 0.44855 | 0.32516 | 0.56967 | 0.72902 | 0.28861 | 0.72892 | 0.2367 | 1 | 0.31744 | 0.44966 | 0.37068 | 0.66614 | 0.19885 | 0
Jan | 14 | 9 | Weekend | Saturday | 0.84763 | 0.89363 | 0.90581 | 0.7027 | 0.0044144 | 0.7027 | 0.7027 | 0.87485 | 0.7027 | 0.84763 | 0.84763 | 0.7411 | 0.82448 | 0.81796 | 0.35349 | 0.30815 | 0.61709 | 0.78309 | 0.18174 | 0.68387 | 0.11216 | 0.85235 | 0.33908 | 0.87485 | 0.84422 | 0.72998 | 0.36623 | 0.74558 | 0.7977 | 0.81056 | 0.41207 | 0.29689 | 0.49775 | 0.76902 | 0.28738 | 0.72925 | 0.23658 | 0.85 | 0.31453 | 0.56049 | 0.49139 | 0.63628 | 0.24921 | 0
Jan | 14 | 10 | Weekend | Saturday | 0.9196 | 0.92008 | 0.90114 | 0.6982 | 0.0044144 | 0.6982 | 0.6982 | 0.89863 | 0.6982 | 0.9196 | 0.9196 | 0.89354 | 0.83669 | 0.66028 | 0.31132 | 0.29527 | 0.53842 | 0.72653 | 0.17981 | 0.77813 | 0.11488 | 0.62708 | 0.32422 | 0.89863 | 0.85454 | 0.78992 | 0.37055 | 0.90909 | 0.81445 | 0.64252 | 0.36443 | 0.28708 | 0.42292 | 0.72256 | 0.28575 | 0.90633 | 0.23645 | 0.59269 | 0.31021 | 0.68292 | 0.61697 | 0.75555 | 0.25367 | 0
Jan | 14 | 11 | Weekend | Saturday | 0.94199 | 0.93302 | 0.89375 | 0.67574 | 0.0044144 | 0.67574 | 0.67574 | 0.85804 | 0.67574 | 0.94199 | 0.94199 | 0.88667 | 0.84239 | 0.61205 | 0.30667 | 0.2897 | 0.5124 | 0.75642 | 0.1813 | 0.78413 | 0.11179 | 0.60092 | 0.31852 | 0.85804 | 0.80682 | 0.86737 | 0.31899 | 0.92557 | 0.82205 | 0.61876 | 0.36406 | 0.28305 | 0.42481 | 0.74869 | 0.28908 | 0.94703 | 0.23753 | 0.56712 | 0.31081 | 0.68085 | 0.61697 | 0.8774 | 0.2447 | 0
Jan | 14 | 12 | Weekend | Saturday | 0.91744 | 0.92413 | 0.88364 | 0.67235 | 0.0044144 | 0.67235 | 0.67235 | 0.87628 | 0.67235 | 0.91744 | 0.91744 | 0.8621 | 0.83546 | 0.56554 | 0.30766 | 0.28714 | 0.49884 | 0.68974 | 0.17951 | 0.75126 | 0.11035 | 0.59016 | 0.28547 | 0.87628 | 0.81867 | 0.84029 | 0.29623 | 0.91014 | 0.81326 | 0.59572 | 0.36507 | 0.28127 | 0.42077 | 0.68877 | 0.28499 | 0.91433 | 0.2346 | 0.56532 | 0.25551 | 0.76436 | 0.70068 | 0.85855 | 0.18333 | 0
Jan | 14 | 13 | Weekend | Saturday | 0.88583 | 0.92005 | 0.88026 | 0.65458 | 0.0044144 | 0.65458 | 0.65458 | 0.85535 | 0.65458 | 0.88583 | 0.88583 | 0.74644 | 0.83394 | 0.53516 | 0.30498 | 0.27413 | 0.47867 | 0.73928 | 0.17918 | 0.74805 | 0.10925 | 0.58136 | 0.28191 | 0.85535 | 0.7959 | 0.82679 | 0.26375 | 0.74619 | 0.8117 | 0.54542 | 0.36576 | 0.26921 | 0.40891 | 0.73566 | 0.28506 | 0.90729 | 0.23379 | 0.5644 | 0.25494 | 0.76374 | 0.70068 | 0.84761 | 0.17658 | 0
Jan | 14 | 14 | Weekend | Saturday | 0.86892 | 0.92044 | 0.87196 | 0.66381 | 0.0044144 | 0.66381 | 0.66381 | 0.84673 | 0.66381 | 0.86892 | 0.86892 | 0.72292 | 0.83761 | 0.5308 | 0.23997 | 0.24631 | 0.47132 | 0.6947 | 0.17749 | 0.64547 | 0.10751 | 0.58649 | 0.28009 | 0.84673 | 0.78807 | 0.81206 | 0.29725 | 0.74619 | 0.8157 | 0.53884 | 0.25777 | 0.24121 | 0.40544 | 0.69771 | 0.28434 | 0.73018 | 0.23265 | 0.56288 | 0.25579 | 0.76433 | 0.70068 | 0.83159 | 0.18366 | 0
Jan | 14 | 15 | Weekend | Saturday | 0.84572 | 0.92603 | 0.86347 | 0.69624 | 1 | 0.69624 | 0.69624 | 0.8475 | 0.69624 | 0.84572 | 0.84572 | 0.7658 | 0.79342 | 0.52976 | 0.24314 | 0.24951 | 0.50833 | 0.73088 | 0.17777 | 0.66206 | 0.10903 | 0.58626 | 0.28508 | 0.8475 | 0.79114 | 0.80527 | 0.27966 | 0.74585 | 0.77776 | 0.52105 | 0.25694 | 0.24408 | 0.44005 | 0.72891 | 0.28424 | 0.72952 | 0.23376 | 0.55905 | 0.25658 | 0.76628 | 0.70068 | 0.81669 | 0.1787 | 0
Jan | 14 | 16 | Weekend | Saturday | 0.86762 | 0.95703 | 0.86523 | 0.80353 | 1 | 0.80353 | 0.80353 | 0.90688 | 0.80353 | 0.86762 | 0.86762 | 0.94003 | 0.787 | 0.5636 | 0.31304 | 0.31101 | 0.71152 | 0.69204 | 0.19719 | 0.70675 | 0.11989 | 0.61109 | 0.37539 | 0.90688 | 0.87538 | 0.8341 | 0.33307 | 0.95896 | 0.76373 | 0.5981 | 0.33376 | 0.30385 | 0.69985 | 0.69065 | 0.31293 | 0.77627 | 0.25808 | 0.64229 | 0.35973 | 0.83585 | 0.80288 | 0.84564 | 0.20591 | 0
Jan | 14 | 17 | Weekend | Saturday | 0.87659 | 0.96401 | 0.85843 | 0.9405 | 1 | 0.9405 | 0.9405 | 0.94911 | 0.9405 | 0.87659 | 0.87659 | 0.97562 | 0.75476 | 0.64625 | 0.34808 | 0.35537 | 0.89391 | 0.74632 | 0.21466 | 0.84901 | 0.13094 | 0.7129 | 0.43217 | 0.94911 | 0.94505 | 0.83584 | 0.35304 | 0.99995 | 0.72202 | 0.69963 | 0.35997 | 0.34625 | 0.93709 | 0.73928 | 0.33739 | 0.99312 | 0.27827 | 0.75382 | 0.42054 | 0.80744 | 0.80726 | 0.80645 | 0.25592 | 0
Jan | 14 | 18 | Weekend | Saturday | 0.82835 | 0.9384 | 0.83885 | 0.94128 | 1 | 0.94128 | 0.94128 | 0.86442 | 0.94128 | 0.82835 | 0.82835 | 0.97924 | 0.73032 | 0.78963 | 0.27943 | 0.19818 | 0.9436 | 0.53227 | 0.21798 | 0.85799 | 0.13229 | 0.85448 | 0.30093 | 0.86442 | 0.86883 | 0.85172 | 0.44262 | 1 | 0.68517 | 0.89353 | 0.34948 | 0.197 | 0.99245 | 0.52471 | 0.33863 | 0.99309 | 0.27926 | 0.90516 | 0.35587 | 0.63923 | 0.63632 | 0.7942 | 0.27363 | 0
Jan | 14 | 19 | Weekend | Saturday | 0.80438 | 0.9213 | 0.82408 | 0.89053 | 1 | 0.89053 | 0.89053 | 0.49385 | 0.89053 | 0.80438 | 0.80438 | 0.8411 | 0.72414 | 0.84273 | 0.26308 | 0.20398 | 0.93544 | 0.58504 | 0.22004 | 0.87138 | 0.1361 | 0.87513 | 0.30384 | 0.49385 | 0.51187 | 0.77328 | 0.39723 | 0.83961 | 0.67135 | 0.9243 | 0.32598 | 0.20281 | 0.97014 | 0.56758 | 0.34075 | 0.99811 | 0.28236 | 0.91224 | 0.36044 | 0.46152 | 0.49214 | 0.67013 | 0.26233 | 0
Jan | 14 | 20 | Weekend | Saturday | 0.78926 | 0.87944 | 0.80877 | 0.81588 | 1 | 0.81588 | 0.81588 | 0.48074 | 0.81588 | 0.78926 | 0.78926 | 0.84401 | 0.6796 | 0.88203 | 0.27307 | 0.21891 | 0.9338 | 0.52095 | 0.22622 | 0.77094 | 0.13965 | 0.9359 | 0.30893 | 0.48074 | 0.50056 | 0.75412 | 0.48688 | 0.83917 | 0.60868 | 0.98855 | 0.32704 | 0.21684 | 0.96104 | 0.49874 | 0.34211 | 0.82047 | 0.28835 | 0.97648 | 0.36717 | 0.4286 | 0.45897 | 0.63287 | 0.27964 | 0
Jan | 14 | 21 | Weekend | Saturday | 0.7375 | 0.83081 | 0.78762 | 0.74934 | 1 | 0.74934 | 0.74934 | 0.16928 | 0.74934 | 0.7375 | 0.7375 | 0.84578 | 0.67621 | 0.85422 | 0.25229 | 0.22277 | 0.83759 | 0.52434 | 0.23934 | 0.78724 | 0.1609 | 0.92 | 0.31504 | 0.16928 | 0.20135 | 0.65191 | 0.428 | 0.8376 | 0.60041 | 0.93819 | 0.30217 | 0.22028 | 0.82764 | 0.49468 | 0.34496 | 0.8181 | 0.29641 | 0.95392 | 0.36685 | 0.24095 | 0.30084 | 0.5264 | 0.26572 | 0
Jan | 14 | 22 | Weekend | Saturday | 0.72446 | 0.81265 | 0.76373 | 0.66898 | 1 | 0.66898 | 0.66898 | 0.13722 | 0.66898 | 0.72446 | 0.72446 | 0.82057 | 0.66952 | 0.83655 | 0.245 | 0.23875 | 0.73616 | 0.43961 | 0.24957 | 0.79546 | 0.15529 | 0.7434 | 0.32009 | 0.13722 | 0.17333 | 0.23406 | 0.51777 | 0.8352 | 0.58435 | 0.79293 | 0.27917 | 0.23588 | 0.6596 | 0.41342 | 0.3458 | 0.8144 | 0.30249 | 0.72142 | 0.36863 | 0.18759 | 0.24836 | 0.31275 | 0.28323 | 0
Jan | 14 | 23 | Weekend | Saturday | 0.69656 | 0.82455 | 0.74444 | 0.59243 | 1 | 0.59243 | 0.59243 | 0.14055 | 0.59243 | 0.69656 | 0.69656 | 0.72244 | 0.6943 | 0.56192 | 0.20096 | 0.16605 | 0.54729 | 0.51676 | 0.21375 | 0.75441 | 0.12703 | 0.48101 | 0.28689 | 0.14055 | 0.17814 | 0.3519 | 0.3771 | 0.85326 | 0.65141 | 0.5716 | 0.26814 | 0.16538 | 0.50647 | 0.47542 | 0.34033 | 0.8577 | 0.2772 | 0.46024 | 0.34837 | 0.18506 | 0.24614 | 0.4731 | 0.26225 | 0
Jan | 15 | 24 | Weekend | Sunday | 0.68023 | 0.81286 | 0.76293 | 0.53638 | 1 | 0.53638 | 0.53638 | 0.14612 | 0.53638 | 0.68023 | 0.68023 | 0.54995 | 0.66641 | 0.36134 | 0.18546 | 0.17728 | 0.49405 | 0.44886 | 0.21522 | 0.56464 | 0.13303 | 0.43811 | 0.2737 | 0.14612 | 0.18101 | 0.25808 | 0.40517 | 0.48802 | 0.61427 | 0.42192 | 0.23658 | 0.17665 | 0.41954 | 0.42111 | 0.33806 | 0.48584 | 0.28252 | 0.41219 | 0.33517 | 0.18977 | 0.24956 | 0.34558 | 0.267 | 0
Jan | 15 | 1 | Weekend | Sunday | 0.67597 | 0.77801 | 0.75341 | 0.51642 | 1 | 0.51642 | 0.51642 | 0.15091 | 0.51642 | 0.67597 | 0.67597 | 0.18364 | 0.66564 | 0.32973 | 0.18301 | 0.17071 | 0.48575 | 0.51969 | 0.21496 | 0.21453 | 0.131 | 0.43739 | 0.27695 | 0.15091 | 0.18877 | 0.24787 | 0.38866 | 0.32019 | 0.61273 | 0.40664 | 0.23653 | 0.16997 | 0.40598 | 0.47831 | 0.33895 | 0.33712 | 0.28074 | 0.41486 | 0.3333 | 0.19086 | 0.25078 | 0.32713 | 0.26415 | 0
Jan | 15 | 2 | Weekend | Sunday | 0.67964 | 0.76699 | 0.74838 | 0.50282 | 1 | 0.50282 | 0.50282 | 0.15639 | 0.50282 | 0.67964 | 0.67964 | 0.18497 | 0.66887 | 0.29387 | 0.18545 | 0.17953 | 0.48575 | 0.46129 | 0.21673 | 0.21875 | 0.13296 | 0.40386 | 0.27421 | 0.15639 | 0.19301 | 0.26727 | 0.40712 | 0.32071 | 0.61425 | 0.35352 | 0.237 | 0.17901 | 0.39986 | 0.43267 | 0.34046 | 0.33803 | 0.2819 | 0.37079 | 0.33392 | 0.19227 | 0.25144 | 0.34323 | 0.26827 | 0
Jan | 15 | 3 | Weekend | Sunday | 0.67608 | 0.76498 | 0.75022 | 0.49642 | 1 | 0.49642 | 0.49642 | 0.15848 | 0.49642 | 0.67608 | 0.67608 | 0.18383 | 0.67163 | 0.28933 | 0.18421 | 0.18408 | 0.48954 | 0.52614 | 0.21713 | 0.21538 | 0.1323 | 0.40866 | 0.27307 | 0.15848 | 0.20075 | 0.26257 | 0.3931 | 0.32095 | 0.61573 | 0.34923 | 0.23675 | 0.18329 | 0.3971 | 0.48588 | 0.34096 | 0.33846 | 0.28102 | 0.3745 | 0.3336 | 0.1929 | 0.25267 | 0.33839 | 0.2651 | 0
Jan | 15 | 4 | Weekend | Sunday | 0.67797 | 0.76748 | 0.76443 | 0.50327 | 1 | 0.50327 | 0.50327 | 0.16389 | 0.50327 | 0.67797 | 0.67797 | 0.18706 | 0.67684 | 0.31692 | 0.19522 | 0.19056 | 0.53325 | 0.54208 | 0.21911 | 0.22241 | 0.13528 | 0.43141 | 0.27811 | 0.16389 | 0.20629 | 0.28827 | 0.41434 | 0.32421 | 0.62156 | 0.36829 | 0.24905 | 0.19007 | 0.44904 | 0.50567 | 0.34277 | 0.34377 | 0.28536 | 0.39538 | 0.33537 | 0.19429 | 0.25354 | 0.36771 | 0.2692 | 0
Jan | 15 | 5 | Weekend | Sunday | 0.65211 | 0.78981 | 0.80542 | 0.57428 | 1 | 0.57428 | 0.57428 | 0.1684 | 0.57428 | 0.65211 | 0.65211 | 0.55733 | 0.67891 | 0.35723 | 0.21221 | 0.1897 | 0.63025 | 0.68176 | 0.21967 | 0.5673 | 0.13618 | 0.4723 | 0.27425 | 0.1684 | 0.21195 | 0.29405 | 0.39864 | 0.49054 | 0.62328 | 0.40524 | 0.27276 | 0.18863 | 0.5604 | 0.62422 | 0.34291 | 0.48495 | 0.28512 | 0.44262 | 0.3339 | 0.19541 | 0.25444 | 0.37025 | 0.2656 | 0
Jan | 15 | 6 | Weekend | Sunday | 0.67368 | 0.83787 | 0.8645 | 0.66192 | 1 | 0.66192 | 0.66192 | 0.56462 | 0.66192 | 0.67368 | 0.67368 | 0.77348 | 0.71729 | 0.53288 | 0.35633 | 0.43732 | 0.78154 | 0.73206 | 0.22317 | 0.86404 | 0.13726 | 0.6453 | 0.47758 | 0.56462 | 0.59326 | 0.70906 | 0.41911 | 0.8384 | 0.68113 | 0.63068 | 0.36621 | 0.43717 | 0.69006 | 0.69599 | 0.34409 | 0.99753 | 0.2865 | 0.64751 | 0.43898 | 0.28253 | 0.3062 | 0.49794 | 0.26971 | 0
Jan | 15 | 7 | Weekend | Sunday | 0.70317 | 0.84611 | 0.90148 | 0.6928 | 0.0044144 | 0.6928 | 0.6928 | 0.466 | 0.6928 | 0.70317 | 0.70317 | 0.81199 | 0.77816 | 0.79125 | 0.34952 | 0.352 | 0.74611 | 0.74702 | 0.18873 | 0.79728 | 0.1182 | 0.74727 | 0.36331 | 0.466 | 0.4667 | 0.67713 | 0.38734 | 0.92149 | 0.71664 | 0.79809 | 0.34607 | 0.33742 | 0.64092 | 0.70857 | 0.29661 | 0.91863 | 0.24784 | 0.74564 | 0.28385 | 0.22545 | 0.19414 | 0.48875 | 0.20126 | 0
Jan | 15 | 8 | Weekend | Sunday | 0.75025 | 0.8728 | 0.91151 | 0.71536 | 0.0044144 | 0.71536 | 0.71536 | 0.92222 | 0.71536 | 0.75025 | 0.75025 | 0.82898 | 0.79344 | 1 | 0.39738 | 0.3387 | 0.6941 | 0.74397 | 0.18228 | 0.68417 | 0.11244 | 1 | 0.35585 | 0.92222 | 0.89795 | 0.77473 | 0.3935 | 0.90869 | 0.75587 | 0.9706 | 0.44855 | 0.32516 | 0.56967 | 0.72902 | 0.28861 | 0.72892 | 0.2367 | 1 | 0.31744 | 0.44966 | 0.37068 | 0.66614 | 0.19885 | 0
Jan | 15 | 9 | Weekend | Sunday | 0.84763 | 0.89363 | 0.90581 | 0.7027 | 0.0044144 | 0.7027 | 0.7027 | 0.87485 | 0.7027 | 0.84763 | 0.84763 | 0.7411 | 0.82448 | 0.81796 | 0.35349 | 0.30815 | 0.61709 | 0.78309 | 0.18174 | 0.68387 | 0.11216 | 0.85235 | 0.33908 | 0.87485 | 0.84422 | 0.72998 | 0.36623 | 0.74558 | 0.7977 | 0.81056 | 0.41207 | 0.29689 | 0.49775 | 0.76902 | 0.28738 | 0.72925 | 0.23658 | 0.85 | 0.31453 | 0.56049 | 0.49139 | 0.63628 | 0.24921 | 0
Jan | 15 | 10 | Weekend | Sunday | 0.9196 | 0.92008 | 0.90114 | 0.6982 | 0.0044144 | 0.6982 | 0.6982 | 0.89863 | 0.6982 | 0.9196 | 0.9196 | 0.89354 | 0.83669 | 0.66028 | 0.31132 | 0.29527 | 0.53842 | 0.72653 | 0.17981 | 0.77813 | 0.11488 | 0.62708 | 0.32422 | 0.89863 | 0.85454 | 0.78992 | 0.37055 | 0.90909 | 0.81445 | 0.64252 | 0.36443 | 0.28708 | 0.42292 | 0.72256 | 0.28575 | 0.90633 | 0.23645 | 0.59269 | 0.31021 | 0.68292 | 0.61697 | 0.75555 | 0.25367 | 0
Jan | 15 | 11 | Weekend | Sunday | 0.94199 | 0.93302 | 0.89375 | 0.67574 | 0.0044144 | 0.67574 | 0.67574 | 0.85804 | 0.67574 | 0.94199 | 0.94199 | 0.88667 | 0.84239 | 0.61205 | 0.30667 | 0.2897 | 0.5124 | 0.75642 | 0.1813 | 0.78413 | 0.11179 | 0.60092 | 0.31852 | 0.85804 | 0.80682 | 0.86737 | 0.31899 | 0.92557 | 0.82205 | 0.61876 | 0.36406 | 0.28305 | 0.42481 | 0.74869 | 0.28908 | 0.94703 | 0.23753 | 0.56712 | 0.31081 | 0.68085 | 0.61697 | 0.8774 | 0.2447 | 0
Jan | 15 | 12 | Weekend | Sunday | 0.91744 | 0.92413 | 0.88364 | 0.67235 | 0.0044144 | 0.67235 | 0.67235 | 0.87628 | 0.67235 | 0.91744 | 0.91744 | 0.8621 | 0.83546 | 0.56554 | 0.30766 | 0.28714 | 0.49884 | 0.68974 | 0.17951 | 0.75126 | 0.11035 | 0.59016 | 0.28547 | 0.87628 | 0.81867 | 0.84029 | 0.29623 | 0.91014 | 0.81326 | 0.59572 | 0.36507 | 0.28127 | 0.42077 | 0.68877 | 0.28499 | 0.91433 | 0.2346 | 0.56532 | 0.25551 | 0.76436 | 0.70068 | 0.85855 | 0.18333 | 0
Jan | 15 | 13 | Weekend | Sunday | 0.88583 | 0.92005 | 0.88026 | 0.65458 | 0.0044144 | 0.65458 | 0.65458 | 0.85535 | 0.65458 | 0.88583 | 0.88583 | 0.74644 | 0.83394 | 0.53516 | 0.30498 | 0.27413 | 0.47867 | 0.73928 | 0.17918 | 0.74805 | 0.10925 | 0.58136 | 0.28191 | 0.85535 | 0.7959 | 0.82679 | 0.26375 | 0.74619 | 0.8117 | 0.54542 | 0.36576 | 0.26921 | 0.40891 | 0.73566 | 0.28506 | 0.90729 | 0.23379 | 0.5644 | 0.25494 | 0.76374 | 0.70068 | 0.84761 | 0.17658 | 0
Jan | 15 | 14 | Weekend | Sunday | 0.86892 | 0.92044 | 0.87196 | 0.66381 | 0.0044144 | 0.66381 | 0.66381 | 0.84673 | 0.66381 | 0.86892 | 0.86892 | 0.72292 | 0.83761 | 0.5308 | 0.23997 | 0.24631 | 0.47132 | 0.6947 | 0.17749 | 0.64547 | 0.10751 | 0.58649 | 0.28009 | 0.84673 | 0.78807 | 0.81206 | 0.29725 | 0.74619 | 0.8157 | 0.53884 | 0.25777 | 0.24121 | 0.40544 | 0.69771 | 0.28434 | 0.73018 | 0.23265 | 0.56288 | 0.25579 | 0.76433 | 0.70068 | 0.83159 | 0.18366 | 0
Jan | 15 | 15 | Weekend | Sunday | 0.84572 | 0.92603 | 0.86347 | 0.69624 | 1 | 0.69624 | 0.69624 | 0.8475 | 0.69624 | 0.84572 | 0.84572 | 0.7658 | 0.79342 | 0.52976 | 0.24314 | 0.24951 | 0.50833 | 0.73088 | 0.17777 | 0.66206 | 0.10903 | 0.58626 | 0.28508 | 0.8475 | 0.79114 | 0.80527 | 0.27966 | 0.74585 | 0.77776 | 0.52105 | 0.25694 | 0.24408 | 0.44005 | 0.72891 | 0.28424 | 0.72952 | 0.23376 | 0.55905 | 0.25658 | 0.76628 | 0.70068 | 0.81669 | 0.1787 | 0
Jan | 15 | 16 | Weekend | Sunday | 0.86762 | 0.95703 | 0.86523 | 0.80353 | 1 | 0.80353 | 0.80353 | 0.90688 | 0.80353 | 0.86762 | 0.86762 | 0.94003 | 0.787 | 0.5636 | 0.31304 | 0.31101 | 0.71152 | 0.69204 | 0.19719 | 0.70675 | 0.11989 | 0.61109 | 0.37539 | 0.90688 | 0.87538 | 0.8341 | 0.33307 | 0.95896 | 0.76373 | 0.5981 | 0.33376 | 0.30385 | 0.69985 | 0.69065 | 0.31293 | 0.77627 | 0.25808 | 0.64229 | 0.35973 | 0.83585 | 0.80288 | 0.84564 | 0.20591 | 0
Jan | 15 | 17 | Weekend | Sunday | 0.87659 | 0.96401 | 0.85843 | 0.9405 | 1 | 0.9405 | 0.9405 | 0.94911 | 0.9405 | 0.87659 | 0.87659 | 0.97562 | 0.75476 | 0.64625 | 0.34808 | 0.35537 | 0.89391 | 0.74632 | 0.21466 | 0.84901 | 0.13094 | 0.7129 | 0.43217 | 0.94911 | 0.94505 | 0.83584 | 0.35304 | 0.99995 | 0.72202 | 0.69963 | 0.35997 | 0.34625 | 0.93709 | 0.73928 | 0.33739 | 0.99312 | 0.27827 | 0.75382 | 0.42054 | 0.80744 | 0.80726 | 0.80645 | 0.25592 | 0
Jan | 15 | 18 | Weekend | Sunday | 0.82835 | 0.9384 | 0.83885 | 0.94128 | 1 | 0.94128 | 0.94128 | 0.86442 | 0.94128 | 0.82835 | 0.82835 | 0.97924 | 0.73032 | 0.78963 | 0.27943 | 0.19818 | 0.9436 | 0.53227 | 0.21798 | 0.85799 | 0.13229 | 0.85448 | 0.30093 | 0.86442 | 0.86883 | 0.85172 | 0.44262 | 1 | 0.68517 | 0.89353 | 0.34948 | 0.197 | 0.99245 | 0.52471 | 0.33863 | 0.99309 | 0.27926 | 0.90516 | 0.35587 | 0.63923 | 0.63632 | 0.7942 | 0.27363 | 0
Jan | 15 | 19 | Weekend | Sunday | 0.80438 | 0.9213 | 0.82408 | 0.89053 | 1 | 0.89053 | 0.89053 | 0.49385 | 0.89053 | 0.80438 | 0.80438 | 0.8411 | 0.72414 | 0.84273 | 0.26308 | 0.20398 | 0.93544 | 0.58504 | 0.22004 | 0.87138 | 0.1361 | 0.87513 | 0.30384 | 0.49385 | 0.51187 | 0.77328 | 0.39723 | 0.83961 | 0.67135 | 0.9243 | 0.32598 | 0.20281 | 0.97014 | 0.56758 | 0.34075 | 0.99811 | 0.28236 | 0.91224 | 0.36044 | 0.46152 | 0.49214 | 0.67013 | 0.26233 | 0
Jan | 15 | 20 | Weekend | Sunday | 0.78926 | 0.87944 | 0.80877 | 0.81588 | 1 | 0.81588 | 0.81588 | 0.48074 | 0.81588 | 0.78926 | 0.78926 | 0.84401 | 0.6796 | 0.88203 | 0.27307 | 0.21891 | 0.9338 | 0.52095 | 0.22622 | 0.77094 | 0.13965 | 0.9359 | 0.30893 | 0.48074 | 0.50056 | 0.75412 | 0.48688 | 0.83917 | 0.60868 | 0.98855 | 0.32704 | 0.21684 | 0.96104 | 0.49874 | 0.34211 | 0.82047 | 0.28835 | 0.97648 | 0.36717 | 0.4286 | 0.45897 | 0.63287 | 0.27964 | 0
Jan | 15 | 21 | Weekend | Sunday | 0.7375 | 0.83081 | 0.78762 | 0.74934 | 1 | 0.74934 | 0.74934 | 0.16928 | 0.74934 | 0.7375 | 0.7375 | 0.84578 | 0.67621 | 0.85422 | 0.25229 | 0.22277 | 0.83759 | 0.52434 | 0.23934 | 0.78724 | 0.1609 | 0.92 | 0.31504 | 0.16928 | 0.20135 | 0.65191 | 0.428 | 0.8376 | 0.60041 | 0.93819 | 0.30217 | 0.22028 | 0.82764 | 0.49468 | 0.34496 | 0.8181 | 0.29641 | 0.95392 | 0.36685 | 0.24095 | 0.30084 | 0.5264 | 0.26572 | 0
Jan | 15 | 22 | Weekend | Sunday | 0.72446 | 0.81265 | 0.76373 | 0.66898 | 1 | 0.66898 | 0.66898 | 0.13722 | 0.66898 | 0.72446 | 0.72446 | 0.82057 | 0.66952 | 0.83655 | 0.245 | 0.23875 | 0.73616 | 0.43961 | 0.24957 | 0.79546 | 0.15529 | 0.7434 | 0.32009 | 0.13722 | 0.17333 | 0.23406 | 0.51777 | 0.8352 | 0.58435 | 0.79293 | 0.27917 | 0.23588 | 0.6596 | 0.41342 | 0.3458 | 0.8144 | 0.30249 | 0.72142 | 0.36863 | 0.18759 | 0.24836 | 0.31275 | 0.28323 | 0
Jan | 15 | 23 | Weekend | Sunday | 0.69656 | 0.82455 | 0.74444 | 0.59243 | 1 | 0.59243 | 0.59243 | 0.14103 | 0.59243 | 0.69656 | 0.69656 | 0.84292 | 0.64684 | 0.57979 | 0.22907 | 0.21777 | 0.7078 | 0.46444 | 0.23543 | 0.87177 | 0.14351 | 0.56378 | 0.31581 | 0.14103 | 0.16839 | 0.35622 | 0.56765 | 0.85255 | 0.5496 | 0.51621 | 0.28663 | 0.21615 | 0.52654 | 0.43118 | 0.3473 | 0.85666 | 0.29113 | 0.51122 | 0.37631 | 0.19195 | 0.25071 | 0.46808 | 0.28595 | 0
Jan | 16 | 24 | Weekday | Monday | 0.68372 | 0.81123 | 0.765 | 0.55583 | 1 | 0.55583 | 0.55583 | 0.14639 | 0.55583 | 0.68372 | 0.68372 | 0.65765 | 0.6351 | 0.33621 | 0.23445 | 0.23738 | 0.65205 | 0.41667 | 0.24043 | 0.68929 | 0.1452 | 0.53408 | 0.32663 | 0.14639 | 0.17601 | 0.29508 | 0.56002 | 0.48733 | 0.53081 | 0.3682 | 0.28797 | 0.23504 | 0.43885 | 0.39198 | 0.34523 | 0.48561 | 0.29343 | 0.47111 | 0.3881 | 0.19267 | 0.25127 | 0.36738 | 0.28166 | 0
Jan | 16 | 1 | Weekday | Monday | 0.68539 | 0.78058 | 0.75775 | 0.53753 | 1 | 0.53753 | 0.53753 | 0.15242 | 0.53753 | 0.68539 | 0.68539 | 0.18388 | 0.63492 | 0.29064 | 0.23425 | 0.24876 | 0.65649 | 0.47985 | 0.25024 | 0.21506 | 0.15285 | 0.53283 | 0.33292 | 0.15242 | 0.18525 | 0.2887 | 0.60455 | 0.31918 | 0.5276 | 0.33376 | 0.28874 | 0.24589 | 0.42667 | 0.44359 | 0.34716 | 0.33561 | 0.29989 | 0.46954 | 0.39529 | 0.19414 | 0.25273 | 0.34852 | 0.29016 | 0
Jan | 16 | 2 | Weekday | Monday | 0.69174 | 0.77265 | 0.75523 | 0.52686 | 1 | 0.52686 | 0.52686 | 0.15856 | 0.52686 | 0.69174 | 0.69174 | 0.18352 | 0.63578 | 0.26906 | 0.24308 | 0.26451 | 0.66339 | 0.42652 | 0.263 | 0.21587 | 0.15521 | 0.52963 | 0.3443 | 0.15856 | 0.19679 | 0.29753 | 0.58323 | 0.31964 | 0.52525 | 0.30427 | 0.29182 | 0.26088 | 0.42126 | 0.40315 | 0.35019 | 0.33637 | 0.30492 | 0.46205 | 0.40539 | 0.19561 | 0.25455 | 0.35275 | 0.28396 | 0
Jan | 16 | 3 | Weekday | Monday | 0.6925 | 0.77355 | 0.7603 | 0.52199 | 1 | 0.52199 | 0.52199 | 0.16517 | 0.52199 | 0.6925 | 0.6925 | 0.18385 | 0.63708 | 0.26505 | 0.24519 | 0.2706 | 0.67359 | 0.49124 | 0.27609 | 0.21585 | 0.16469 | 0.53975 | 0.36088 | 0.16517 | 0.20514 | 0.30884 | 0.62617 | 0.31993 | 0.52399 | 0.30044 | 0.29345 | 0.26657 | 0.41924 | 0.45463 | 0.35259 | 0.33685 | 0.31257 | 0.47248 | 0.42024 | 0.19718 | 0.25587 | 0.36003 | 0.29214 | 0
Jan | 16 | 4 | Weekday | Monday | 0.69728 | 0.78248 | 0.78285 | 0.536 | 1 | 0.536 | 0.536 | 0.17026 | 0.536 | 0.69728 | 0.69728 | 0.18836 | 0.69405 | 0.29707 | 0.26111 | 0.28289 | 0.71786 | 0.58766 | 0.28732 | 0.22405 | 0.16738 | 0.56486 | 0.37132 | 0.17026 | 0.21405 | 0.35393 | 0.60066 | 0.32784 | 0.59531 | 0.32354 | 0.30633 | 0.27821 | 0.47139 | 0.54892 | 0.35688 | 0.34974 | 0.3186 | 0.49653 | 0.42895 | 0.1984 | 0.25727 | 0.41438 | 0.28556 | 0
Jan | 16 | 5 | Weekday | Monday | 0.67196 | 0.81744 | 0.83906 | 0.62357 | 1 | 0.62357 | 0.62357 | 0.17708 | 0.62357 | 0.67196 | 0.67196 | 0.67893 | 0.75943 | 0.40265 | 0.29722 | 0.29775 | 0.81757 | 0.75284 | 0.29661 | 0.71384 | 0.17744 | 0.64038 | 0.3963 | 0.17708 | 0.21999 | 0.35761 | 0.63998 | 0.49444 | 0.59551 | 0.41367 | 0.35381 | 0.29255 | 0.58326 | 0.68199 | 0.35752 | 0.49141 | 0.32501 | 0.57668 | 0.45486 | 0.20002 | 0.25821 | 0.41405 | 0.29342 | 0
Jan | 16 | 6 | Weekday | Monday | 0.7041 | 0.8762 | 0.92118 | 0.72426 | 1 | 0.72426 | 0.72426 | 0.9885 | 0.72426 | 0.7041 | 0.7041 | 0.89011 | 0.86034 | 0.69314 | 0.60254 | 1 | 0.96797 | 0.91926 | 0.96669 | 1 | 0.97847 | 0.88012 | 0.84942 | 0.9885 | 1 | 0.84706 | 0.79591 | 0.83976 | 0.77643 | 0.74698 | 0.41724 | 1 | 0.71302 | 0.8835 | 0.39784 | 1 | 0.44382 | 0.84503 | 0.55274 | 0.39898 | 0.38055 | 0.57032 | 0.36521 | 0
Jan | 16 | 7 | Weekday | Monday | 0.74651 | 0.89613 | 0.97885 | 0.73627 | 0.0044144 | 0.73627 | 0.73627 | 0.84427 | 0.73627 | 0.74651 | 0.74651 | 0.97238 | 0.92856 | 0.99346 | 0.83564 | 0.92403 | 0.93091 | 0.97515 | 0.96813 | 0.9419 | 1 | 0.97238 | 0.81865 | 0.84427 | 0.8281 | 0.79185 | 0.84877 | 0.9208 | 0.86496 | 0.93113 | 0.49399 | 0.83076 | 0.66884 | 0.95478 | 0.72269 | 0.91762 | 0.79247 | 0.95159 | 0.48012 | 0.39365 | 0.32289 | 0.54906 | 0.53006 | 0
Jan | 16 | 8 | Weekday | Monday | 0.80095 | 0.92908 | 1 | 0.71895 | 0.0044144 | 0.71895 | 0.71895 | 0.90832 | 0.71895 | 0.80095 | 0.80095 | 0.97768 | 0.95362 | 0.86086 | 1 | 0.98106 | 0.89681 | 0.97346 | 1 | 0.81704 | 0.99314 | 0.9027 | 1 | 0.90832 | 0.8749 | 0.9522 | 0.96133 | 0.90832 | 0.90394 | 0.77787 | 1 | 0.89366 | 0.63073 | 0.95924 | 0.97367 | 0.72834 | 0.98645 | 0.85528 | 0.90258 | 0.58607 | 0.51072 | 0.82135 | 0.77388 | 0
Jan | 16 | 9 | Weekday | Monday | 0.9026 | 0.94515 | 0.99828 | 0.67984 | 0.0044144 | 0.67984 | 0.67984 | 1 | 0.67984 | 0.9026 | 0.9026 | 0.8442 | 0.9763 | 0.74211 | 0.91405 | 0.86181 | 0.80338 | 1 | 0.9557 | 0.80074 | 0.95589 | 0.84709 | 0.94135 | 1 | 0.9531 | 0.97445 | 1 | 0.74517 | 0.94073 | 0.68819 | 0.96357 | 0.78063 | 0.55744 | 1 | 0.97325 | 0.72869 | 0.98601 | 0.8104 | 0.90235 | 0.84099 | 0.77403 | 0.90838 | 0.93258 | 0
Jan | 16 | 10 | Weekday | Monday | 0.97833 | 0.96958 | 0.99537 | 0.67031 | 0.0044144 | 0.67031 | 0.67031 | 0.97726 | 0.67031 | 0.97833 | 0.97833 | 0.97646 | 0.98473 | 0.61717 | 0.84658 | 0.81164 | 0.70973 | 0.9791 | 0.93271 | 0.87827 | 0.92435 | 0.68177 | 0.90831 | 0.97726 | 0.92224 | 0.92998 | 0.94361 | 0.90847 | 0.96097 | 0.54686 | 0.91569 | 0.73833 | 0.48121 | 0.98737 | 0.9958 | 0.90559 | 0.99839 | 0.62921 | 0.90209 | 0.87256 | 0.80971 | 0.87853 | 0.93295 | 0
Jan | 16 | 11 | Weekday | Monday | 1 | 0.98243 | 0.98745 | 0.65661 | 0.0044144 | 0.65661 | 0.65661 | 0.9302 | 0.65661 | 1 | 1 | 0.95513 | 0.99022 | 0.57492 | 0.82469 | 0.78944 | 0.67011 | 0.96689 | 0.89663 | 0.86987 | 0.88966 | 0.66323 | 0.88521 | 0.9302 | 0.86925 | 1 | 0.89329 | 0.92514 | 0.97465 | 0.53869 | 0.91595 | 0.72253 | 0.48171 | 0.97951 | 1 | 0.94643 | 1 | 0.62009 | 0.90136 | 0.87035 | 0.80971 | 1 | 0.93151 | 0
Jan | 16 | 12 | Weekday | Monday | 0.97537 | 0.97522 | 0.97665 | 0.65712 | 0.0044144 | 0.65712 | 0.65712 | 0.90543 | 0.65712 | 0.97537 | 0.97537 | 0.90793 | 0.96299 | 0.56897 | 0.78212 | 0.79022 | 0.63466 | 0.91847 | 0.87671 | 0.82031 | 0.86672 | 0.64611 | 0.85894 | 0.90543 | 0.84144 | 0.93135 | 0.81033 | 0.90958 | 0.95215 | 0.5401 | 0.86923 | 0.72901 | 0.47146 | 0.92974 | 0.99549 | 0.91348 | 0.99774 | 0.60844 | 0.86086 | 0.86949 | 0.80971 | 0.92658 | 0.84484 | 0
Jan | 16 | 13 | Weekday | Monday | 0.94575 | 0.97274 | 0.97608 | 0.64297 | 0.0044144 | 0.64297 | 0.64297 | 0.88599 | 0.64297 | 0.94575 | 0.94575 | 0.78862 | 0.99099 | 0.54906 | 0.79748 | 0.74416 | 0.60607 | 0.93907 | 0.86701 | 0.80552 | 0.85212 | 0.63617 | 0.85809 | 0.88599 | 0.82062 | 0.91177 | 0.8423 | 0.74561 | 0.98638 | 0.51292 | 0.91415 | 0.68827 | 0.46222 | 0.9588 | 0.97227 | 0.9064 | 0.98449 | 0.60122 | 0.90083 | 0.86905 | 0.80971 | 0.91393 | 0.9304 | 0
Jan | 16 | 14 | Weekday | Monday | 0.92953 | 0.97538 | 0.96437 | 0.65316 | 0.0044144 | 0.65316 | 0.65316 | 0.87477 | 0.65316 | 0.92953 | 0.92953 | 0.77294 | 0.99012 | 0.54196 | 0.79223 | 0.70499 | 0.59087 | 0.93398 | 0.8518 | 0.70965 | 0.84014 | 0.62888 | 0.84531 | 0.87477 | 0.80982 | 0.89452 | 0.83679 | 0.74561 | 0.9893 | 0.50346 | 0.91356 | 0.65277 | 0.45778 | 0.95272 | 0.97223 | 0.72939 | 0.98451 | 0.59511 | 0.90077 | 0.86989 | 0.80971 | 0.89847 | 0.93089 | 0
Jan | 16 | 15 | Weekday | Monday | 0.90456 | 0.97779 | 0.95259 | 0.69464 | 1 | 0.69464 | 0.69464 | 0.86637 | 0.69464 | 0.90456 | 0.90456 | 0.81571 | 0.99072 | 0.53052 | 0.79752 | 0.70713 | 0.62439 | 0.89179 | 0.84779 | 0.72394 | 0.81803 | 0.62701 | 0.84888 | 0.86637 | 0.80338 | 0.88174 | 0.84088 | 0.74534 | 0.98951 | 0.4845 | 0.91365 | 0.65543 | 0.49203 | 0.91833 | 0.96046 | 0.7289 | 0.96729 | 0.58894 | 0.90064 | 0.87137 | 0.80971 | 0.88537 | 0.93036 | 0
Jan | 16 | 16 | Weekday | Monday | 0.90538 | 1 | 0.94618 | 0.81766 | 1 | 0.81766 | 0.81766 | 0.92262 | 0.81766 | 0.90538 | 0.90538 | 0.98329 | 1 | 0.55779 | 0.86446 | 0.77584 | 0.81847 | 0.92278 | 0.85928 | 0.75964 | 0.80094 | 0.6513 | 0.94124 | 0.92262 | 0.88392 | 0.90827 | 0.91129 | 0.96078 | 0.99926 | 0.56915 | 0.98939 | 0.7229 | 0.75036 | 0.94957 | 0.98847 | 0.77797 | 0.97912 | 0.67332 | 1 | 0.93977 | 0.91062 | 0.91726 | 1 | 0
Jan | 16 | 17 | Weekday | Monday | 0.89116 | 0.99475 | 0.9335 | 0.97593 | 1 | 0.97593 | 0.97593 | 0.984 | 0.97593 | 0.89116 | 0.89116 | 1 | 0.99998 | 0.6803 | 0.81841 | 0.79621 | 0.96373 | 0.93974 | 0.75361 | 0.88297 | 0.76777 | 0.77353 | 0.80963 | 0.984 | 0.96802 | 0.92878 | 0.52225 | 0.99972 | 1 | 0.70584 | 0.90809 | 0.74305 | 0.9505 | 0.97247 | 0.76193 | 0.99286 | 0.82306 | 0.80923 | 0.75399 | 1 | 1 | 0.93518 | 0.45021 | 0
Jan | 16 | 18 | Weekday | Monday | 0.84059 | 0.97027 | 0.90815 | 1 | 1 | 1 | 1 | 0.87073 | 1 | 0.84059 | 0.84059 | 0.99721 | 0.81169 | 0.88607 | 0.69913 | 0.68341 | 1 | 0.6069 | 0.77477 | 0.89018 | 0.77818 | 0.86233 | 0.74488 | 0.87073 | 0.86165 | 0.93736 | 0.41106 | 0.99992 | 0.78328 | 0.89855 | 0.72125 | 0.6267 | 1 | 0.6139 | 0.76201 | 0.99296 | 0.82321 | 0.87688 | 0.63251 | 0.79593 | 0.79005 | 0.9335 | 0.26319 | 0
Jan | 16 | 19 | Weekday | Monday | 0.80498 | 0.95389 | 0.88925 | 0.96174 | 1 | 0.96174 | 0.96174 | 0.87696 | 0.96174 | 0.80498 | 0.80498 | 0.86524 | 0.8077 | 0.85028 | 0.69089 | 0.68761 | 0.98454 | 0.61348 | 0.7885 | 0.89762 | 0.77633 | 0.87062 | 0.75373 | 0.87696 | 0.87291 | 0.89115 | 0.4924 | 0.8383 | 0.77466 | 0.91901 | 0.69856 | 0.62943 | 0.97675 | 0.61657 | 0.76289 | 0.99603 | 0.82372 | 0.89868 | 0.63226 | 0.7693 | 0.76265 | 0.86018 | 0.27899 | 0
Jan | 16 | 20 | Weekday | Monday | 0.78873 | 0.90729 | 0.87079 | 0.88794 | 1 | 0.88794 | 0.88794 | 0.85181 | 0.88794 | 0.78873 | 0.78873 | 0.86008 | 0.7204 | 0.89854 | 0.60866 | 0.67102 | 0.98019 | 0.56272 | 0.79883 | 0.79645 | 0.78694 | 0.94843 | 0.73205 | 0.85181 | 0.85245 | 0.82965 | 0.4491 | 0.83799 | 0.66264 | 1 | 0.55872 | 0.60908 | 0.96727 | 0.53974 | 0.76285 | 0.81864 | 0.8238 | 0.98367 | 0.59152 | 0.70792 | 0.70101 | 0.76462 | 0.26791 | 0
Jan | 16 | 21 | Weekday | Monday | 0.73381 | 0.84936 | 0.84591 | 0.80807 | 1 | 0.80807 | 0.80807 | 0.28828 | 0.80807 | 0.73381 | 0.73381 | 0.86367 | 0.69285 | 0.94908 | 0.60447 | 0.68688 | 0.88212 | 0.47424 | 0.21656 | 0.80756 | 0.12675 | 0.91924 | 0.73749 | 0.28828 | 0.31268 | 0.65384 | 0.52685 | 0.83671 | 0.62728 | 0.97469 | 0.53382 | 0.6228 | 0.83359 | 0.45615 | 0.33537 | 0.81677 | 0.27181 | 0.92794 | 0.59216 | 0.3341 | 0.38099 | 0.54857 | 0.28325 | 0
Jan | 16 | 22 | Weekday | Monday | 0.7299 | 0.81837 | 0.81815 | 0.70127 | 1 | 0.70127 | 0.70127 | 0.13047 | 0.70127 | 0.7299 | 0.7299 | 0.84045 | 0.64944 | 0.76891 | 0.25517 | 0.1941 | 0.77738 | 0.39252 | 0.21253 | 0.81553 | 0.12632 | 0.71224 | 0.32085 | 0.13047 | 0.16269 | 0.24129 | 0.47689 | 0.83523 | 0.57154 | 0.7514 | 0.34059 | 0.19365 | 0.66511 | 0.37 | 0.33584 | 0.81458 | 0.27388 | 0.68608 | 0.39093 | 0.1888 | 0.24917 | 0.32446 | 0.271 | 0
Jan | 16 | 23 | Weekday | Monday | 0.70229 | 0.83147 | 0.79605 | 0.60944 | 1 | 0.60944 | 0.60944 | 0.14103 | 0.60944 | 0.70229 | 0.70229 | 0.84292 | 0.64684 | 0.57979 | 0.22907 | 0.21777 | 0.7078 | 0.46444 | 0.23543 | 0.87177 | 0.14351 | 0.56378 | 0.31581 | 0.14103 | 0.16839 | 0.35622 | 0.56765 | 0.85255 | 0.5496 | 0.51621 | 0.28663 | 0.21615 | 0.52654 | 0.43118 | 0.3473 | 0.85666 | 0.29113 | 0.51122 | 0.37631 | 0.19195 | 0.25071 | 0.46808 | 0.28595 | 0
Jan | 17 | 24 | Weekday | Tuesday | 0.68372 | 0.81123 | 0.765 | 0.55583 | 1 | 0.55583 | 0.55583 | 0.14639 | 0.55583 | 0.68372 | 0.68372 | 0.65765 | 0.6351 | 0.33621 | 0.23445 | 0.23738 | 0.65205 | 0.41667 | 0.24043 | 0.68929 | 0.1452 | 0.53408 | 0.32663 | 0.14639 | 0.17601 | 0.29508 | 0.56002 | 0.48733 | 0.53081 | 0.3682 | 0.28797 | 0.23504 | 0.43885 | 0.39198 | 0.34523 | 0.48561 | 0.29343 | 0.47111 | 0.3881 | 0.19267 | 0.25127 | 0.36738 | 0.28166 | 0
Jan | 17 | 1 | Weekday | Tuesday | 0.68539 | 0.78058 | 0.75775 | 0.53753 | 1 | 0.53753 | 0.53753 | 0.15242 | 0.53753 | 0.68539 | 0.68539 | 0.18388 | 0.63492 | 0.29064 | 0.23425 | 0.24876 | 0.65649 | 0.47985 | 0.25024 | 0.21506 | 0.15285 | 0.53283 | 0.33292 | 0.15242 | 0.18525 | 0.2887 | 0.60455 | 0.31918 | 0.5276 | 0.33376 | 0.28874 | 0.24589 | 0.42667 | 0.44359 | 0.34716 | 0.33561 | 0.29989 | 0.46954 | 0.39529 | 0.19414 | 0.25273 | 0.34852 | 0.29016 | 0
Jan | 17 | 2 | Weekday | Tuesday | 0.69174 | 0.77265 | 0.75523 | 0.52686 | 1 | 0.52686 | 0.52686 | 0.15856 | 0.52686 | 0.69174 | 0.69174 | 0.18352 | 0.63578 | 0.26906 | 0.24308 | 0.26451 | 0.66339 | 0.42652 | 0.263 | 0.21587 | 0.15521 | 0.52963 | 0.3443 | 0.15856 | 0.19679 | 0.29753 | 0.58323 | 0.31964 | 0.52525 | 0.30427 | 0.29182 | 0.26088 | 0.42126 | 0.40315 | 0.35019 | 0.33637 | 0.30492 | 0.46205 | 0.40539 | 0.19561 | 0.25455 | 0.35275 | 0.28396 | 0
Jan | 17 | 3 | Weekday | Tuesday | 0.6925 | 0.77355 | 0.7603 | 0.52199 | 1 | 0.52199 | 0.52199 | 0.16517 | 0.52199 | 0.6925 | 0.6925 | 0.18385 | 0.63708 | 0.26505 | 0.24519 | 0.2706 | 0.67359 | 0.49124 | 0.27609 | 0.21585 | 0.16469 | 0.53975 | 0.36088 | 0.16517 | 0.20514 | 0.30884 | 0.62617 | 0.31993 | 0.52399 | 0.30044 | 0.29345 | 0.26657 | 0.41924 | 0.45463 | 0.35259 | 0.33685 | 0.31257 | 0.47248 | 0.42024 | 0.19718 | 0.25587 | 0.36003 | 0.29214 | 0
Jan | 17 | 4 | Weekday | Tuesday | 0.69728 | 0.78248 | 0.78285 | 0.536 | 1 | 0.536 | 0.536 | 0.17026 | 0.536 | 0.69728 | 0.69728 | 0.18836 | 0.69405 | 0.29707 | 0.26111 | 0.28289 | 0.71786 | 0.58766 | 0.28732 | 0.22405 | 0.16738 | 0.56486 | 0.37132 | 0.17026 | 0.21405 | 0.35393 | 0.60066 | 0.32784 | 0.59531 | 0.32354 | 0.30633 | 0.27821 | 0.47139 | 0.54892 | 0.35688 | 0.34974 | 0.3186 | 0.49653 | 0.42895 | 0.1984 | 0.25727 | 0.41438 | 0.28556 | 0
Jan | 17 | 5 | Weekday | Tuesday | 0.67196 | 0.81744 | 0.83906 | 0.62357 | 1 | 0.62357 | 0.62357 | 0.17708 | 0.62357 | 0.67196 | 0.67196 | 0.67893 | 0.75943 | 0.40265 | 0.29722 | 0.29775 | 0.81757 | 0.75284 | 0.29661 | 0.71384 | 0.17744 | 0.64038 | 0.3963 | 0.17708 | 0.21999 | 0.35761 | 0.63998 | 0.49444 | 0.59551 | 0.41367 | 0.35381 | 0.29255 | 0.58326 | 0.68199 | 0.35752 | 0.49141 | 0.32501 | 0.57668 | 0.45486 | 0.20002 | 0.25821 | 0.41405 | 0.29342 | 0
Jan | 17 | 6 | Weekday | Tuesday | 0.7041 | 0.8762 | 0.92118 | 0.72426 | 1 | 0.72426 | 0.72426 | 0.9885 | 0.72426 | 0.7041 | 0.7041 | 0.89011 | 0.86034 | 0.69314 | 0.60254 | 1 | 0.96797 | 0.91926 | 0.96669 | 1 | 0.97847 | 0.88012 | 0.84942 | 0.9885 | 1 | 0.84706 | 0.79591 | 0.83976 | 0.77643 | 0.74698 | 0.41724 | 1 | 0.71302 | 0.8835 | 0.39784 | 1 | 0.44382 | 0.84503 | 0.55274 | 0.39898 | 0.38055 | 0.57032 | 0.36521 | 0
Jan | 17 | 7 | Weekday | Tuesday | 0.74651 | 0.89613 | 0.97885 | 0.73627 | 0.0044144 | 0.73627 | 0.73627 | 0.84427 | 0.73627 | 0.74651 | 0.74651 | 0.97238 | 0.92856 | 0.99346 | 0.83564 | 0.92403 | 0.93091 | 0.97515 | 0.96813 | 0.9419 | 1 | 0.97238 | 0.81865 | 0.84427 | 0.8281 | 0.79185 | 0.84877 | 0.9208 | 0.86496 | 0.93113 | 0.49399 | 0.83076 | 0.66884 | 0.95478 | 0.72269 | 0.91762 | 0.79247 | 0.95159 | 0.48012 | 0.39365 | 0.32289 | 0.54906 | 0.53006 | 0
Jan | 17 | 8 | Weekday | Tuesday | 0.80095 | 0.92908 | 1 | 0.71895 | 0.0044144 | 0.71895 | 0.71895 | 0.90832 | 0.71895 | 0.80095 | 0.80095 | 0.97768 | 0.95362 | 0.86086 | 1 | 0.98106 | 0.89681 | 0.97346 | 1 | 0.81704 | 0.99314 | 0.9027 | 1 | 0.90832 | 0.8749 | 0.9522 | 0.96133 | 0.90832 | 0.90394 | 0.77787 | 1 | 0.89366 | 0.63073 | 0.95924 | 0.97367 | 0.72834 | 0.98645 | 0.85528 | 0.90258 | 0.58607 | 0.51072 | 0.82135 | 0.77388 | 0
Jan | 17 | 9 | Weekday | Tuesday | 0.9026 | 0.94515 | 0.99828 | 0.67984 | 0.0044144 | 0.67984 | 0.67984 | 1 | 0.67984 | 0.9026 | 0.9026 | 0.8442 | 0.9763 | 0.74211 | 0.91405 | 0.86181 | 0.80338 | 1 | 0.9557 | 0.80074 | 0.95589 | 0.84709 | 0.94135 | 1 | 0.9531 | 0.97445 | 1 | 0.74517 | 0.94073 | 0.68819 | 0.96357 | 0.78063 | 0.55744 | 1 | 0.97325 | 0.72869 | 0.98601 | 0.8104 | 0.90235 | 0.84099 | 0.77403 | 0.90838 | 0.93258 | 0
Jan | 17 | 10 | Weekday | Tuesday | 0.97833 | 0.96958 | 0.99537 | 0.67031 | 0.0044144 | 0.67031 | 0.67031 | 0.97726 | 0.67031 | 0.97833 | 0.97833 | 0.97646 | 0.98473 | 0.61717 | 0.84658 | 0.81164 | 0.70973 | 0.9791 | 0.93271 | 0.87827 | 0.92435 | 0.68177 | 0.90831 | 0.97726 | 0.92224 | 0.92998 | 0.94361 | 0.90847 | 0.96097 | 0.54686 | 0.91569 | 0.73833 | 0.48121 | 0.98737 | 0.9958 | 0.90559 | 0.99839 | 0.62921 | 0.90209 | 0.87256 | 0.80971 | 0.87853 | 0.93295 | 0
Jan | 17 | 11 | Weekday | Tuesday | 1 | 0.98243 | 0.98745 | 0.65661 | 0.0044144 | 0.65661 | 0.65661 | 0.9302 | 0.65661 | 1 | 1 | 0.95513 | 0.99022 | 0.57492 | 0.82469 | 0.78944 | 0.67011 | 0.96689 | 0.89663 | 0.86987 | 0.88966 | 0.66323 | 0.88521 | 0.9302 | 0.86925 | 1 | 0.89329 | 0.92514 | 0.97465 | 0.53869 | 0.91595 | 0.72253 | 0.48171 | 0.97951 | 1 | 0.94643 | 1 | 0.62009 | 0.90136 | 0.87035 | 0.80971 | 1 | 0.93151 | 0
Jan | 17 | 12 | Weekday | Tuesday | 0.97537 | 0.97522 | 0.97665 | 0.65712 | 0.0044144 | 0.65712 | 0.65712 | 0.90543 | 0.65712 | 0.97537 | 0.97537 | 0.90793 | 0.96299 | 0.56897 | 0.78212 | 0.79022 | 0.63466 | 0.91847 | 0.87671 | 0.82031 | 0.86672 | 0.64611 | 0.85894 | 0.90543 | 0.84144 | 0.93135 | 0.81033 | 0.90958 | 0.95215 | 0.5401 | 0.86923 | 0.72901 | 0.47146 | 0.92974 | 0.99549 | 0.91348 | 0.99774 | 0.60844 | 0.86086 | 0.86949 | 0.80971 | 0.92658 | 0.84484 | 0
Jan | 17 | 13 | Weekday | Tuesday | 0.94575 | 0.97274 | 0.97608 | 0.64297 | 0.0044144 | 0.64297 | 0.64297 | 0.88599 | 0.64297 | 0.94575 | 0.94575 | 0.78862 | 0.99099 | 0.54906 | 0.79748 | 0.74416 | 0.60607 | 0.93907 | 0.86701 | 0.80552 | 0.85212 | 0.63617 | 0.85809 | 0.88599 | 0.82062 | 0.91177 | 0.8423 | 0.74561 | 0.98638 | 0.51292 | 0.91415 | 0.68827 | 0.46222 | 0.9588 | 0.97227 | 0.9064 | 0.98449 | 0.60122 | 0.90083 | 0.86905 | 0.80971 | 0.91393 | 0.9304 | 0
Jan | 17 | 14 | Weekday | Tuesday | 0.92953 | 0.97538 | 0.96437 | 0.65316 | 0.0044144 | 0.65316 | 0.65316 | 0.87477 | 0.65316 | 0.92953 | 0.92953 | 0.77294 | 0.99012 | 0.54196 | 0.79223 | 0.70499 | 0.59087 | 0.93398 | 0.8518 | 0.70965 | 0.84014 | 0.62888 | 0.84531 | 0.87477 | 0.80982 | 0.89452 | 0.83679 | 0.74561 | 0.9893 | 0.50346 | 0.91356 | 0.65277 | 0.45778 | 0.95272 | 0.97223 | 0.72939 | 0.98451 | 0.59511 | 0.90077 | 0.86989 | 0.80971 | 0.89847 | 0.93089 | 0
Jan | 17 | 15 | Weekday | Tuesday | 0.90456 | 0.97779 | 0.95259 | 0.69464 | 1 | 0.69464 | 0.69464 | 0.86637 | 0.69464 | 0.90456 | 0.90456 | 0.81571 | 0.99072 | 0.53052 | 0.79752 | 0.70713 | 0.62439 | 0.89179 | 0.84779 | 0.72394 | 0.81803 | 0.62701 | 0.84888 | 0.86637 | 0.80338 | 0.88174 | 0.84088 | 0.74534 | 0.98951 | 0.4845 | 0.91365 | 0.65543 | 0.49203 | 0.91833 | 0.96046 | 0.7289 | 0.96729 | 0.58894 | 0.90064 | 0.87137 | 0.80971 | 0.88537 | 0.93036 | 0
Jan | 17 | 16 | Weekday | Tuesday | 0.90538 | 1 | 0.94618 | 0.81766 | 1 | 0.81766 | 0.81766 | 0.92262 | 0.81766 | 0.90538 | 0.90538 | 0.98329 | 1 | 0.55779 | 0.86446 | 0.77584 | 0.81847 | 0.92278 | 0.85928 | 0.75964 | 0.80094 | 0.6513 | 0.94124 | 0.92262 | 0.88392 | 0.90827 | 0.91129 | 0.96078 | 0.99926 | 0.56915 | 0.98939 | 0.7229 | 0.75036 | 0.94957 | 0.98847 | 0.77797 | 0.97912 | 0.67332 | 1 | 0.93977 | 0.91062 | 0.91726 | 1 | 0
Jan | 17 | 17 | Weekday | Tuesday | 0.89116 | 0.99475 | 0.9335 | 0.97593 | 1 | 0.97593 | 0.97593 | 0.984 | 0.97593 | 0.89116 | 0.89116 | 1 | 0.99998 | 0.6803 | 0.81841 | 0.79621 | 0.96373 | 0.93974 | 0.75361 | 0.88297 | 0.76777 | 0.77353 | 0.80963 | 0.984 | 0.96802 | 0.92878 | 0.52225 | 0.99972 | 1 | 0.70584 | 0.90809 | 0.74305 | 0.9505 | 0.97247 | 0.76193 | 0.99286 | 0.82306 | 0.80923 | 0.75399 | 1 | 1 | 0.93518 | 0.45021 | 0
Jan | 17 | 18 | Weekday | Tuesday | 0.84059 | 0.97027 | 0.90815 | 1 | 1 | 1 | 1 | 0.87073 | 1 | 0.84059 | 0.84059 | 0.99721 | 0.81169 | 0.88607 | 0.69913 | 0.68341 | 1 | 0.6069 | 0.77477 | 0.89018 | 0.77818 | 0.86233 | 0.74488 | 0.87073 | 0.86165 | 0.93736 | 0.41106 | 0.99992 | 0.78328 | 0.89855 | 0.72125 | 0.6267 | 1 | 0.6139 | 0.76201 | 0.99296 | 0.82321 | 0.87688 | 0.63251 | 0.79593 | 0.79005 | 0.9335 | 0.26319 | 0
Jan | 17 | 19 | Weekday | Tuesday | 0.80498 | 0.95389 | 0.88925 | 0.96174 | 1 | 0.96174 | 0.96174 | 0.87696 | 0.96174 | 0.80498 | 0.80498 | 0.86524 | 0.8077 | 0.85028 | 0.69089 | 0.68761 | 0.98454 | 0.61348 | 0.7885 | 0.89762 | 0.77633 | 0.87062 | 0.75373 | 0.87696 | 0.87291 | 0.89115 | 0.4924 | 0.8383 | 0.77466 | 0.91901 | 0.69856 | 0.62943 | 0.97675 | 0.61657 | 0.76289 | 0.99603 | 0.82372 | 0.89868 | 0.63226 | 0.7693 | 0.76265 | 0.86018 | 0.27899 | 0
Jan | 17 | 20 | Weekday | Tuesday | 0.78873 | 0.90729 | 0.87079 | 0.88794 | 1 | 0.88794 | 0.88794 | 0.85181 | 0.88794 | 0.78873 | 0.78873 | 0.86008 | 0.7204 | 0.89854 | 0.60866 | 0.67102 | 0.98019 | 0.56272 | 0.79883 | 0.79645 | 0.78694 | 0.94843 | 0.73205 | 0.85181 | 0.85245 | 0.82965 | 0.4491 | 0.83799 | 0.66264 | 1 | 0.55872 | 0.60908 | 0.96727 | 0.53974 | 0.76285 | 0.81864 | 0.8238 | 0.98367 | 0.59152 | 0.70792 | 0.70101 | 0.76462 | 0.26791 | 0
Jan | 17 | 21 | Weekday | Tuesday | 0.73381 | 0.84936 | 0.84591 | 0.80807 | 1 | 0.80807 | 0.80807 | 0.28828 | 0.80807 | 0.73381 | 0.73381 | 0.86367 | 0.69285 | 0.94908 | 0.60447 | 0.68688 | 0.88212 | 0.47424 | 0.21656 | 0.80756 | 0.12675 | 0.91924 | 0.73749 | 0.28828 | 0.31268 | 0.65384 | 0.52685 | 0.83671 | 0.62728 | 0.97469 | 0.53382 | 0.6228 | 0.83359 | 0.45615 | 0.33537 | 0.81677 | 0.27181 | 0.92794 | 0.59216 | 0.3341 | 0.38099 | 0.54857 | 0.28325 | 0
Jan | 17 | 22 | Weekday | Tuesday | 0.7299 | 0.81837 | 0.81815 | 0.70127 | 1 | 0.70127 | 0.70127 | 0.13047 | 0.70127 | 0.7299 | 0.7299 | 0.84045 | 0.64944 | 0.76891 | 0.25517 | 0.1941 | 0.77738 | 0.39252 | 0.21253 | 0.81553 | 0.12632 | 0.71224 | 0.32085 | 0.13047 | 0.16269 | 0.24129 | 0.47689 | 0.83523 | 0.57154 | 0.7514 | 0.34059 | 0.19365 | 0.66511 | 0.37 | 0.33584 | 0.81458 | 0.27388 | 0.68608 | 0.39093 | 0.1888 | 0.24917 | 0.32446 | 0.271 | 0
Jan | 17 | 23 | Weekday | Tuesday | 0.70229 | 0.83147 | 0.79605 | 0.60944 | 1 | 0.60944 | 0.60944 | 0.14103 | 0.60944 | 0.70229 | 0.70229 | 0.84292 | 0.64684 | 0.57979 | 0.22907 | 0.21777 | 0.7078 | 0.46444 | 0.23543 | 0.87177 | 0.14351 | 0.56378 | 0.31581 | 0.14103 | 0.16839 | 0.35622 | 0.56765 | 0.85255 | 0.5496 | 0.51621 | 0.28663 | 0.21615 | 0.52654 | 0.43118 | 0.3473 | 0.85666 | 0.29113 | 0.51122 | 0.37631 | 0.19195 | 0.25071 | 0.46808 | 0.28595 | 0
Jan | 18 | 24 | Weekday | Wednesday | 0.68372 | 0.81123 | 0.765 | 0.55583 | 1 | 0.55583 | 0.55583 | 0.14639 | 0.55583 | 0.68372 | 0.68372 | 0.65765 | 0.6351 | 0.33621 | 0.23445 | 0.23738 | 0.65205 | 0.41667 | 0.24043 | 0.68929 | 0.1452 | 0.53408 | 0.32663 | 0.14639 | 0.17601 | 0.29508 | 0.56002 | 0.48733 | 0.53081 | 0.3682 | 0.28797 | 0.23504 | 0.43885 | 0.39198 | 0.34523 | 0.48561 | 0.29343 | 0.47111 | 0.3881 | 0.19267 | 0.25127 | 0.36738 | 0.28166 | 0
Jan | 18 | 1 | Weekday | Wednesday | 0.68539 | 0.78058 | 0.75775 | 0.53753 | 1 | 0.53753 | 0.53753 | 0.15242 | 0.53753 | 0.68539 | 0.68539 | 0.18388 | 0.63492 | 0.29064 | 0.23425 | 0.24876 | 0.65649 | 0.47985 | 0.25024 | 0.21506 | 0.15285 | 0.53283 | 0.33292 | 0.15242 | 0.18525 | 0.2887 | 0.60455 | 0.31918 | 0.5276 | 0.33376 | 0.28874 | 0.24589 | 0.42667 | 0.44359 | 0.34716 | 0.33561 | 0.29989 | 0.46954 | 0.39529 | 0.19414 | 0.25273 | 0.34852 | 0.29016 | 0
Jan | 18 | 2 | Weekday | Wednesday | 0.69174 | 0.77265 | 0.75523 | 0.52686 | 1 | 0.52686 | 0.52686 | 0.15856 | 0.52686 | 0.69174 | 0.69174 | 0.18352 | 0.63578 | 0.26906 | 0.24308 | 0.26451 | 0.66339 | 0.42652 | 0.263 | 0.21587 | 0.15521 | 0.52963 | 0.3443 | 0.15856 | 0.19679 | 0.29753 | 0.58323 | 0.31964 | 0.52525 | 0.30427 | 0.29182 | 0.26088 | 0.42126 | 0.40315 | 0.35019 | 0.33637 | 0.30492 | 0.46205 | 0.40539 | 0.19561 | 0.25455 | 0.35275 | 0.28396 | 0
Jan | 18 | 3 | Weekday | Wednesday | 0.6925 | 0.77355 | 0.7603 | 0.52199 | 1 | 0.52199 | 0.52199 | 0.16517 | 0.52199 | 0.6925 | 0.6925 | 0.18385 | 0.63708 | 0.26505 | 0.24519 | 0.2706 | 0.67359 | 0.49124 | 0.27609 | 0.21585 | 0.16469 | 0.53975 | 0.36088 | 0.16517 | 0.20514 | 0.30884 | 0.62617 | 0.31993 | 0.52399 | 0.30044 | 0.29345 | 0.26657 | 0.41924 | 0.45463 | 0.35259 | 0.33685 | 0.31257 | 0.47248 | 0.42024 | 0.19718 | 0.25587 | 0.36003 | 0.29214 | 0
Jan | 18 | 4 | Weekday | Wednesday | 0.69728 | 0.78248 | 0.78285 | 0.536 | 1 | 0.536 | 0.536 | 0.17026 | 0.536 | 0.69728 | 0.69728 | 0.18836 | 0.69405 | 0.29707 | 0.26111 | 0.28289 | 0.71786 | 0.58766 | 0.28732 | 0.22405 | 0.16738 | 0.56486 | 0.37132 | 0.17026 | 0.21405 | 0.35393 | 0.60066 | 0.32784 | 0.59531 | 0.32354 | 0.30633 | 0.27821 | 0.47139 | 0.54892 | 0.35688 | 0.34974 | 0.3186 | 0.49653 | 0.42895 | 0.1984 | 0.25727 | 0.41438 | 0.28556 | 0
Jan | 18 | 5 | Weekday | Wednesday | 0.67196 | 0.81744 | 0.83906 | 0.62357 | 1 | 0.62357 | 0.62357 | 0.17708 | 0.62357 | 0.67196 | 0.67196 | 0.67893 | 0.75943 | 0.40265 | 0.29722 | 0.29775 | 0.81757 | 0.75284 | 0.29661 | 0.71384 | 0.17744 | 0.64038 | 0.3963 | 0.17708 | 0.21999 | 0.35761 | 0.63998 | 0.49444 | 0.59551 | 0.41367 | 0.35381 | 0.29255 | 0.58326 | 0.68199 | 0.35752 | 0.49141 | 0.32501 | 0.57668 | 0.45486 | 0.20002 | 0.25821 | 0.41405 | 0.29342 | 0
Jan | 18 | 6 | Weekday | Wednesday | 0.7041 | 0.8762 | 0.92118 | 0.72426 | 1 | 0.72426 | 0.72426 | 0.9885 | 0.72426 | 0.7041 | 0.7041 | 0.89011 | 0.86034 | 0.69314 | 0.60254 | 1 | 0.96797 | 0.91926 | 0.96669 | 1 | 0.97847 | 0.88012 | 0.84942 | 0.9885 | 1 | 0.84706 | 0.79591 | 0.83976 | 0.77643 | 0.74698 | 0.41724 | 1 | 0.71302 | 0.8835 | 0.39784 | 1 | 0.44382 | 0.84503 | 0.55274 | 0.39898 | 0.38055 | 0.57032 | 0.36521 | 0
Jan | 18 | 7 | Weekday | Wednesday | 0.74651 | 0.89613 | 0.97885 | 0.73627 | 0.0044144 | 0.73627 | 0.73627 | 0.84427 | 0.73627 | 0.74651 | 0.74651 | 0.97238 | 0.92856 | 0.99346 | 0.83564 | 0.92403 | 0.93091 | 0.97515 | 0.96813 | 0.9419 | 1 | 0.97238 | 0.81865 | 0.84427 | 0.8281 | 0.79185 | 0.84877 | 0.9208 | 0.86496 | 0.93113 | 0.49399 | 0.83076 | 0.66884 | 0.95478 | 0.72269 | 0.91762 | 0.79247 | 0.95159 | 0.48012 | 0.39365 | 0.32289 | 0.54906 | 0.53006 | 0
Jan | 18 | 8 | Weekday | Wednesday | 0.80095 | 0.92908 | 1 | 0.71895 | 0.0044144 | 0.71895 | 0.71895 | 0.90832 | 0.71895 | 0.80095 | 0.80095 | 0.97768 | 0.95362 | 0.86086 | 1 | 0.98106 | 0.89681 | 0.97346 | 1 | 0.81704 | 0.99314 | 0.9027 | 1 | 0.90832 | 0.8749 | 0.9522 | 0.96133 | 0.90832 | 0.90394 | 0.77787 | 1 | 0.89366 | 0.63073 | 0.95924 | 0.97367 | 0.72834 | 0.98645 | 0.85528 | 0.90258 | 0.58607 | 0.51072 | 0.82135 | 0.77388 | 0
Jan | 18 | 9 | Weekday | Wednesday | 0.9026 | 0.94515 | 0.99828 | 0.67984 | 0.0044144 | 0.67984 | 0.67984 | 1 | 0.67984 | 0.9026 | 0.9026 | 0.8442 | 0.9763 | 0.74211 | 0.91405 | 0.86181 | 0.80338 | 1 | 0.9557 | 0.80074 | 0.95589 | 0.84709 | 0.94135 | 1 | 0.9531 | 0.97445 | 1 | 0.74517 | 0.94073 | 0.68819 | 0.96357 | 0.78063 | 0.55744 | 1 | 0.97325 | 0.72869 | 0.98601 | 0.8104 | 0.90235 | 0.84099 | 0.77403 | 0.90838 | 0.93258 | 0
Jan | 18 | 10 | Weekday | Wednesday | 0.97833 | 0.96958 | 0.99537 | 0.67031 | 0.0044144 | 0.67031 | 0.67031 | 0.97726 | 0.67031 | 0.97833 | 0.97833 | 0.97646 | 0.98473 | 0.61717 | 0.84658 | 0.81164 | 0.70973 | 0.9791 | 0.93271 | 0.87827 | 0.92435 | 0.68177 | 0.90831 | 0.97726 | 0.92224 | 0.92998 | 0.94361 | 0.90847 | 0.96097 | 0.54686 | 0.91569 | 0.73833 | 0.48121 | 0.98737 | 0.9958 | 0.90559 | 0.99839 | 0.62921 | 0.90209 | 0.87256 | 0.80971 | 0.87853 | 0.93295 | 0
Jan | 18 | 11 | Weekday | Wednesday | 1 | 0.98243 | 0.98745 | 0.65661 | 0.0044144 | 0.65661 | 0.65661 | 0.9302 | 0.65661 | 1 | 1 | 0.95513 | 0.99022 | 0.57492 | 0.82469 | 0.78944 | 0.67011 | 0.96689 | 0.89663 | 0.86987 | 0.88966 | 0.66323 | 0.88521 | 0.9302 | 0.86925 | 1 | 0.89329 | 0.92514 | 0.97465 | 0.53869 | 0.91595 | 0.72253 | 0.48171 | 0.97951 | 1 | 0.94643 | 1 | 0.62009 | 0.90136 | 0.87035 | 0.80971 | 1 | 0.93151 | 0
Jan | 18 | 12 | Weekday | Wednesday | 0.97537 | 0.97522 | 0.97665 | 0.65712 | 0.0044144 | 0.65712 | 0.65712 | 0.90543 | 0.65712 | 0.97537 | 0.97537 | 0.90793 | 0.96299 | 0.56897 | 0.78212 | 0.79022 | 0.63466 | 0.91847 | 0.87671 | 0.82031 | 0.86672 | 0.64611 | 0.85894 | 0.90543 | 0.84144 | 0.93135 | 0.81033 | 0.90958 | 0.95215 | 0.5401 | 0.86923 | 0.72901 | 0.47146 | 0.92974 | 0.99549 | 0.91348 | 0.99774 | 0.60844 | 0.86086 | 0.86949 | 0.80971 | 0.92658 | 0.84484 | 0
Jan | 18 | 13 | Weekday | Wednesday | 0.94575 | 0.97274 | 0.97608 | 0.64297 | 0.0044144 | 0.64297 | 0.64297 | 0.88599 | 0.64297 | 0.94575 | 0.94575 | 0.78862 | 0.99099 | 0.54906 | 0.79748 | 0.74416 | 0.60607 | 0.93907 | 0.86701 | 0.80552 | 0.85212 | 0.63617 | 0.85809 | 0.88599 | 0.82062 | 0.91177 | 0.8423 | 0.74561 | 0.98638 | 0.51292 | 0.91415 | 0.68827 | 0.46222 | 0.9588 | 0.97227 | 0.9064 | 0.98449 | 0.60122 | 0.90083 | 0.86905 | 0.80971 | 0.91393 | 0.9304 | 0
Jan | 18 | 14 | Weekday | Wednesday | 0.92953 | 0.97538 | 0.96437 | 0.65316 | 0.0044144 | 0.65316 | 0.65316 | 0.87477 | 0.65316 | 0.92953 | 0.92953 | 0.77294 | 0.99012 | 0.54196 | 0.79223 | 0.70499 | 0.59087 | 0.93398 | 0.8518 | 0.70965 | 0.84014 | 0.62888 | 0.84531 | 0.87477 | 0.80982 | 0.89452 | 0.83679 | 0.74561 | 0.9893 | 0.50346 | 0.91356 | 0.65277 | 0.45778 | 0.95272 | 0.97223 | 0.72939 | 0.98451 | 0.59511 | 0.90077 | 0.86989 | 0.80971 | 0.89847 | 0.93089 | 0
Jan | 18 | 15 | Weekday | Wednesday | 0.90456 | 0.97779 | 0.95259 | 0.69464 | 1 | 0.69464 | 0.69464 | 0.86637 | 0.69464 | 0.90456 | 0.90456 | 0.81571 | 0.99072 | 0.53052 | 0.79752 | 0.70713 | 0.62439 | 0.89179 | 0.84779 | 0.72394 | 0.81803 | 0.62701 | 0.84888 | 0.86637 | 0.80338 | 0.88174 | 0.84088 | 0.74534 | 0.98951 | 0.4845 | 0.91365 | 0.65543 | 0.49203 | 0.91833 | 0.96046 | 0.7289 | 0.96729 | 0.58894 | 0.90064 | 0.87137 | 0.80971 | 0.88537 | 0.93036 | 0
Jan | 18 | 16 | Weekday | Wednesday | 0.90538 | 1 | 0.94618 | 0.81766 | 1 | 0.81766 | 0.81766 | 0.92262 | 0.81766 | 0.90538 | 0.90538 | 0.98329 | 1 | 0.55779 | 0.86446 | 0.77584 | 0.81847 | 0.92278 | 0.85928 | 0.75964 | 0.80094 | 0.6513 | 0.94124 | 0.92262 | 0.88392 | 0.90827 | 0.91129 | 0.96078 | 0.99926 | 0.56915 | 0.98939 | 0.7229 | 0.75036 | 0.94957 | 0.98847 | 0.77797 | 0.97912 | 0.67332 | 1 | 0.93977 | 0.91062 | 0.91726 | 1 | 0
Jan | 18 | 17 | Weekday | Wednesday | 0.89116 | 0.99475 | 0.9335 | 0.97593 | 1 | 0.97593 | 0.97593 | 0.984 | 0.97593 | 0.89116 | 0.89116 | 1 | 0.99998 | 0.6803 | 0.81841 | 0.79621 | 0.96373 | 0.93974 | 0.75361 | 0.88297 | 0.76777 | 0.77353 | 0.80963 | 0.984 | 0.96802 | 0.92878 | 0.52225 | 0.99972 | 1 | 0.70584 | 0.90809 | 0.74305 | 0.9505 | 0.97247 | 0.76193 | 0.99286 | 0.82306 | 0.80923 | 0.75399 | 1 | 1 | 0.93518 | 0.45021 | 0
Jan | 18 | 18 | Weekday | Wednesday | 0.84059 | 0.97027 | 0.90815 | 1 | 1 | 1 | 1 | 0.87073 | 1 | 0.84059 | 0.84059 | 0.99721 | 0.81169 | 0.88607 | 0.69913 | 0.68341 | 1 | 0.6069 | 0.77477 | 0.89018 | 0.77818 | 0.86233 | 0.74488 | 0.87073 | 0.86165 | 0.93736 | 0.41106 | 0.99992 | 0.78328 | 0.89855 | 0.72125 | 0.6267 | 1 | 0.6139 | 0.76201 | 0.99296 | 0.82321 | 0.87688 | 0.63251 | 0.79593 | 0.79005 | 0.9335 | 0.26319 | 0
Jan | 18 | 19 | Weekday | Wednesday | 0.80498 | 0.95389 | 0.88925 | 0.96174 | 1 | 0.96174 | 0.96174 | 0.87696 | 0.96174 | 0.80498 | 0.80498 | 0.86524 | 0.8077 | 0.85028 | 0.69089 | 0.68761 | 0.98454 | 0.61348 | 0.7885 | 0.89762 | 0.77633 | 0.87062 | 0.75373 | 0.87696 | 0.87291 | 0.89115 | 0.4924 | 0.8383 | 0.77466 | 0.91901 | 0.69856 | 0.62943 | 0.97675 | 0.61657 | 0.76289 | 0.99603 | 0.82372 | 0.89868 | 0.63226 | 0.7693 | 0.76265 | 0.86018 | 0.27899 | 0
Jan | 18 | 20 | Weekday | Wednesday | 0.78873 | 0.90729 | 0.87079 | 0.88794 | 1 | 0.88794 | 0.88794 | 0.85181 | 0.88794 | 0.78873 | 0.78873 | 0.86008 | 0.7204 | 0.89854 | 0.60866 | 0.67102 | 0.98019 | 0.56272 | 0.79883 | 0.79645 | 0.78694 | 0.94843 | 0.73205 | 0.85181 | 0.85245 | 0.82965 | 0.4491 | 0.83799 | 0.66264 | 1 | 0.55872 | 0.60908 | 0.96727 | 0.53974 | 0.76285 | 0.81864 | 0.8238 | 0.98367 | 0.59152 | 0.70792 | 0.70101 | 0.76462 | 0.26791 | 0
Jan | 18 | 21 | Weekday | Wednesday | 0.73381 | 0.84936 | 0.84591 | 0.80807 | 1 | 0.80807 | 0.80807 | 0.28828 | 0.80807 | 0.73381 | 0.73381 | 0.86367 | 0.69285 | 0.94908 | 0.60447 | 0.68688 | 0.88212 | 0.47424 | 0.21656 | 0.80756 | 0.12675 | 0.91924 | 0.73749 | 0.28828 | 0.31268 | 0.65384 | 0.52685 | 0.83671 | 0.62728 | 0.97469 | 0.53382 | 0.6228 | 0.83359 | 0.45615 | 0.33537 | 0.81677 | 0.27181 | 0.92794 | 0.59216 | 0.3341 | 0.38099 | 0.54857 | 0.28325 | 0
Jan | 18 | 22 | Weekday | Wednesday | 0.7299 | 0.81837 | 0.81815 | 0.70127 | 1 | 0.70127 | 0.70127 | 0.13047 | 0.70127 | 0.7299 | 0.7299 | 0.84045 | 0.64944 | 0.76891 | 0.25517 | 0.1941 | 0.77738 | 0.39252 | 0.21253 | 0.81553 | 0.12632 | 0.71224 | 0.32085 | 0.13047 | 0.16269 | 0.24129 | 0.47689 | 0.83523 | 0.57154 | 0.7514 | 0.34059 | 0.19365 | 0.66511 | 0.37 | 0.33584 | 0.81458 | 0.27388 | 0.68608 | 0.39093 | 0.1888 | 0.24917 | 0.32446 | 0.271 | 0
Jan | 18 | 23 | Weekday | Wednesday | 0.70229 | 0.83147 | 0.79605 | 0.60944 | 1 | 0.60944 | 0.60944 | 0.14103 | 0.60944 | 0.70229 | 0.70229 | 0.84292 | 0.64684 | 0.57979 | 0.22907 | 0.21777 | 0.7078 | 0.46444 | 0.23543 | 0.87177 | 0.14351 | 0.56378 | 0.31581 | 0.14103 | 0.16839 | 0.35622 | 0.56765 | 0.85255 | 0.5496 | 0.51621 | 0.28663 | 0.21615 | 0.52654 | 0.43118 | 0.3473 | 0.85666 | 0.29113 | 0.51122 | 0.37631 | 0.19195 | 0.25071 | 0.46808 | 0.28595 | 0
Jan | 19 | 24 | Weekday | Thursday | 0.68372 | 0.81123 | 0.765 | 0.55583 | 1 | 0.55583 | 0.55583 | 0.14639 | 0.55583 | 0.68372 | 0.68372 | 0.65765 | 0.6351 | 0.33621 | 0.23445 | 0.23738 | 0.65205 | 0.41667 | 0.24043 | 0.68929 | 0.1452 | 0.53408 | 0.32663 | 0.14639 | 0.17601 | 0.29508 | 0.56002 | 0.48733 | 0.53081 | 0.3682 | 0.28797 | 0.23504 | 0.43885 | 0.39198 | 0.34523 | 0.48561 | 0.29343 | 0.47111 | 0.3881 | 0.19267 | 0.25127 | 0.36738 | 0.28166 | 0
Jan | 19 | 1 | Weekday | Thursday | 0.68539 | 0.78058 | 0.75775 | 0.53753 | 1 | 0.53753 | 0.53753 | 0.15242 | 0.53753 | 0.68539 | 0.68539 | 0.18388 | 0.63492 | 0.29064 | 0.23425 | 0.24876 | 0.65649 | 0.47985 | 0.25024 | 0.21506 | 0.15285 | 0.53283 | 0.33292 | 0.15242 | 0.18525 | 0.2887 | 0.60455 | 0.31918 | 0.5276 | 0.33376 | 0.28874 | 0.24589 | 0.42667 | 0.44359 | 0.34716 | 0.33561 | 0.29989 | 0.46954 | 0.39529 | 0.19414 | 0.25273 | 0.34852 | 0.29016 | 0
Jan | 19 | 2 | Weekday | Thursday | 0.69174 | 0.77265 | 0.75523 | 0.52686 | 1 | 0.52686 | 0.52686 | 0.15856 | 0.52686 | 0.69174 | 0.69174 | 0.18352 | 0.63578 | 0.26906 | 0.24308 | 0.26451 | 0.66339 | 0.42652 | 0.263 | 0.21587 | 0.15521 | 0.52963 | 0.3443 | 0.15856 | 0.19679 | 0.29753 | 0.58323 | 0.31964 | 0.52525 | 0.30427 | 0.29182 | 0.26088 | 0.42126 | 0.40315 | 0.35019 | 0.33637 | 0.30492 | 0.46205 | 0.40539 | 0.19561 | 0.25455 | 0.35275 | 0.28396 | 0
Jan | 19 | 3 | Weekday | Thursday | 0.6925 | 0.77355 | 0.7603 | 0.52199 | 1 | 0.52199 | 0.52199 | 0.16517 | 0.52199 | 0.6925 | 0.6925 | 0.18385 | 0.63708 | 0.26505 | 0.24519 | 0.2706 | 0.67359 | 0.49124 | 0.27609 | 0.21585 | 0.16469 | 0.53975 | 0.36088 | 0.16517 | 0.20514 | 0.30884 | 0.62617 | 0.31993 | 0.52399 | 0.30044 | 0.29345 | 0.26657 | 0.41924 | 0.45463 | 0.35259 | 0.33685 | 0.31257 | 0.47248 | 0.42024 | 0.19718 | 0.25587 | 0.36003 | 0.29214 | 0
Jan | 19 | 4 | Weekday | Thursday | 0.69728 | 0.78248 | 0.78285 | 0.536 | 1 | 0.536 | 0.536 | 0.17026 | 0.536 | 0.69728 | 0.69728 | 0.18836 | 0.69405 | 0.29707 | 0.26111 | 0.28289 | 0.71786 | 0.58766 | 0.28732 | 0.22405 | 0.16738 | 0.56486 | 0.37132 | 0.17026 | 0.21405 | 0.35393 | 0.60066 | 0.32784 | 0.59531 | 0.32354 | 0.30633 | 0.27821 | 0.47139 | 0.54892 | 0.35688 | 0.34974 | 0.3186 | 0.49653 | 0.42895 | 0.1984 | 0.25727 | 0.41438 | 0.28556 | 0
Jan | 19 | 5 | Weekday | Thursday | 0.67196 | 0.81744 | 0.83906 | 0.62357 | 1 | 0.62357 | 0.62357 | 0.17708 | 0.62357 | 0.67196 | 0.67196 | 0.67893 | 0.75943 | 0.40265 | 0.29722 | 0.29775 | 0.81757 | 0.75284 | 0.29661 | 0.71384 | 0.17744 | 0.64038 | 0.3963 | 0.17708 | 0.21999 | 0.35761 | 0.63998 | 0.49444 | 0.59551 | 0.41367 | 0.35381 | 0.29255 | 0.58326 | 0.68199 | 0.35752 | 0.49141 | 0.32501 | 0.57668 | 0.45486 | 0.20002 | 0.25821 | 0.41405 | 0.29342 | 0
Jan | 19 | 6 | Weekday | Thursday | 0.7041 | 0.8762 | 0.92118 | 0.72426 | 1 | 0.72426 | 0.72426 | 0.9885 | 0.72426 | 0.7041 | 0.7041 | 0.89011 | 0.86034 | 0.69314 | 0.60254 | 1 | 0.96797 | 0.91926 | 0.96669 | 1 | 0.97847 | 0.88012 | 0.84942 | 0.9885 | 1 | 0.84706 | 0.79591 | 0.83976 | 0.77643 | 0.74698 | 0.41724 | 1 | 0.71302 | 0.8835 | 0.39784 | 1 | 0.44382 | 0.84503 | 0.55274 | 0.39898 | 0.38055 | 0.57032 | 0.36521 | 0
Jan | 19 | 7 | Weekday | Thursday | 0.74651 | 0.89613 | 0.97885 | 0.73627 | 0.0044144 | 0.73627 | 0.73627 | 0.84427 | 0.73627 | 0.74651 | 0.74651 | 0.97238 | 0.92856 | 0.99346 | 0.83564 | 0.92403 | 0.93091 | 0.97515 | 0.96813 | 0.9419 | 1 | 0.97238 | 0.81865 | 0.84427 | 0.8281 | 0.79185 | 0.84877 | 0.9208 | 0.86496 | 0.93113 | 0.49399 | 0.83076 | 0.66884 | 0.95478 | 0.72269 | 0.91762 | 0.79247 | 0.95159 | 0.48012 | 0.39365 | 0.32289 | 0.54906 | 0.53006 | 0
Jan | 19 | 8 | Weekday | Thursday | 0.80095 | 0.92908 | 1 | 0.71895 | 0.0044144 | 0.71895 | 0.71895 | 0.90832 | 0.71895 | 0.80095 | 0.80095 | 0.97768 | 0.95362 | 0.86086 | 1 | 0.98106 | 0.89681 | 0.97346 | 1 | 0.81704 | 0.99314 | 0.9027 | 1 | 0.90832 | 0.8749 | 0.9522 | 0.96133 | 0.90832 | 0.90394 | 0.77787 | 1 | 0.89366 | 0.63073 | 0.95924 | 0.97367 | 0.72834 | 0.98645 | 0.85528 | 0.90258 | 0.58607 | 0.51072 | 0.82135 | 0.77388 | 0
Jan | 19 | 9 | Weekday | Thursday | 0.9026 | 0.94515 | 0.99828 | 0.67984 | 0.0044144 | 0.67984 | 0.67984 | 1 | 0.67984 | 0.9026 | 0.9026 | 0.8442 | 0.9763 | 0.74211 | 0.91405 | 0.86181 | 0.80338 | 1 | 0.9557 | 0.80074 | 0.95589 | 0.84709 | 0.94135 | 1 | 0.9531 | 0.97445 | 1 | 0.74517 | 0.94073 | 0.68819 | 0.96357 | 0.78063 | 0.55744 | 1 | 0.97325 | 0.72869 | 0.98601 | 0.8104 | 0.90235 | 0.84099 | 0.77403 | 0.90838 | 0.93258 | 0
Jan | 19 | 10 | Weekday | Thursday | 0.97833 | 0.96958 | 0.99537 | 0.67031 | 0.0044144 | 0.67031 | 0.67031 | 0.97726 | 0.67031 | 0.97833 | 0.97833 | 0.97646 | 0.98473 | 0.61717 | 0.84658 | 0.81164 | 0.70973 | 0.9791 | 0.93271 | 0.87827 | 0.92435 | 0.68177 | 0.90831 | 0.97726 | 0.92224 | 0.92998 | 0.94361 | 0.90847 | 0.96097 | 0.54686 | 0.91569 | 0.73833 | 0.48121 | 0.98737 | 0.9958 | 0.90559 | 0.99839 | 0.62921 | 0.90209 | 0.87256 | 0.80971 | 0.87853 | 0.93295 | 0
Jan | 19 | 11 | Weekday | Thursday | 1 | 0.98243 | 0.98745 | 0.65661 | 0.0044144 | 0.65661 | 0.65661 | 0.9302 | 0.65661 | 1 | 1 | 0.95513 | 0.99022 | 0.57492 | 0.82469 | 0.78944 | 0.67011 | 0.96689 | 0.89663 | 0.86987 | 0.88966 | 0.66323 | 0.88521 | 0.9302 | 0.86925 | 1 | 0.89329 | 0.92514 | 0.97465 | 0.53869 | 0.91595 | 0.72253 | 0.48171 | 0.97951 | 1 | 0.94643 | 1 | 0.62009 | 0.90136 | 0.87035 | 0.80971 | 1 | 0.93151 | 0
Jan | 19 | 12 | Weekday | Thursday | 0.97537 | 0.97522 | 0.97665 | 0.65712 | 0.0044144 | 0.65712 | 0.65712 | 0.90543 | 0.65712 | 0.97537 | 0.97537 | 0.90793 | 0.96299 | 0.56897 | 0.78212 | 0.79022 | 0.63466 | 0.91847 | 0.87671 | 0.82031 | 0.86672 | 0.64611 | 0.85894 | 0.90543 | 0.84144 | 0.93135 | 0.81033 | 0.90958 | 0.95215 | 0.5401 | 0.86923 | 0.72901 | 0.47146 | 0.92974 | 0.99549 | 0.91348 | 0.99774 | 0.60844 | 0.86086 | 0.86949 | 0.80971 | 0.92658 | 0.84484 | 0
Jan | 19 | 13 | Weekday | Thursday | 0.94575 | 0.97274 | 0.97608 | 0.64297 | 0.0044144 | 0.64297 | 0.64297 | 0.88599 | 0.64297 | 0.94575 | 0.94575 | 0.78862 | 0.99099 | 0.54906 | 0.79748 | 0.74416 | 0.60607 | 0.93907 | 0.86701 | 0.80552 | 0.85212 | 0.63617 | 0.85809 | 0.88599 | 0.82062 | 0.91177 | 0.8423 | 0.74561 | 0.98638 | 0.51292 | 0.91415 | 0.68827 | 0.46222 | 0.9588 | 0.97227 | 0.9064 | 0.98449 | 0.60122 | 0.90083 | 0.86905 | 0.80971 | 0.91393 | 0.9304 | 0
Jan | 19 | 14 | Weekday | Thursday | 0.92953 | 0.97538 | 0.96437 | 0.65316 | 0.0044144 | 0.65316 | 0.65316 | 0.87477 | 0.65316 | 0.92953 | 0.92953 | 0.77294 | 0.99012 | 0.54196 | 0.79223 | 0.70499 | 0.59087 | 0.93398 | 0.8518 | 0.70965 | 0.84014 | 0.62888 | 0.84531 | 0.87477 | 0.80982 | 0.89452 | 0.83679 | 0.74561 | 0.9893 | 0.50346 | 0.91356 | 0.65277 | 0.45778 | 0.95272 | 0.97223 | 0.72939 | 0.98451 | 0.59511 | 0.90077 | 0.86989 | 0.80971 | 0.89847 | 0.93089 | 0
Jan | 19 | 15 | Weekday | Thursday | 0.90456 | 0.97779 | 0.95259 | 0.69464 | 1 | 0.69464 | 0.69464 | 0.86637 | 0.69464 | 0.90456 | 0.90456 | 0.81571 | 0.99072 | 0.53052 | 0.79752 | 0.70713 | 0.62439 | 0.89179 | 0.84779 | 0.72394 | 0.81803 | 0.62701 | 0.84888 | 0.86637 | 0.80338 | 0.88174 | 0.84088 | 0.74534 | 0.98951 | 0.4845 | 0.91365 | 0.65543 | 0.49203 | 0.91833 | 0.96046 | 0.7289 | 0.96729 | 0.58894 | 0.90064 | 0.87137 | 0.80971 | 0.88537 | 0.93036 | 0
Jan | 19 | 16 | Weekday | Thursday | 0.90538 | 1 | 0.94618 | 0.81766 | 1 | 0.81766 | 0.81766 | 0.92262 | 0.81766 | 0.90538 | 0.90538 | 0.98329 | 1 | 0.55779 | 0.86446 | 0.77584 | 0.81847 | 0.92278 | 0.85928 | 0.75964 | 0.80094 | 0.6513 | 0.94124 | 0.92262 | 0.88392 | 0.90827 | 0.91129 | 0.96078 | 0.99926 | 0.56915 | 0.98939 | 0.7229 | 0.75036 | 0.94957 | 0.98847 | 0.77797 | 0.97912 | 0.67332 | 1 | 0.93977 | 0.91062 | 0.91726 | 1 | 0
Jan | 19 | 17 | Weekday | Thursday | 0.89116 | 0.99475 | 0.9335 | 0.97593 | 1 | 0.97593 | 0.97593 | 0.984 | 0.97593 | 0.89116 | 0.89116 | 1 | 0.99998 | 0.6803 | 0.81841 | 0.79621 | 0.96373 | 0.93974 | 0.75361 | 0.88297 | 0.76777 | 0.77353 | 0.80963 | 0.984 | 0.96802 | 0.92878 | 0.52225 | 0.99972 | 1 | 0.70584 | 0.90809 | 0.74305 | 0.9505 | 0.97247 | 0.76193 | 0.99286 | 0.82306 | 0.80923 | 0.75399 | 1 | 1 | 0.93518 | 0.45021 | 0
Jan | 19 | 18 | Weekday | Thursday | 0.84059 | 0.97027 | 0.90815 | 1 | 1 | 1 | 1 | 0.87073 | 1 | 0.84059 | 0.84059 | 0.99721 | 0.81169 | 0.88607 | 0.69913 | 0.68341 | 1 | 0.6069 | 0.77477 | 0.89018 | 0.77818 | 0.86233 | 0.74488 | 0.87073 | 0.86165 | 0.93736 | 0.41106 | 0.99992 | 0.78328 | 0.89855 | 0.72125 | 0.6267 | 1 | 0.6139 | 0.76201 | 0.99296 | 0.82321 | 0.87688 | 0.63251 | 0.79593 | 0.79005 | 0.9335 | 0.26319 | 0
Jan | 19 | 19 | Weekday | Thursday | 0.80498 | 0.95389 | 0.88925 | 0.96174 | 1 | 0.96174 | 0.96174 | 0.87696 | 0.96174 | 0.80498 | 0.80498 | 0.86524 | 0.8077 | 0.85028 | 0.69089 | 0.68761 | 0.98454 | 0.61348 | 0.7885 | 0.89762 | 0.77633 | 0.87062 | 0.75373 | 0.87696 | 0.87291 | 0.89115 | 0.4924 | 0.8383 | 0.77466 | 0.91901 | 0.69856 | 0.62943 | 0.97675 | 0.61657 | 0.76289 | 0.99603 | 0.82372 | 0.89868 | 0.63226 | 0.7693 | 0.76265 | 0.86018 | 0.27899 | 0
Jan | 19 | 20 | Weekday | Thursday | 0.78873 | 0.90729 | 0.87079 | 0.88794 | 1 | 0.88794 | 0.88794 | 0.85181 | 0.88794 | 0.78873 | 0.78873 | 0.86008 | 0.7204 | 0.89854 | 0.60866 | 0.67102 | 0.98019 | 0.56272 | 0.79883 | 0.79645 | 0.78694 | 0.94843 | 0.73205 | 0.85181 | 0.85245 | 0.82965 | 0.4491 | 0.83799 | 0.66264 | 1 | 0.55872 | 0.60908 | 0.96727 | 0.53974 | 0.76285 | 0.81864 | 0.8238 | 0.98367 | 0.59152 | 0.70792 | 0.70101 | 0.76462 | 0.26791 | 0
Jan | 19 | 21 | Weekday | Thursday | 0.73381 | 0.84936 | 0.84591 | 0.80807 | 1 | 0.80807 | 0.80807 | 0.28828 | 0.80807 | 0.73381 | 0.73381 | 0.86367 | 0.69285 | 0.94908 | 0.60447 | 0.68688 | 0.88212 | 0.47424 | 0.21656 | 0.80756 | 0.12675 | 0.91924 | 0.73749 | 0.28828 | 0.31268 | 0.65384 | 0.52685 | 0.83671 | 0.62728 | 0.97469 | 0.53382 | 0.6228 | 0.83359 | 0.45615 | 0.33537 | 0.81677 | 0.27181 | 0.92794 | 0.59216 | 0.3341 | 0.38099 | 0.54857 | 0.28325 | 0
Jan | 19 | 22 | Weekday | Thursday | 0.7299 | 0.81837 | 0.81815 | 0.70127 | 1 | 0.70127 | 0.70127 | 0.13047 | 0.70127 | 0.7299 | 0.7299 | 0.84045 | 0.64944 | 0.76891 | 0.25517 | 0.1941 | 0.77738 | 0.39252 | 0.21253 | 0.81553 | 0.12632 | 0.71224 | 0.32085 | 0.13047 | 0.16269 | 0.24129 | 0.47689 | 0.83523 | 0.57154 | 0.7514 | 0.34059 | 0.19365 | 0.66511 | 0.37 | 0.33584 | 0.81458 | 0.27388 | 0.68608 | 0.39093 | 0.1888 | 0.24917 | 0.32446 | 0.271 | 0
Jan | 19 | 23 | Weekday | Thursday | 0.70229 | 0.83147 | 0.79605 | 0.60944 | 1 | 0.60944 | 0.60944 | 0.14103 | 0.60944 | 0.70229 | 0.70229 | 0.84292 | 0.64684 | 0.57979 | 0.22907 | 0.21777 | 0.7078 | 0.46444 | 0.23543 | 0.87177 | 0.14351 | 0.56378 | 0.31581 | 0.14103 | 0.16839 | 0.35622 | 0.56765 | 0.85255 | 0.5496 | 0.51621 | 0.28663 | 0.21615 | 0.52654 | 0.43118 | 0.3473 | 0.85666 | 0.29113 | 0.51122 | 0.37631 | 0.19195 | 0.25071 | 0.46808 | 0.28595 | 0
Jan | 20 | 24 | Weekday | Friday | 0.68372 | 0.81123 | 0.765 | 0.55583 | 1 | 0.55583 | 0.55583 | 0.14639 | 0.55583 | 0.68372 | 0.68372 | 0.65765 | 0.6351 | 0.33621 | 0.23445 | 0.23738 | 0.65205 | 0.41667 | 0.24043 | 0.68929 | 0.1452 | 0.53408 | 0.32663 | 0.14639 | 0.17601 | 0.29508 | 0.56002 | 0.48733 | 0.53081 | 0.3682 | 0.28797 | 0.23504 | 0.43885 | 0.39198 | 0.34523 | 0.48561 | 0.29343 | 0.47111 | 0.3881 | 0.19267 | 0.25127 | 0.36738 | 0.28166 | 0
Jan | 20 | 1 | Weekday | Friday | 0.68539 | 0.78058 | 0.75775 | 0.53753 | 1 | 0.53753 | 0.53753 | 0.15242 | 0.53753 | 0.68539 | 0.68539 | 0.18388 | 0.63492 | 0.29064 | 0.23425 | 0.24876 | 0.65649 | 0.47985 | 0.25024 | 0.21506 | 0.15285 | 0.53283 | 0.33292 | 0.15242 | 0.18525 | 0.2887 | 0.60455 | 0.31918 | 0.5276 | 0.33376 | 0.28874 | 0.24589 | 0.42667 | 0.44359 | 0.34716 | 0.33561 | 0.29989 | 0.46954 | 0.39529 | 0.19414 | 0.25273 | 0.34852 | 0.29016 | 0
Jan | 20 | 2 | Weekday | Friday | 0.69174 | 0.77265 | 0.75523 | 0.52686 | 1 | 0.52686 | 0.52686 | 0.15856 | 0.52686 | 0.69174 | 0.69174 | 0.18352 | 0.63578 | 0.26906 | 0.24308 | 0.26451 | 0.66339 | 0.42652 | 0.263 | 0.21587 | 0.15521 | 0.52963 | 0.3443 | 0.15856 | 0.19679 | 0.29753 | 0.58323 | 0.31964 | 0.52525 | 0.30427 | 0.29182 | 0.26088 | 0.42126 | 0.40315 | 0.35019 | 0.33637 | 0.30492 | 0.46205 | 0.40539 | 0.19561 | 0.25455 | 0.35275 | 0.28396 | 0
Jan | 20 | 3 | Weekday | Friday | 0.6925 | 0.77355 | 0.7603 | 0.52199 | 1 | 0.52199 | 0.52199 | 0.16517 | 0.52199 | 0.6925 | 0.6925 | 0.18385 | 0.63708 | 0.26505 | 0.24519 | 0.2706 | 0.67359 | 0.49124 | 0.27609 | 0.21585 | 0.16469 | 0.53975 | 0.36088 | 0.16517 | 0.20514 | 0.30884 | 0.62617 | 0.31993 | 0.52399 | 0.30044 | 0.29345 | 0.26657 | 0.41924 | 0.45463 | 0.35259 | 0.33685 | 0.31257 | 0.47248 | 0.42024 | 0.19718 | 0.25587 | 0.36003 | 0.29214 | 0
Jan | 20 | 4 | Weekday | Friday | 0.69728 | 0.78248 | 0.78285 | 0.536 | 1 | 0.536 | 0.536 | 0.17026 | 0.536 | 0.69728 | 0.69728 | 0.18836 | 0.69405 | 0.29707 | 0.26111 | 0.28289 | 0.71786 | 0.58766 | 0.28732 | 0.22405 | 0.16738 | 0.56486 | 0.37132 | 0.17026 | 0.21405 | 0.35393 | 0.60066 | 0.32784 | 0.59531 | 0.32354 | 0.30633 | 0.27821 | 0.47139 | 0.54892 | 0.35688 | 0.34974 | 0.3186 | 0.49653 | 0.42895 | 0.1984 | 0.25727 | 0.41438 | 0.28556 | 0
Jan | 20 | 5 | Weekday | Friday | 0.67196 | 0.81744 | 0.83906 | 0.62357 | 1 | 0.62357 | 0.62357 | 0.17708 | 0.62357 | 0.67196 | 0.67196 | 0.67893 | 0.75943 | 0.40265 | 0.29722 | 0.29775 | 0.81757 | 0.75284 | 0.29661 | 0.71384 | 0.17744 | 0.64038 | 0.3963 | 0.17708 | 0.21999 | 0.35761 | 0.63998 | 0.49444 | 0.59551 | 0.41367 | 0.35381 | 0.29255 | 0.58326 | 0.68199 | 0.35752 | 0.49141 | 0.32501 | 0.57668 | 0.45486 | 0.20002 | 0.25821 | 0.41405 | 0.29342 | 0
Jan | 20 | 6 | Weekday | Friday | 0.7041 | 0.8762 | 0.92118 | 0.72426 | 1 | 0.72426 | 0.72426 | 0.9885 | 0.72426 | 0.7041 | 0.7041 | 0.89011 | 0.86034 | 0.69314 | 0.60254 | 1 | 0.96797 | 0.91926 | 0.96669 | 1 | 0.97847 | 0.88012 | 0.84942 | 0.9885 | 1 | 0.84706 | 0.79591 | 0.83976 | 0.77643 | 0.74698 | 0.41724 | 1 | 0.71302 | 0.8835 | 0.39784 | 1 | 0.44382 | 0.84503 | 0.55274 | 0.39898 | 0.38055 | 0.57032 | 0.36521 | 0
Jan | 20 | 7 | Weekday | Friday | 0.74651 | 0.89613 | 0.97885 | 0.73627 | 0.0044144 | 0.73627 | 0.73627 | 0.84427 | 0.73627 | 0.74651 | 0.74651 | 0.97238 | 0.92856 | 0.99346 | 0.83564 | 0.92403 | 0.93091 | 0.97515 | 0.96813 | 0.9419 | 1 | 0.97238 | 0.81865 | 0.84427 | 0.8281 | 0.79185 | 0.84877 | 0.9208 | 0.86496 | 0.93113 | 0.49399 | 0.83076 | 0.66884 | 0.95478 | 0.72269 | 0.91762 | 0.79247 | 0.95159 | 0.48012 | 0.39365 | 0.32289 | 0.54906 | 0.53006 | 0
Jan | 20 | 8 | Weekday | Friday | 0.80095 | 0.92908 | 1 | 0.71895 | 0.0044144 | 0.71895 | 0.71895 | 0.90832 | 0.71895 | 0.80095 | 0.80095 | 0.97768 | 0.95362 | 0.86086 | 1 | 0.98106 | 0.89681 | 0.97346 | 1 | 0.81704 | 0.99314 | 0.9027 | 1 | 0.90832 | 0.8749 | 0.9522 | 0.96133 | 0.90832 | 0.90394 | 0.77787 | 1 | 0.89366 | 0.63073 | 0.95924 | 0.97367 | 0.72834 | 0.98645 | 0.85528 | 0.90258 | 0.58607 | 0.51072 | 0.82135 | 0.77388 | 0
Jan | 20 | 9 | Weekday | Friday | 0.9026 | 0.94515 | 0.99828 | 0.67984 | 0.0044144 | 0.67984 | 0.67984 | 1 | 0.67984 | 0.9026 | 0.9026 | 0.8442 | 0.9763 | 0.74211 | 0.91405 | 0.86181 | 0.80338 | 1 | 0.9557 | 0.80074 | 0.95589 | 0.84709 | 0.94135 | 1 | 0.9531 | 0.97445 | 1 | 0.74517 | 0.94073 | 0.68819 | 0.96357 | 0.78063 | 0.55744 | 1 | 0.97325 | 0.72869 | 0.98601 | 0.8104 | 0.90235 | 0.84099 | 0.77403 | 0.90838 | 0.93258 | 0
Jan | 20 | 10 | Weekday | Friday | 0.97833 | 0.96958 | 0.99537 | 0.67031 | 0.0044144 | 0.67031 | 0.67031 | 0.97726 | 0.67031 | 0.97833 | 0.97833 | 0.97646 | 0.98473 | 0.61717 | 0.84658 | 0.81164 | 0.70973 | 0.9791 | 0.93271 | 0.87827 | 0.92435 | 0.68177 | 0.90831 | 0.97726 | 0.92224 | 0.92998 | 0.94361 | 0.90847 | 0.96097 | 0.54686 | 0.91569 | 0.73833 | 0.48121 | 0.98737 | 0.9958 | 0.90559 | 0.99839 | 0.62921 | 0.90209 | 0.87256 | 0.80971 | 0.87853 | 0.93295 | 0
Jan | 20 | 11 | Weekday | Friday | 1 | 0.98243 | 0.98745 | 0.65661 | 0.0044144 | 0.65661 | 0.65661 | 0.9302 | 0.65661 | 1 | 1 | 0.95513 | 0.99022 | 0.57492 | 0.82469 | 0.78944 | 0.67011 | 0.96689 | 0.89663 | 0.86987 | 0.88966 | 0.66323 | 0.88521 | 0.9302 | 0.86925 | 1 | 0.89329 | 0.92514 | 0.97465 | 0.53869 | 0.91595 | 0.72253 | 0.48171 | 0.97951 | 1 | 0.94643 | 1 | 0.62009 | 0.90136 | 0.87035 | 0.80971 | 1 | 0.93151 | 0
Jan | 20 | 12 | Weekday | Friday | 0.97537 | 0.97522 | 0.97665 | 0.65712 | 0.0044144 | 0.65712 | 0.65712 | 0.90543 | 0.65712 | 0.97537 | 0.97537 | 0.90793 | 0.96299 | 0.56897 | 0.78212 | 0.79022 | 0.63466 | 0.91847 | 0.87671 | 0.82031 | 0.86672 | 0.64611 | 0.85894 | 0.90543 | 0.84144 | 0.93135 | 0.81033 | 0.90958 | 0.95215 | 0.5401 | 0.86923 | 0.72901 | 0.47146 | 0.92974 | 0.99549 | 0.91348 | 0.99774 | 0.60844 | 0.86086 | 0.86949 | 0.80971 | 0.92658 | 0.84484 | 0
Jan | 20 | 13 | Weekday | Friday | 0.94575 | 0.97274 | 0.97608 | 0.64297 | 0.0044144 | 0.64297 | 0.64297 | 0.88599 | 0.64297 | 0.94575 | 0.94575 | 0.78862 | 0.99099 | 0.54906 | 0.79748 | 0.74416 | 0.60607 | 0.93907 | 0.86701 | 0.80552 | 0.85212 | 0.63617 | 0.85809 | 0.88599 | 0.82062 | 0.91177 | 0.8423 | 0.74561 | 0.98638 | 0.51292 | 0.91415 | 0.68827 | 0.46222 | 0.9588 | 0.97227 | 0.9064 | 0.98449 | 0.60122 | 0.90083 | 0.86905 | 0.80971 | 0.91393 | 0.9304 | 0
Jan | 20 | 14 | Weekday | Friday | 0.92953 | 0.97538 | 0.96437 | 0.65316 | 0.0044144 | 0.65316 | 0.65316 | 0.87477 | 0.65316 | 0.92953 | 0.92953 | 0.77294 | 0.99012 | 0.54196 | 0.79223 | 0.70499 | 0.59087 | 0.93398 | 0.8518 | 0.70965 | 0.84014 | 0.62888 | 0.84531 | 0.87477 | 0.80982 | 0.89452 | 0.83679 | 0.74561 | 0.9893 | 0.50346 | 0.91356 | 0.65277 | 0.45778 | 0.95272 | 0.97223 | 0.72939 | 0.98451 | 0.59511 | 0.90077 | 0.86989 | 0.80971 | 0.89847 | 0.93089 | 0
Jan | 20 | 15 | Weekday | Friday | 0.90456 | 0.97779 | 0.95259 | 0.69464 | 1 | 0.69464 | 0.69464 | 0.86637 | 0.69464 | 0.90456 | 0.90456 | 0.81571 | 0.99072 | 0.53052 | 0.79752 | 0.70713 | 0.62439 | 0.89179 | 0.84779 | 0.72394 | 0.81803 | 0.62701 | 0.84888 | 0.86637 | 0.80338 | 0.88174 | 0.84088 | 0.74534 | 0.98951 | 0.4845 | 0.91365 | 0.65543 | 0.49203 | 0.91833 | 0.96046 | 0.7289 | 0.96729 | 0.58894 | 0.90064 | 0.87137 | 0.80971 | 0.88537 | 0.93036 | 0
Jan | 20 | 16 | Weekday | Friday | 0.90538 | 1 | 0.94618 | 0.81766 | 1 | 0.81766 | 0.81766 | 0.92262 | 0.81766 | 0.90538 | 0.90538 | 0.98329 | 1 | 0.55779 | 0.86446 | 0.77584 | 0.81847 | 0.92278 | 0.85928 | 0.75964 | 0.80094 | 0.6513 | 0.94124 | 0.92262 | 0.88392 | 0.90827 | 0.91129 | 0.96078 | 0.99926 | 0.56915 | 0.98939 | 0.7229 | 0.75036 | 0.94957 | 0.98847 | 0.77797 | 0.97912 | 0.67332 | 1 | 0.93977 | 0.91062 | 0.91726 | 1 | 0
Jan | 20 | 17 | Weekday | Friday | 0.89116 | 0.99475 | 0.9335 | 0.97593 | 1 | 0.97593 | 0.97593 | 0.984 | 0.97593 | 0.89116 | 0.89116 | 1 | 0.99998 | 0.6803 | 0.81841 | 0.79621 | 0.96373 | 0.93974 | 0.75361 | 0.88297 | 0.76777 | 0.77353 | 0.80963 | 0.984 | 0.96802 | 0.92878 | 0.52225 | 0.99972 | 1 | 0.70584 | 0.90809 | 0.74305 | 0.9505 | 0.97247 | 0.76193 | 0.99286 | 0.82306 | 0.80923 | 0.75399 | 1 | 1 | 0.93518 | 0.45021 | 0
Jan | 20 | 18 | Weekday | Friday | 0.84059 | 0.97027 | 0.90815 | 1 | 1 | 1 | 1 | 0.87073 | 1 | 0.84059 | 0.84059 | 0.99721 | 0.81169 | 0.88607 | 0.69913 | 0.68341 | 1 | 0.6069 | 0.77477 | 0.89018 | 0.77818 | 0.86233 | 0.74488 | 0.87073 | 0.86165 | 0.93736 | 0.41106 | 0.99992 | 0.78328 | 0.89855 | 0.72125 | 0.6267 | 1 | 0.6139 | 0.76201 | 0.99296 | 0.82321 | 0.87688 | 0.63251 | 0.79593 | 0.79005 | 0.9335 | 0.26319 | 0
Jan | 20 | 19 | Weekday | Friday | 0.80498 | 0.95389 | 0.88925 | 0.96174 | 1 | 0.96174 | 0.96174 | 0.87696 | 0.96174 | 0.80498 | 0.80498 | 0.86524 | 0.8077 | 0.85028 | 0.69089 | 0.68761 | 0.98454 | 0.61348 | 0.7885 | 0.89762 | 0.77633 | 0.87062 | 0.75373 | 0.87696 | 0.87291 | 0.89115 | 0.4924 | 0.8383 | 0.77466 | 0.91901 | 0.69856 | 0.62943 | 0.97675 | 0.61657 | 0.76289 | 0.99603 | 0.82372 | 0.89868 | 0.63226 | 0.7693 | 0.76265 | 0.86018 | 0.27899 | 0
Jan | 20 | 20 | Weekday | Friday | 0.78873 | 0.90729 | 0.87079 | 0.88794 | 1 | 0.88794 | 0.88794 | 0.85181 | 0.88794 | 0.78873 | 0.78873 | 0.86008 | 0.7204 | 0.89854 | 0.60866 | 0.67102 | 0.98019 | 0.56272 | 0.79883 | 0.79645 | 0.78694 | 0.94843 | 0.73205 | 0.85181 | 0.85245 | 0.82965 | 0.4491 | 0.83799 | 0.66264 | 1 | 0.55872 | 0.60908 | 0.96727 | 0.53974 | 0.76285 | 0.81864 | 0.8238 | 0.98367 | 0.59152 | 0.70792 | 0.70101 | 0.76462 | 0.26791 | 0
Jan | 20 | 21 | Weekday | Friday | 0.73381 | 0.84936 | 0.84591 | 0.80807 | 1 | 0.80807 | 0.80807 | 0.28828 | 0.80807 | 0.73381 | 0.73381 | 0.86367 | 0.69285 | 0.94908 | 0.60447 | 0.68688 | 0.88212 | 0.47424 | 0.21656 | 0.80756 | 0.12675 | 0.91924 | 0.73749 | 0.28828 | 0.31268 | 0.65384 | 0.52685 | 0.83671 | 0.62728 | 0.97469 | 0.53382 | 0.6228 | 0.83359 | 0.45615 | 0.33537 | 0.81677 | 0.27181 | 0.92794 | 0.59216 | 0.3341 | 0.38099 | 0.54857 | 0.28325 | 0
Jan | 20 | 22 | Weekday | Friday | 0.7299 | 0.81837 | 0.81815 | 0.70127 | 1 | 0.70127 | 0.70127 | 0.13047 | 0.70127 | 0.7299 | 0.7299 | 0.84045 | 0.64944 | 0.76891 | 0.25517 | 0.1941 | 0.77738 | 0.39252 | 0.21253 | 0.81553 | 0.12632 | 0.71224 | 0.32085 | 0.13047 | 0.16269 | 0.24129 | 0.47689 | 0.83523 | 0.57154 | 0.7514 | 0.34059 | 0.19365 | 0.66511 | 0.37 | 0.33584 | 0.81458 | 0.27388 | 0.68608 | 0.39093 | 0.1888 | 0.24917 | 0.32446 | 0.271 | 0
Jan | 20 | 23 | Weekday | Friday | 0.70229 | 0.83147 | 0.79605 | 0.60944 | 1 | 0.60944 | 0.60944 | 0.14055 | 0.60944 | 0.70229 | 0.70229 | 0.72244 | 0.6943 | 0.56192 | 0.20096 | 0.16605 | 0.54729 | 0.51676 | 0.21375 | 0.75441 | 0.12703 | 0.48101 | 0.28689 | 0.14055 | 0.17814 | 0.3519 | 0.3771 | 0.85326 | 0.65141 | 0.5716 | 0.26814 | 0.16538 | 0.50647 | 0.47542 | 0.34033 | 0.8577 | 0.2772 | 0.46024 | 0.34837 | 0.18506 | 0.24614 | 0.4731 | 0.26225 | 0
Jan | 21 | 24 | Weekend | Saturday | 0.68023 | 0.81286 | 0.76293 | 0.53638 | 1 | 0.53638 | 0.53638 | 0.14612 | 0.53638 | 0.68023 | 0.68023 | 0.54995 | 0.66641 | 0.36134 | 0.18546 | 0.17728 | 0.49405 | 0.44886 | 0.21522 | 0.56464 | 0.13303 | 0.43811 | 0.2737 | 0.14612 | 0.18101 | 0.25808 | 0.40517 | 0.48802 | 0.61427 | 0.42192 | 0.23658 | 0.17665 | 0.41954 | 0.42111 | 0.33806 | 0.48584 | 0.28252 | 0.41219 | 0.33517 | 0.18977 | 0.24956 | 0.34558 | 0.267 | 0
Jan | 21 | 1 | Weekend | Saturday | 0.67597 | 0.77801 | 0.75341 | 0.51642 | 1 | 0.51642 | 0.51642 | 0.15091 | 0.51642 | 0.67597 | 0.67597 | 0.18364 | 0.66564 | 0.32973 | 0.18301 | 0.17071 | 0.48575 | 0.51969 | 0.21496 | 0.21453 | 0.131 | 0.43739 | 0.27695 | 0.15091 | 0.18877 | 0.24787 | 0.38866 | 0.32019 | 0.61273 | 0.40664 | 0.23653 | 0.16997 | 0.40598 | 0.47831 | 0.33895 | 0.33712 | 0.28074 | 0.41486 | 0.3333 | 0.19086 | 0.25078 | 0.32713 | 0.26415 | 0
Jan | 21 | 2 | Weekend | Saturday | 0.67964 | 0.76699 | 0.74838 | 0.50282 | 1 | 0.50282 | 0.50282 | 0.15639 | 0.50282 | 0.67964 | 0.67964 | 0.18497 | 0.66887 | 0.29387 | 0.18545 | 0.17953 | 0.48575 | 0.46129 | 0.21673 | 0.21875 | 0.13296 | 0.40386 | 0.27421 | 0.15639 | 0.19301 | 0.26727 | 0.40712 | 0.32071 | 0.61425 | 0.35352 | 0.237 | 0.17901 | 0.39986 | 0.43267 | 0.34046 | 0.33803 | 0.2819 | 0.37079 | 0.33392 | 0.19227 | 0.25144 | 0.34323 | 0.26827 | 0
Jan | 21 | 3 | Weekend | Saturday | 0.67608 | 0.76498 | 0.75022 | 0.49642 | 1 | 0.49642 | 0.49642 | 0.15848 | 0.49642 | 0.67608 | 0.67608 | 0.18383 | 0.67163 | 0.28933 | 0.18421 | 0.18408 | 0.48954 | 0.52614 | 0.21713 | 0.21538 | 0.1323 | 0.40866 | 0.27307 | 0.15848 | 0.20075 | 0.26257 | 0.3931 | 0.32095 | 0.61573 | 0.34923 | 0.23675 | 0.18329 | 0.3971 | 0.48588 | 0.34096 | 0.33846 | 0.28102 | 0.3745 | 0.3336 | 0.1929 | 0.25267 | 0.33839 | 0.2651 | 0
Jan | 21 | 4 | Weekend | Saturday | 0.67797 | 0.76748 | 0.76443 | 0.50327 | 1 | 0.50327 | 0.50327 | 0.16389 | 0.50327 | 0.67797 | 0.67797 | 0.18706 | 0.67684 | 0.31692 | 0.19522 | 0.19056 | 0.53325 | 0.54208 | 0.21911 | 0.22241 | 0.13528 | 0.43141 | 0.27811 | 0.16389 | 0.20629 | 0.28827 | 0.41434 | 0.32421 | 0.62156 | 0.36829 | 0.24905 | 0.19007 | 0.44904 | 0.50567 | 0.34277 | 0.34377 | 0.28536 | 0.39538 | 0.33537 | 0.19429 | 0.25354 | 0.36771 | 0.2692 | 0
Jan | 21 | 5 | Weekend | Saturday | 0.65211 | 0.78981 | 0.80542 | 0.57428 | 1 | 0.57428 | 0.57428 | 0.1684 | 0.57428 | 0.65211 | 0.65211 | 0.55733 | 0.67891 | 0.35723 | 0.21221 | 0.1897 | 0.63025 | 0.68176 | 0.21967 | 0.5673 | 0.13618 | 0.4723 | 0.27425 | 0.1684 | 0.21195 | 0.29405 | 0.39864 | 0.49054 | 0.62328 | 0.40524 | 0.27276 | 0.18863 | 0.5604 | 0.62422 | 0.34291 | 0.48495 | 0.28512 | 0.44262 | 0.3339 | 0.19541 | 0.25444 | 0.37025 | 0.2656 | 0
Jan | 21 | 6 | Weekend | Saturday | 0.67368 | 0.83787 | 0.8645 | 0.66192 | 1 | 0.66192 | 0.66192 | 0.56462 | 0.66192 | 0.67368 | 0.67368 | 0.77348 | 0.71729 | 0.53288 | 0.35633 | 0.43732 | 0.78154 | 0.73206 | 0.22317 | 0.86404 | 0.13726 | 0.6453 | 0.47758 | 0.56462 | 0.59326 | 0.70906 | 0.41911 | 0.8384 | 0.68113 | 0.63068 | 0.36621 | 0.43717 | 0.69006 | 0.69599 | 0.34409 | 0.99753 | 0.2865 | 0.64751 | 0.43898 | 0.28253 | 0.3062 | 0.49794 | 0.26971 | 0
Jan | 21 | 7 | Weekend | Saturday | 0.70317 | 0.84611 | 0.90148 | 0.6928 | 0.0044144 | 0.6928 | 0.6928 | 0.466 | 0.6928 | 0.70317 | 0.70317 | 0.81199 | 0.77816 | 0.79125 | 0.34952 | 0.352 | 0.74611 | 0.74702 | 0.18873 | 0.79728 | 0.1182 | 0.74727 | 0.36331 | 0.466 | 0.4667 | 0.67713 | 0.38734 | 0.92149 | 0.71664 | 0.79809 | 0.34607 | 0.33742 | 0.64092 | 0.70857 | 0.29661 | 0.91863 | 0.24784 | 0.74564 | 0.28385 | 0.22545 | 0.19414 | 0.48875 | 0.20126 | 0
Jan | 21 | 8 | Weekend | Saturday | 0.75025 | 0.8728 | 0.91151 | 0.71536 | 0.0044144 | 0.71536 | 0.71536 | 0.92222 | 0.71536 | 0.75025 | 0.75025 | 0.82898 | 0.79344 | 1 | 0.39738 | 0.3387 | 0.6941 | 0.74397 | 0.18228 | 0.68417 | 0.11244 | 1 | 0.35585 | 0.92222 | 0.89795 | 0.77473 | 0.3935 | 0.90869 | 0.75587 | 0.9706 | 0.44855 | 0.32516 | 0.56967 | 0.72902 | 0.28861 | 0.72892 | 0.2367 | 1 | 0.31744 | 0.44966 | 0.37068 | 0.66614 | 0.19885 | 0
Jan | 21 | 9 | Weekend | Saturday | 0.84763 | 0.89363 | 0.90581 | 0.7027 | 0.0044144 | 0.7027 | 0.7027 | 0.87485 | 0.7027 | 0.84763 | 0.84763 | 0.7411 | 0.82448 | 0.81796 | 0.35349 | 0.30815 | 0.61709 | 0.78309 | 0.18174 | 0.68387 | 0.11216 | 0.85235 | 0.33908 | 0.87485 | 0.84422 | 0.72998 | 0.36623 | 0.74558 | 0.7977 | 0.81056 | 0.41207 | 0.29689 | 0.49775 | 0.76902 | 0.28738 | 0.72925 | 0.23658 | 0.85 | 0.31453 | 0.56049 | 0.49139 | 0.63628 | 0.24921 | 0
Jan | 21 | 10 | Weekend | Saturday | 0.9196 | 0.92008 | 0.90114 | 0.6982 | 0.0044144 | 0.6982 | 0.6982 | 0.89863 | 0.6982 | 0.9196 | 0.9196 | 0.89354 | 0.83669 | 0.66028 | 0.31132 | 0.29527 | 0.53842 | 0.72653 | 0.17981 | 0.77813 | 0.11488 | 0.62708 | 0.32422 | 0.89863 | 0.85454 | 0.78992 | 0.37055 | 0.90909 | 0.81445 | 0.64252 | 0.36443 | 0.28708 | 0.42292 | 0.72256 | 0.28575 | 0.90633 | 0.23645 | 0.59269 | 0.31021 | 0.68292 | 0.61697 | 0.75555 | 0.25367 | 0
Jan | 21 | 11 | Weekend | Saturday | 0.94199 | 0.93302 | 0.89375 | 0.67574 | 0.0044144 | 0.67574 | 0.67574 | 0.85804 | 0.67574 | 0.94199 | 0.94199 | 0.88667 | 0.84239 | 0.61205 | 0.30667 | 0.2897 | 0.5124 | 0.75642 | 0.1813 | 0.78413 | 0.11179 | 0.60092 | 0.31852 | 0.85804 | 0.80682 | 0.86737 | 0.31899 | 0.92557 | 0.82205 | 0.61876 | 0.36406 | 0.28305 | 0.42481 | 0.74869 | 0.28908 | 0.94703 | 0.23753 | 0.56712 | 0.31081 | 0.68085 | 0.61697 | 0.8774 | 0.2447 | 0
Jan | 21 | 12 | Weekend | Saturday | 0.91744 | 0.92413 | 0.88364 | 0.67235 | 0.0044144 | 0.67235 | 0.67235 | 0.87628 | 0.67235 | 0.91744 | 0.91744 | 0.8621 | 0.83546 | 0.56554 | 0.30766 | 0.28714 | 0.49884 | 0.68974 | 0.17951 | 0.75126 | 0.11035 | 0.59016 | 0.28547 | 0.87628 | 0.81867 | 0.84029 | 0.29623 | 0.91014 | 0.81326 | 0.59572 | 0.36507 | 0.28127 | 0.42077 | 0.68877 | 0.28499 | 0.91433 | 0.2346 | 0.56532 | 0.25551 | 0.76436 | 0.70068 | 0.85855 | 0.18333 | 0
Jan | 21 | 13 | Weekend | Saturday | 0.88583 | 0.92005 | 0.88026 | 0.65458 | 0.0044144 | 0.65458 | 0.65458 | 0.85535 | 0.65458 | 0.88583 | 0.88583 | 0.74644 | 0.83394 | 0.53516 | 0.30498 | 0.27413 | 0.47867 | 0.73928 | 0.17918 | 0.74805 | 0.10925 | 0.58136 | 0.28191 | 0.85535 | 0.7959 | 0.82679 | 0.26375 | 0.74619 | 0.8117 | 0.54542 | 0.36576 | 0.26921 | 0.40891 | 0.73566 | 0.28506 | 0.90729 | 0.23379 | 0.5644 | 0.25494 | 0.76374 | 0.70068 | 0.84761 | 0.17658 | 0
Jan | 21 | 14 | Weekend | Saturday | 0.86892 | 0.92044 | 0.87196 | 0.66381 | 0.0044144 | 0.66381 | 0.66381 | 0.84673 | 0.66381 | 0.86892 | 0.86892 | 0.72292 | 0.83761 | 0.5308 | 0.23997 | 0.24631 | 0.47132 | 0.6947 | 0.17749 | 0.64547 | 0.10751 | 0.58649 | 0.28009 | 0.84673 | 0.78807 | 0.81206 | 0.29725 | 0.74619 | 0.8157 | 0.53884 | 0.25777 | 0.24121 | 0.40544 | 0.69771 | 0.28434 | 0.73018 | 0.23265 | 0.56288 | 0.25579 | 0.76433 | 0.70068 | 0.83159 | 0.18366 | 0
Jan | 21 | 15 | Weekend | Saturday | 0.84572 | 0.92603 | 0.86347 | 0.69624 | 1 | 0.69624 | 0.69624 | 0.8475 | 0.69624 | 0.84572 | 0.84572 | 0.7658 | 0.79342 | 0.52976 | 0.24314 | 0.24951 | 0.50833 | 0.73088 | 0.17777 | 0.66206 | 0.10903 | 0.58626 | 0.28508 | 0.8475 | 0.79114 | 0.80527 | 0.27966 | 0.74585 | 0.77776 | 0.52105 | 0.25694 | 0.24408 | 0.44005 | 0.72891 | 0.28424 | 0.72952 | 0.23376 | 0.55905 | 0.25658 | 0.76628 | 0.70068 | 0.81669 | 0.1787 | 0
Jan | 21 | 16 | Weekend | Saturday | 0.86762 | 0.95703 | 0.86523 | 0.80353 | 1 | 0.80353 | 0.80353 | 0.90688 | 0.80353 | 0.86762 | 0.86762 | 0.94003 | 0.787 | 0.5636 | 0.31304 | 0.31101 | 0.71152 | 0.69204 | 0.19719 | 0.70675 | 0.11989 | 0.61109 | 0.37539 | 0.90688 | 0.87538 | 0.8341 | 0.33307 | 0.95896 | 0.76373 | 0.5981 | 0.33376 | 0.30385 | 0.69985 | 0.69065 | 0.31293 | 0.77627 | 0.25808 | 0.64229 | 0.35973 | 0.83585 | 0.80288 | 0.84564 | 0.20591 | 0
Jan | 21 | 17 | Weekend | Saturday | 0.87659 | 0.96401 | 0.85843 | 0.9405 | 1 | 0.9405 | 0.9405 | 0.94911 | 0.9405 | 0.87659 | 0.87659 | 0.97562 | 0.75476 | 0.64625 | 0.34808 | 0.35537 | 0.89391 | 0.74632 | 0.21466 | 0.84901 | 0.13094 | 0.7129 | 0.43217 | 0.94911 | 0.94505 | 0.83584 | 0.35304 | 0.99995 | 0.72202 | 0.69963 | 0.35997 | 0.34625 | 0.93709 | 0.73928 | 0.33739 | 0.99312 | 0.27827 | 0.75382 | 0.42054 | 0.80744 | 0.80726 | 0.80645 | 0.25592 | 0
Jan | 21 | 18 | Weekend | Saturday | 0.82835 | 0.9384 | 0.83885 | 0.94128 | 1 | 0.94128 | 0.94128 | 0.86442 | 0.94128 | 0.82835 | 0.82835 | 0.97924 | 0.73032 | 0.78963 | 0.27943 | 0.19818 | 0.9436 | 0.53227 | 0.21798 | 0.85799 | 0.13229 | 0.85448 | 0.30093 | 0.86442 | 0.86883 | 0.85172 | 0.44262 | 1 | 0.68517 | 0.89353 | 0.34948 | 0.197 | 0.99245 | 0.52471 | 0.33863 | 0.99309 | 0.27926 | 0.90516 | 0.35587 | 0.63923 | 0.63632 | 0.7942 | 0.27363 | 0
Jan | 21 | 19 | Weekend | Saturday | 0.80438 | 0.9213 | 0.82408 | 0.89053 | 1 | 0.89053 | 0.89053 | 0.49385 | 0.89053 | 0.80438 | 0.80438 | 0.8411 | 0.72414 | 0.84273 | 0.26308 | 0.20398 | 0.93544 | 0.58504 | 0.22004 | 0.87138 | 0.1361 | 0.87513 | 0.30384 | 0.49385 | 0.51187 | 0.77328 | 0.39723 | 0.83961 | 0.67135 | 0.9243 | 0.32598 | 0.20281 | 0.97014 | 0.56758 | 0.34075 | 0.99811 | 0.28236 | 0.91224 | 0.36044 | 0.46152 | 0.49214 | 0.67013 | 0.26233 | 0
Jan | 21 | 20 | Weekend | Saturday | 0.78926 | 0.87944 | 0.80877 | 0.81588 | 1 | 0.81588 | 0.81588 | 0.48074 | 0.81588 | 0.78926 | 0.78926 | 0.84401 | 0.6796 | 0.88203 | 0.27307 | 0.21891 | 0.9338 | 0.52095 | 0.22622 | 0.77094 | 0.13965 | 0.9359 | 0.30893 | 0.48074 | 0.50056 | 0.75412 | 0.48688 | 0.83917 | 0.60868 | 0.98855 | 0.32704 | 0.21684 | 0.96104 | 0.49874 | 0.34211 | 0.82047 | 0.28835 | 0.97648 | 0.36717 | 0.4286 | 0.45897 | 0.63287 | 0.27964 | 0
Jan | 21 | 21 | Weekend | Saturday | 0.7375 | 0.83081 | 0.78762 | 0.74934 | 1 | 0.74934 | 0.74934 | 0.16928 | 0.74934 | 0.7375 | 0.7375 | 0.84578 | 0.67621 | 0.85422 | 0.25229 | 0.22277 | 0.83759 | 0.52434 | 0.23934 | 0.78724 | 0.1609 | 0.92 | 0.31504 | 0.16928 | 0.20135 | 0.65191 | 0.428 | 0.8376 | 0.60041 | 0.93819 | 0.30217 | 0.22028 | 0.82764 | 0.49468 | 0.34496 | 0.8181 | 0.29641 | 0.95392 | 0.36685 | 0.24095 | 0.30084 | 0.5264 | 0.26572 | 0
Jan | 21 | 22 | Weekend | Saturday | 0.72446 | 0.81265 | 0.76373 | 0.66898 | 1 | 0.66898 | 0.66898 | 0.13722 | 0.66898 | 0.72446 | 0.72446 | 0.82057 | 0.66952 | 0.83655 | 0.245 | 0.23875 | 0.73616 | 0.43961 | 0.24957 | 0.79546 | 0.15529 | 0.7434 | 0.32009 | 0.13722 | 0.17333 | 0.23406 | 0.51777 | 0.8352 | 0.58435 | 0.79293 | 0.27917 | 0.23588 | 0.6596 | 0.41342 | 0.3458 | 0.8144 | 0.30249 | 0.72142 | 0.36863 | 0.18759 | 0.24836 | 0.31275 | 0.28323 | 0
Jan | 21 | 23 | Weekend | Saturday | 0.69656 | 0.82455 | 0.74444 | 0.59243 | 1 | 0.59243 | 0.59243 | 0.14055 | 0.59243 | 0.69656 | 0.69656 | 0.72244 | 0.6943 | 0.56192 | 0.20096 | 0.16605 | 0.54729 | 0.51676 | 0.21375 | 0.75441 | 0.12703 | 0.48101 | 0.28689 | 0.14055 | 0.17814 | 0.3519 | 0.3771 | 0.85326 | 0.65141 | 0.5716 | 0.26814 | 0.16538 | 0.50647 | 0.47542 | 0.34033 | 0.8577 | 0.2772 | 0.46024 | 0.34837 | 0.18506 | 0.24614 | 0.4731 | 0.26225 | 0
Jan | 22 | 24 | Weekend | Sunday | 0.68023 | 0.81286 | 0.76293 | 0.53638 | 1 | 0.53638 | 0.53638 | 0.14612 | 0.53638 | 0.68023 | 0.68023 | 0.54995 | 0.66641 | 0.36134 | 0.18546 | 0.17728 | 0.49405 | 0.44886 | 0.21522 | 0.56464 | 0.13303 | 0.43811 | 0.2737 | 0.14612 | 0.18101 | 0.25808 | 0.40517 | 0.48802 | 0.61427 | 0.42192 | 0.23658 | 0.17665 | 0.41954 | 0.42111 | 0.33806 | 0.48584 | 0.28252 | 0.41219 | 0.33517 | 0.18977 | 0.24956 | 0.34558 | 0.267 | 0
Jan | 22 | 1 | Weekend | Sunday | 0.67597 | 0.77801 | 0.75341 | 0.51642 | 1 | 0.51642 | 0.51642 | 0.15091 | 0.51642 | 0.67597 | 0.67597 | 0.18364 | 0.66564 | 0.32973 | 0.18301 | 0.17071 | 0.48575 | 0.51969 | 0.21496 | 0.21453 | 0.131 | 0.43739 | 0.27695 | 0.15091 | 0.18877 | 0.24787 | 0.38866 | 0.32019 | 0.61273 | 0.40664 | 0.23653 | 0.16997 | 0.40598 | 0.47831 | 0.33895 | 0.33712 | 0.28074 | 0.41486 | 0.3333 | 0.19086 | 0.25078 | 0.32713 | 0.26415 | 0
Jan | 22 | 2 | Weekend | Sunday | 0.67964 | 0.76699 | 0.74838 | 0.50282 | 1 | 0.50282 | 0.50282 | 0.15639 | 0.50282 | 0.67964 | 0.67964 | 0.18497 | 0.66887 | 0.29387 | 0.18545 | 0.17953 | 0.48575 | 0.46129 | 0.21673 | 0.21875 | 0.13296 | 0.40386 | 0.27421 | 0.15639 | 0.19301 | 0.26727 | 0.40712 | 0.32071 | 0.61425 | 0.35352 | 0.237 | 0.17901 | 0.39986 | 0.43267 | 0.34046 | 0.33803 | 0.2819 | 0.37079 | 0.33392 | 0.19227 | 0.25144 | 0.34323 | 0.26827 | 0
Jan | 22 | 3 | Weekend | Sunday | 0.67608 | 0.76498 | 0.75022 | 0.49642 | 1 | 0.49642 | 0.49642 | 0.15848 | 0.49642 | 0.67608 | 0.67608 | 0.18383 | 0.67163 | 0.28933 | 0.18421 | 0.18408 | 0.48954 | 0.52614 | 0.21713 | 0.21538 | 0.1323 | 0.40866 | 0.27307 | 0.15848 | 0.20075 | 0.26257 | 0.3931 | 0.32095 | 0.61573 | 0.34923 | 0.23675 | 0.18329 | 0.3971 | 0.48588 | 0.34096 | 0.33846 | 0.28102 | 0.3745 | 0.3336 | 0.1929 | 0.25267 | 0.33839 | 0.2651 | 0
Jan | 22 | 4 | Weekend | Sunday | 0.67797 | 0.76748 | 0.76443 | 0.50327 | 1 | 0.50327 | 0.50327 | 0.16389 | 0.50327 | 0.67797 | 0.67797 | 0.18706 | 0.67684 | 0.31692 | 0.19522 | 0.19056 | 0.53325 | 0.54208 | 0.21911 | 0.22241 | 0.13528 | 0.43141 | 0.27811 | 0.16389 | 0.20629 | 0.28827 | 0.41434 | 0.32421 | 0.62156 | 0.36829 | 0.24905 | 0.19007 | 0.44904 | 0.50567 | 0.34277 | 0.34377 | 0.28536 | 0.39538 | 0.33537 | 0.19429 | 0.25354 | 0.36771 | 0.2692 | 0
Jan | 22 | 5 | Weekend | Sunday | 0.65211 | 0.78981 | 0.80542 | 0.57428 | 1 | 0.57428 | 0.57428 | 0.1684 | 0.57428 | 0.65211 | 0.65211 | 0.55733 | 0.67891 | 0.35723 | 0.21221 | 0.1897 | 0.63025 | 0.68176 | 0.21967 | 0.5673 | 0.13618 | 0.4723 | 0.27425 | 0.1684 | 0.21195 | 0.29405 | 0.39864 | 0.49054 | 0.62328 | 0.40524 | 0.27276 | 0.18863 | 0.5604 | 0.62422 | 0.34291 | 0.48495 | 0.28512 | 0.44262 | 0.3339 | 0.19541 | 0.25444 | 0.37025 | 0.2656 | 0
Jan | 22 | 6 | Weekend | Sunday | 0.67368 | 0.83787 | 0.8645 | 0.66192 | 1 | 0.66192 | 0.66192 | 0.56462 | 0.66192 | 0.67368 | 0.67368 | 0.77348 | 0.71729 | 0.53288 | 0.35633 | 0.43732 | 0.78154 | 0.73206 | 0.22317 | 0.86404 | 0.13726 | 0.6453 | 0.47758 | 0.56462 | 0.59326 | 0.70906 | 0.41911 | 0.8384 | 0.68113 | 0.63068 | 0.36621 | 0.43717 | 0.69006 | 0.69599 | 0.34409 | 0.99753 | 0.2865 | 0.64751 | 0.43898 | 0.28253 | 0.3062 | 0.49794 | 0.26971 | 0
Jan | 22 | 7 | Weekend | Sunday | 0.70317 | 0.84611 | 0.90148 | 0.6928 | 0.0044144 | 0.6928 | 0.6928 | 0.466 | 0.6928 | 0.70317 | 0.70317 | 0.81199 | 0.77816 | 0.79125 | 0.34952 | 0.352 | 0.74611 | 0.74702 | 0.18873 | 0.79728 | 0.1182 | 0.74727 | 0.36331 | 0.466 | 0.4667 | 0.67713 | 0.38734 | 0.92149 | 0.71664 | 0.79809 | 0.34607 | 0.33742 | 0.64092 | 0.70857 | 0.29661 | 0.91863 | 0.24784 | 0.74564 | 0.28385 | 0.22545 | 0.19414 | 0.48875 | 0.20126 | 0
Jan | 22 | 8 | Weekend | Sunday | 0.75025 | 0.8728 | 0.91151 | 0.71536 | 0.0044144 | 0.71536 | 0.71536 | 0.92222 | 0.71536 | 0.75025 | 0.75025 | 0.82898 | 0.79344 | 1 | 0.39738 | 0.3387 | 0.6941 | 0.74397 | 0.18228 | 0.68417 | 0.11244 | 1 | 0.35585 | 0.92222 | 0.89795 | 0.77473 | 0.3935 | 0.90869 | 0.75587 | 0.9706 | 0.44855 | 0.32516 | 0.56967 | 0.72902 | 0.28861 | 0.72892 | 0.2367 | 1 | 0.31744 | 0.44966 | 0.37068 | 0.66614 | 0.19885 | 0
Jan | 22 | 9 | Weekend | Sunday | 0.84763 | 0.89363 | 0.90581 | 0.7027 | 0.0044144 | 0.7027 | 0.7027 | 0.87485 | 0.7027 | 0.84763 | 0.84763 | 0.7411 | 0.82448 | 0.81796 | 0.35349 | 0.30815 | 0.61709 | 0.78309 | 0.18174 | 0.68387 | 0.11216 | 0.85235 | 0.33908 | 0.87485 | 0.84422 | 0.72998 | 0.36623 | 0.74558 | 0.7977 | 0.81056 | 0.41207 | 0.29689 | 0.49775 | 0.76902 | 0.28738 | 0.72925 | 0.23658 | 0.85 | 0.31453 | 0.56049 | 0.49139 | 0.63628 | 0.24921 | 0
Jan | 22 | 10 | Weekend | Sunday | 0.9196 | 0.92008 | 0.90114 | 0.6982 | 0.0044144 | 0.6982 | 0.6982 | 0.89863 | 0.6982 | 0.9196 | 0.9196 | 0.89354 | 0.83669 | 0.66028 | 0.31132 | 0.29527 | 0.53842 | 0.72653 | 0.17981 | 0.77813 | 0.11488 | 0.62708 | 0.32422 | 0.89863 | 0.85454 | 0.78992 | 0.37055 | 0.90909 | 0.81445 | 0.64252 | 0.36443 | 0.28708 | 0.42292 | 0.72256 | 0.28575 | 0.90633 | 0.23645 | 0.59269 | 0.31021 | 0.68292 | 0.61697 | 0.75555 | 0.25367 | 0
Jan | 22 | 11 | Weekend | Sunday | 0.94199 | 0.93302 | 0.89375 | 0.67574 | 0.0044144 | 0.67574 | 0.67574 | 0.85804 | 0.67574 | 0.94199 | 0.94199 | 0.88667 | 0.84239 | 0.61205 | 0.30667 | 0.2897 | 0.5124 | 0.75642 | 0.1813 | 0.78413 | 0.11179 | 0.60092 | 0.31852 | 0.85804 | 0.80682 | 0.86737 | 0.31899 | 0.92557 | 0.82205 | 0.61876 | 0.36406 | 0.28305 | 0.42481 | 0.74869 | 0.28908 | 0.94703 | 0.23753 | 0.56712 | 0.31081 | 0.68085 | 0.61697 | 0.8774 | 0.2447 | 0
Jan | 22 | 12 | Weekend | Sunday | 0.91744 | 0.92413 | 0.88364 | 0.67235 | 0.0044144 | 0.67235 | 0.67235 | 0.87628 | 0.67235 | 0.91744 | 0.91744 | 0.8621 | 0.83546 | 0.56554 | 0.30766 | 0.28714 | 0.49884 | 0.68974 | 0.17951 | 0.75126 | 0.11035 | 0.59016 | 0.28547 | 0.87628 | 0.81867 | 0.84029 | 0.29623 | 0.91014 | 0.81326 | 0.59572 | 0.36507 | 0.28127 | 0.42077 | 0.68877 | 0.28499 | 0.91433 | 0.2346 | 0.56532 | 0.25551 | 0.76436 | 0.70068 | 0.85855 | 0.18333 | 0
Jan | 22 | 13 | Weekend | Sunday | 0.88583 | 0.92005 | 0.88026 | 0.65458 | 0.0044144 | 0.65458 | 0.65458 | 0.85535 | 0.65458 | 0.88583 | 0.88583 | 0.74644 | 0.83394 | 0.53516 | 0.30498 | 0.27413 | 0.47867 | 0.73928 | 0.17918 | 0.74805 | 0.10925 | 0.58136 | 0.28191 | 0.85535 | 0.7959 | 0.82679 | 0.26375 | 0.74619 | 0.8117 | 0.54542 | 0.36576 | 0.26921 | 0.40891 | 0.73566 | 0.28506 | 0.90729 | 0.23379 | 0.5644 | 0.25494 | 0.76374 | 0.70068 | 0.84761 | 0.17658 | 0
Jan | 22 | 14 | Weekend | Sunday | 0.86892 | 0.92044 | 0.87196 | 0.66381 | 0.0044144 | 0.66381 | 0.66381 | 0.84673 | 0.66381 | 0.86892 | 0.86892 | 0.72292 | 0.83761 | 0.5308 | 0.23997 | 0.24631 | 0.47132 | 0.6947 | 0.17749 | 0.64547 | 0.10751 | 0.58649 | 0.28009 | 0.84673 | 0.78807 | 0.81206 | 0.29725 | 0.74619 | 0.8157 | 0.53884 | 0.25777 | 0.24121 | 0.40544 | 0.69771 | 0.28434 | 0.73018 | 0.23265 | 0.56288 | 0.25579 | 0.76433 | 0.70068 | 0.83159 | 0.18366 | 0
Jan | 22 | 15 | Weekend | Sunday | 0.84572 | 0.92603 | 0.86347 | 0.69624 | 1 | 0.69624 | 0.69624 | 0.8475 | 0.69624 | 0.84572 | 0.84572 | 0.7658 | 0.79342 | 0.52976 | 0.24314 | 0.24951 | 0.50833 | 0.73088 | 0.17777 | 0.66206 | 0.10903 | 0.58626 | 0.28508 | 0.8475 | 0.79114 | 0.80527 | 0.27966 | 0.74585 | 0.77776 | 0.52105 | 0.25694 | 0.24408 | 0.44005 | 0.72891 | 0.28424 | 0.72952 | 0.23376 | 0.55905 | 0.25658 | 0.76628 | 0.70068 | 0.81669 | 0.1787 | 0
Jan | 22 | 16 | Weekend | Sunday | 0.86762 | 0.95703 | 0.86523 | 0.80353 | 1 | 0.80353 | 0.80353 | 0.90688 | 0.80353 | 0.86762 | 0.86762 | 0.94003 | 0.787 | 0.5636 | 0.31304 | 0.31101 | 0.71152 | 0.69204 | 0.19719 | 0.70675 | 0.11989 | 0.61109 | 0.37539 | 0.90688 | 0.87538 | 0.8341 | 0.33307 | 0.95896 | 0.76373 | 0.5981 | 0.33376 | 0.30385 | 0.69985 | 0.69065 | 0.31293 | 0.77627 | 0.25808 | 0.64229 | 0.35973 | 0.83585 | 0.80288 | 0.84564 | 0.20591 | 0
Jan | 22 | 17 | Weekend | Sunday | 0.87659 | 0.96401 | 0.85843 | 0.9405 | 1 | 0.9405 | 0.9405 | 0.94911 | 0.9405 | 0.87659 | 0.87659 | 0.97562 | 0.75476 | 0.64625 | 0.34808 | 0.35537 | 0.89391 | 0.74632 | 0.21466 | 0.84901 | 0.13094 | 0.7129 | 0.43217 | 0.94911 | 0.94505 | 0.83584 | 0.35304 | 0.99995 | 0.72202 | 0.69963 | 0.35997 | 0.34625 | 0.93709 | 0.73928 | 0.33739 | 0.99312 | 0.27827 | 0.75382 | 0.42054 | 0.80744 | 0.80726 | 0.80645 | 0.25592 | 0
Jan | 22 | 18 | Weekend | Sunday | 0.82835 | 0.9384 | 0.83885 | 0.94128 | 1 | 0.94128 | 0.94128 | 0.86442 | 0.94128 | 0.82835 | 0.82835 | 0.97924 | 0.73032 | 0.78963 | 0.27943 | 0.19818 | 0.9436 | 0.53227 | 0.21798 | 0.85799 | 0.13229 | 0.85448 | 0.30093 | 0.86442 | 0.86883 | 0.85172 | 0.44262 | 1 | 0.68517 | 0.89353 | 0.34948 | 0.197 | 0.99245 | 0.52471 | 0.33863 | 0.99309 | 0.27926 | 0.90516 | 0.35587 | 0.63923 | 0.63632 | 0.7942 | 0.27363 | 0
Jan | 22 | 19 | Weekend | Sunday | 0.80438 | 0.9213 | 0.82408 | 0.89053 | 1 | 0.89053 | 0.89053 | 0.49385 | 0.89053 | 0.80438 | 0.80438 | 0.8411 | 0.72414 | 0.84273 | 0.26308 | 0.20398 | 0.93544 | 0.58504 | 0.22004 | 0.87138 | 0.1361 | 0.87513 | 0.30384 | 0.49385 | 0.51187 | 0.77328 | 0.39723 | 0.83961 | 0.67135 | 0.9243 | 0.32598 | 0.20281 | 0.97014 | 0.56758 | 0.34075 | 0.99811 | 0.28236 | 0.91224 | 0.36044 | 0.46152 | 0.49214 | 0.67013 | 0.26233 | 0
Jan | 22 | 20 | Weekend | Sunday | 0.78926 | 0.87944 | 0.80877 | 0.81588 | 1 | 0.81588 | 0.81588 | 0.48074 | 0.81588 | 0.78926 | 0.78926 | 0.84401 | 0.6796 | 0.88203 | 0.27307 | 0.21891 | 0.9338 | 0.52095 | 0.22622 | 0.77094 | 0.13965 | 0.9359 | 0.30893 | 0.48074 | 0.50056 | 0.75412 | 0.48688 | 0.83917 | 0.60868 | 0.98855 | 0.32704 | 0.21684 | 0.96104 | 0.49874 | 0.34211 | 0.82047 | 0.28835 | 0.97648 | 0.36717 | 0.4286 | 0.45897 | 0.63287 | 0.27964 | 0
Jan | 22 | 21 | Weekend | Sunday | 0.7375 | 0.83081 | 0.78762 | 0.74934 | 1 | 0.74934 | 0.74934 | 0.16928 | 0.74934 | 0.7375 | 0.7375 | 0.84578 | 0.67621 | 0.85422 | 0.25229 | 0.22277 | 0.83759 | 0.52434 | 0.23934 | 0.78724 | 0.1609 | 0.92 | 0.31504 | 0.16928 | 0.20135 | 0.65191 | 0.428 | 0.8376 | 0.60041 | 0.93819 | 0.30217 | 0.22028 | 0.82764 | 0.49468 | 0.34496 | 0.8181 | 0.29641 | 0.95392 | 0.36685 | 0.24095 | 0.30084 | 0.5264 | 0.26572 | 0
Jan | 22 | 22 | Weekend | Sunday | 0.72446 | 0.81265 | 0.76373 | 0.66898 | 1 | 0.66898 | 0.66898 | 0.13722 | 0.66898 | 0.72446 | 0.72446 | 0.82057 | 0.66952 | 0.83655 | 0.245 | 0.23875 | 0.73616 | 0.43961 | 0.24957 | 0.79546 | 0.15529 | 0.7434 | 0.32009 | 0.13722 | 0.17333 | 0.23406 | 0.51777 | 0.8352 | 0.58435 | 0.79293 | 0.27917 | 0.23588 | 0.6596 | 0.41342 | 0.3458 | 0.8144 | 0.30249 | 0.72142 | 0.36863 | 0.18759 | 0.24836 | 0.31275 | 0.28323 | 0
Jan | 22 | 23 | Weekend | Sunday | 0.69656 | 0.82455 | 0.74444 | 0.59243 | 1 | 0.59243 | 0.59243 | 0.14103 | 0.59243 | 0.69656 | 0.69656 | 0.84292 | 0.64684 | 0.57979 | 0.22907 | 0.21777 | 0.7078 | 0.46444 | 0.23543 | 0.87177 | 0.14351 | 0.56378 | 0.31581 | 0.14103 | 0.16839 | 0.35622 | 0.56765 | 0.85255 | 0.5496 | 0.51621 | 0.28663 | 0.21615 | 0.52654 | 0.43118 | 0.3473 | 0.85666 | 0.29113 | 0.51122 | 0.37631 | 0.19195 | 0.25071 | 0.46808 | 0.28595 | 0
Jan | 23 | 24 | Weekday | Monday | 0.68372 | 0.81123 | 0.765 | 0.55583 | 1 | 0.55583 | 0.55583 | 0.14639 | 0.55583 | 0.68372 | 0.68372 | 0.65765 | 0.6351 | 0.33621 | 0.23445 | 0.23738 | 0.65205 | 0.41667 | 0.24043 | 0.68929 | 0.1452 | 0.53408 | 0.32663 | 0.14639 | 0.17601 | 0.29508 | 0.56002 | 0.48733 | 0.53081 | 0.3682 | 0.28797 | 0.23504 | 0.43885 | 0.39198 | 0.34523 | 0.48561 | 0.29343 | 0.47111 | 0.3881 | 0.19267 | 0.25127 | 0.36738 | 0.28166 | 0
Jan | 23 | 1 | Weekday | Monday | 0.68539 | 0.78058 | 0.75775 | 0.53753 | 1 | 0.53753 | 0.53753 | 0.15242 | 0.53753 | 0.68539 | 0.68539 | 0.18388 | 0.63492 | 0.29064 | 0.23425 | 0.24876 | 0.65649 | 0.47985 | 0.25024 | 0.21506 | 0.15285 | 0.53283 | 0.33292 | 0.15242 | 0.18525 | 0.2887 | 0.60455 | 0.31918 | 0.5276 | 0.33376 | 0.28874 | 0.24589 | 0.42667 | 0.44359 | 0.34716 | 0.33561 | 0.29989 | 0.46954 | 0.39529 | 0.19414 | 0.25273 | 0.34852 | 0.29016 | 0
Jan | 23 | 2 | Weekday | Monday | 0.69174 | 0.77265 | 0.75523 | 0.52686 | 1 | 0.52686 | 0.52686 | 0.15856 | 0.52686 | 0.69174 | 0.69174 | 0.18352 | 0.63578 | 0.26906 | 0.24308 | 0.26451 | 0.66339 | 0.42652 | 0.263 | 0.21587 | 0.15521 | 0.52963 | 0.3443 | 0.15856 | 0.19679 | 0.29753 | 0.58323 | 0.31964 | 0.52525 | 0.30427 | 0.29182 | 0.26088 | 0.42126 | 0.40315 | 0.35019 | 0.33637 | 0.30492 | 0.46205 | 0.40539 | 0.19561 | 0.25455 | 0.35275 | 0.28396 | 0
Jan | 23 | 3 | Weekday | Monday | 0.6925 | 0.77355 | 0.7603 | 0.52199 | 1 | 0.52199 | 0.52199 | 0.16517 | 0.52199 | 0.6925 | 0.6925 | 0.18385 | 0.63708 | 0.26505 | 0.24519 | 0.2706 | 0.67359 | 0.49124 | 0.27609 | 0.21585 | 0.16469 | 0.53975 | 0.36088 | 0.16517 | 0.20514 | 0.30884 | 0.62617 | 0.31993 | 0.52399 | 0.30044 | 0.29345 | 0.26657 | 0.41924 | 0.45463 | 0.35259 | 0.33685 | 0.31257 | 0.47248 | 0.42024 | 0.19718 | 0.25587 | 0.36003 | 0.29214 | 0
Jan | 23 | 4 | Weekday | Monday | 0.69728 | 0.78248 | 0.78285 | 0.536 | 1 | 0.536 | 0.536 | 0.17026 | 0.536 | 0.69728 | 0.69728 | 0.18836 | 0.69405 | 0.29707 | 0.26111 | 0.28289 | 0.71786 | 0.58766 | 0.28732 | 0.22405 | 0.16738 | 0.56486 | 0.37132 | 0.17026 | 0.21405 | 0.35393 | 0.60066 | 0.32784 | 0.59531 | 0.32354 | 0.30633 | 0.27821 | 0.47139 | 0.54892 | 0.35688 | 0.34974 | 0.3186 | 0.49653 | 0.42895 | 0.1984 | 0.25727 | 0.41438 | 0.28556 | 0
Jan | 23 | 5 | Weekday | Monday | 0.67196 | 0.81744 | 0.83906 | 0.62357 | 1 | 0.62357 | 0.62357 | 0.17708 | 0.62357 | 0.67196 | 0.67196 | 0.67893 | 0.75943 | 0.40265 | 0.29722 | 0.29775 | 0.81757 | 0.75284 | 0.29661 | 0.71384 | 0.17744 | 0.64038 | 0.3963 | 0.17708 | 0.21999 | 0.35761 | 0.63998 | 0.49444 | 0.59551 | 0.41367 | 0.35381 | 0.29255 | 0.58326 | 0.68199 | 0.35752 | 0.49141 | 0.32501 | 0.57668 | 0.45486 | 0.20002 | 0.25821 | 0.41405 | 0.29342 | 0
Jan | 23 | 6 | Weekday | Monday | 0.7041 | 0.8762 | 0.92118 | 0.72426 | 1 | 0.72426 | 0.72426 | 0.9885 | 0.72426 | 0.7041 | 0.7041 | 0.89011 | 0.86034 | 0.69314 | 0.60254 | 1 | 0.96797 | 0.91926 | 0.96669 | 1 | 0.97847 | 0.88012 | 0.84942 | 0.9885 | 1 | 0.84706 | 0.79591 | 0.83976 | 0.77643 | 0.74698 | 0.41724 | 1 | 0.71302 | 0.8835 | 0.39784 | 1 | 0.44382 | 0.84503 | 0.55274 | 0.39898 | 0.38055 | 0.57032 | 0.36521 | 0
Jan | 23 | 7 | Weekday | Monday | 0.74651 | 0.89613 | 0.97885 | 0.73627 | 0.0044144 | 0.73627 | 0.73627 | 0.84427 | 0.73627 | 0.74651 | 0.74651 | 0.97238 | 0.92856 | 0.99346 | 0.83564 | 0.92403 | 0.93091 | 0.97515 | 0.96813 | 0.9419 | 1 | 0.97238 | 0.81865 | 0.84427 | 0.8281 | 0.79185 | 0.84877 | 0.9208 | 0.86496 | 0.93113 | 0.49399 | 0.83076 | 0.66884 | 0.95478 | 0.72269 | 0.91762 | 0.79247 | 0.95159 | 0.48012 | 0.39365 | 0.32289 | 0.54906 | 0.53006 | 0
Jan | 23 | 8 | Weekday | Monday | 0.80095 | 0.92908 | 1 | 0.71895 | 0.0044144 | 0.71895 | 0.71895 | 0.90832 | 0.71895 | 0.80095 | 0.80095 | 0.97768 | 0.95362 | 0.86086 | 1 | 0.98106 | 0.89681 | 0.97346 | 1 | 0.81704 | 0.99314 | 0.9027 | 1 | 0.90832 | 0.8749 | 0.9522 | 0.96133 | 0.90832 | 0.90394 | 0.77787 | 1 | 0.89366 | 0.63073 | 0.95924 | 0.97367 | 0.72834 | 0.98645 | 0.85528 | 0.90258 | 0.58607 | 0.51072 | 0.82135 | 0.77388 | 0
Jan | 23 | 9 | Weekday | Monday | 0.9026 | 0.94515 | 0.99828 | 0.67984 | 0.0044144 | 0.67984 | 0.67984 | 1 | 0.67984 | 0.9026 | 0.9026 | 0.8442 | 0.9763 | 0.74211 | 0.91405 | 0.86181 | 0.80338 | 1 | 0.9557 | 0.80074 | 0.95589 | 0.84709 | 0.94135 | 1 | 0.9531 | 0.97445 | 1 | 0.74517 | 0.94073 | 0.68819 | 0.96357 | 0.78063 | 0.55744 | 1 | 0.97325 | 0.72869 | 0.98601 | 0.8104 | 0.90235 | 0.84099 | 0.77403 | 0.90838 | 0.93258 | 0
Jan | 23 | 10 | Weekday | Monday | 0.97833 | 0.96958 | 0.99537 | 0.67031 | 0.0044144 | 0.67031 | 0.67031 | 0.97726 | 0.67031 | 0.97833 | 0.97833 | 0.97646 | 0.98473 | 0.61717 | 0.84658 | 0.81164 | 0.70973 | 0.9791 | 0.93271 | 0.87827 | 0.92435 | 0.68177 | 0.90831 | 0.97726 | 0.92224 | 0.92998 | 0.94361 | 0.90847 | 0.96097 | 0.54686 | 0.91569 | 0.73833 | 0.48121 | 0.98737 | 0.9958 | 0.90559 | 0.99839 | 0.62921 | 0.90209 | 0.87256 | 0.80971 | 0.87853 | 0.93295 | 0
Jan | 23 | 11 | Weekday | Monday | 1 | 0.98243 | 0.98745 | 0.65661 | 0.0044144 | 0.65661 | 0.65661 | 0.9302 | 0.65661 | 1 | 1 | 0.95513 | 0.99022 | 0.57492 | 0.82469 | 0.78944 | 0.67011 | 0.96689 | 0.89663 | 0.86987 | 0.88966 | 0.66323 | 0.88521 | 0.9302 | 0.86925 | 1 | 0.89329 | 0.92514 | 0.97465 | 0.53869 | 0.91595 | 0.72253 | 0.48171 | 0.97951 | 1 | 0.94643 | 1 | 0.62009 | 0.90136 | 0.87035 | 0.80971 | 1 | 0.93151 | 0
Jan | 23 | 12 | Weekday | Monday | 0.97537 | 0.97522 | 0.97665 | 0.65712 | 0.0044144 | 0.65712 | 0.65712 | 0.90543 | 0.65712 | 0.97537 | 0.97537 | 0.90793 | 0.96299 | 0.56897 | 0.78212 | 0.79022 | 0.63466 | 0.91847 | 0.87671 | 0.82031 | 0.86672 | 0.64611 | 0.85894 | 0.90543 | 0.84144 | 0.93135 | 0.81033 | 0.90958 | 0.95215 | 0.5401 | 0.86923 | 0.72901 | 0.47146 | 0.92974 | 0.99549 | 0.91348 | 0.99774 | 0.60844 | 0.86086 | 0.86949 | 0.80971 | 0.92658 | 0.84484 | 0
Jan | 23 | 13 | Weekday | Monday | 0.94575 | 0.97274 | 0.97608 | 0.64297 | 0.0044144 | 0.64297 | 0.64297 | 0.88599 | 0.64297 | 0.94575 | 0.94575 | 0.78862 | 0.99099 | 0.54906 | 0.79748 | 0.74416 | 0.60607 | 0.93907 | 0.86701 | 0.80552 | 0.85212 | 0.63617 | 0.85809 | 0.88599 | 0.82062 | 0.91177 | 0.8423 | 0.74561 | 0.98638 | 0.51292 | 0.91415 | 0.68827 | 0.46222 | 0.9588 | 0.97227 | 0.9064 | 0.98449 | 0.60122 | 0.90083 | 0.86905 | 0.80971 | 0.91393 | 0.9304 | 0
Jan | 23 | 14 | Weekday | Monday | 0.92953 | 0.97538 | 0.96437 | 0.65316 | 0.0044144 | 0.65316 | 0.65316 | 0.87477 | 0.65316 | 0.92953 | 0.92953 | 0.77294 | 0.99012 | 0.54196 | 0.79223 | 0.70499 | 0.59087 | 0.93398 | 0.8518 | 0.70965 | 0.84014 | 0.62888 | 0.84531 | 0.87477 | 0.80982 | 0.89452 | 0.83679 | 0.74561 | 0.9893 | 0.50346 | 0.91356 | 0.65277 | 0.45778 | 0.95272 | 0.97223 | 0.72939 | 0.98451 | 0.59511 | 0.90077 | 0.86989 | 0.80971 | 0.89847 | 0.93089 | 0
Jan | 23 | 15 | Weekday | Monday | 0.90456 | 0.97779 | 0.95259 | 0.69464 | 1 | 0.69464 | 0.69464 | 0.86637 | 0.69464 | 0.90456 | 0.90456 | 0.81571 | 0.99072 | 0.53052 | 0.79752 | 0.70713 | 0.62439 | 0.89179 | 0.84779 | 0.72394 | 0.81803 | 0.62701 | 0.84888 | 0.86637 | 0.80338 | 0.88174 | 0.84088 | 0.74534 | 0.98951 | 0.4845 | 0.91365 | 0.65543 | 0.49203 | 0.91833 | 0.96046 | 0.7289 | 0.96729 | 0.58894 | 0.90064 | 0.87137 | 0.80971 | 0.88537 | 0.93036 | 0
Jan | 23 | 16 | Weekday | Monday | 0.90538 | 1 | 0.94618 | 0.81766 | 1 | 0.81766 | 0.81766 | 0.92262 | 0.81766 | 0.90538 | 0.90538 | 0.98329 | 1 | 0.55779 | 0.86446 | 0.77584 | 0.81847 | 0.92278 | 0.85928 | 0.75964 | 0.80094 | 0.6513 | 0.94124 | 0.92262 | 0.88392 | 0.90827 | 0.91129 | 0.96078 | 0.99926 | 0.56915 | 0.98939 | 0.7229 | 0.75036 | 0.94957 | 0.98847 | 0.77797 | 0.97912 | 0.67332 | 1 | 0.93977 | 0.91062 | 0.91726 | 1 | 0
Jan | 23 | 17 | Weekday | Monday | 0.89116 | 0.99475 | 0.9335 | 0.97593 | 1 | 0.97593 | 0.97593 | 0.984 | 0.97593 | 0.89116 | 0.89116 | 1 | 0.99998 | 0.6803 | 0.81841 | 0.79621 | 0.96373 | 0.93974 | 0.75361 | 0.88297 | 0.76777 | 0.77353 | 0.80963 | 0.984 | 0.96802 | 0.92878 | 0.52225 | 0.99972 | 1 | 0.70584 | 0.90809 | 0.74305 | 0.9505 | 0.97247 | 0.76193 | 0.99286 | 0.82306 | 0.80923 | 0.75399 | 1 | 1 | 0.93518 | 0.45021 | 0
Jan | 23 | 18 | Weekday | Monday | 0.84059 | 0.97027 | 0.90815 | 1 | 1 | 1 | 1 | 0.87073 | 1 | 0.84059 | 0.84059 | 0.99721 | 0.81169 | 0.88607 | 0.69913 | 0.68341 | 1 | 0.6069 | 0.77477 | 0.89018 | 0.77818 | 0.86233 | 0.74488 | 0.87073 | 0.86165 | 0.93736 | 0.41106 | 0.99992 | 0.78328 | 0.89855 | 0.72125 | 0.6267 | 1 | 0.6139 | 0.76201 | 0.99296 | 0.82321 | 0.87688 | 0.63251 | 0.79593 | 0.79005 | 0.9335 | 0.26319 | 0
Jan | 23 | 19 | Weekday | Monday | 0.80498 | 0.95389 | 0.88925 | 0.96174 | 1 | 0.96174 | 0.96174 | 0.87696 | 0.96174 | 0.80498 | 0.80498 | 0.86524 | 0.8077 | 0.85028 | 0.69089 | 0.68761 | 0.98454 | 0.61348 | 0.7885 | 0.89762 | 0.77633 | 0.87062 | 0.75373 | 0.87696 | 0.87291 | 0.89115 | 0.4924 | 0.8383 | 0.77466 | 0.91901 | 0.69856 | 0.62943 | 0.97675 | 0.61657 | 0.76289 | 0.99603 | 0.82372 | 0.89868 | 0.63226 | 0.7693 | 0.76265 | 0.86018 | 0.27899 | 0
Jan | 23 | 20 | Weekday | Monday | 0.78873 | 0.90729 | 0.87079 | 0.88794 | 1 | 0.88794 | 0.88794 | 0.85181 | 0.88794 | 0.78873 | 0.78873 | 0.86008 | 0.7204 | 0.89854 | 0.60866 | 0.67102 | 0.98019 | 0.56272 | 0.79883 | 0.79645 | 0.78694 | 0.94843 | 0.73205 | 0.85181 | 0.85245 | 0.82965 | 0.4491 | 0.83799 | 0.66264 | 1 | 0.55872 | 0.60908 | 0.96727 | 0.53974 | 0.76285 | 0.81864 | 0.8238 | 0.98367 | 0.59152 | 0.70792 | 0.70101 | 0.76462 | 0.26791 | 0
Jan | 23 | 21 | Weekday | Monday | 0.73381 | 0.84936 | 0.84591 | 0.80807 | 1 | 0.80807 | 0.80807 | 0.28828 | 0.80807 | 0.73381 | 0.73381 | 0.86367 | 0.69285 | 0.94908 | 0.60447 | 0.68688 | 0.88212 | 0.47424 | 0.21656 | 0.80756 | 0.12675 | 0.91924 | 0.73749 | 0.28828 | 0.31268 | 0.65384 | 0.52685 | 0.83671 | 0.62728 | 0.97469 | 0.53382 | 0.6228 | 0.83359 | 0.45615 | 0.33537 | 0.81677 | 0.27181 | 0.92794 | 0.59216 | 0.3341 | 0.38099 | 0.54857 | 0.28325 | 0
Jan | 23 | 22 | Weekday | Monday | 0.7299 | 0.81837 | 0.81815 | 0.70127 | 1 | 0.70127 | 0.70127 | 0.13047 | 0.70127 | 0.7299 | 0.7299 | 0.84045 | 0.64944 | 0.76891 | 0.25517 | 0.1941 | 0.77738 | 0.39252 | 0.21253 | 0.81553 | 0.12632 | 0.71224 | 0.32085 | 0.13047 | 0.16269 | 0.24129 | 0.47689 | 0.83523 | 0.57154 | 0.7514 | 0.34059 | 0.19365 | 0.66511 | 0.37 | 0.33584 | 0.81458 | 0.27388 | 0.68608 | 0.39093 | 0.1888 | 0.24917 | 0.32446 | 0.271 | 0
Jan | 23 | 23 | Weekday | Monday | 0.70229 | 0.83147 | 0.79605 | 0.60944 | 1 | 0.60944 | 0.60944 | 0.14103 | 0.60944 | 0.70229 | 0.70229 | 0.84292 | 0.64684 | 0.57979 | 0.22907 | 0.21777 | 0.7078 | 0.46444 | 0.23543 | 0.87177 | 0.14351 | 0.56378 | 0.31581 | 0.14103 | 0.16839 | 0.35622 | 0.56765 | 0.85255 | 0.5496 | 0.51621 | 0.28663 | 0.21615 | 0.52654 | 0.43118 | 0.3473 | 0.85666 | 0.29113 | 0.51122 | 0.37631 | 0.19195 | 0.25071 | 0.46808 | 0.28595 | 0
Jan | 24 | 24 | Weekday | Tuesday | 0.68372 | 0.81123 | 0.765 | 0.55583 | 1 | 0.55583 | 0.55583 | 0.14639 | 0.55583 | 0.68372 | 0.68372 | 0.65765 | 0.6351 | 0.33621 | 0.23445 | 0.23738 | 0.65205 | 0.41667 | 0.24043 | 0.68929 | 0.1452 | 0.53408 | 0.32663 | 0.14639 | 0.17601 | 0.29508 | 0.56002 | 0.48733 | 0.53081 | 0.3682 | 0.28797 | 0.23504 | 0.43885 | 0.39198 | 0.34523 | 0.48561 | 0.29343 | 0.47111 | 0.3881 | 0.19267 | 0.25127 | 0.36738 | 0.28166 | 0
Jan | 24 | 1 | Weekday | Tuesday | 0.68539 | 0.78058 | 0.75775 | 0.53753 | 1 | 0.53753 | 0.53753 | 0.15242 | 0.53753 | 0.68539 | 0.68539 | 0.18388 | 0.63492 | 0.29064 | 0.23425 | 0.24876 | 0.65649 | 0.47985 | 0.25024 | 0.21506 | 0.15285 | 0.53283 | 0.33292 | 0.15242 | 0.18525 | 0.2887 | 0.60455 | 0.31918 | 0.5276 | 0.33376 | 0.28874 | 0.24589 | 0.42667 | 0.44359 | 0.34716 | 0.33561 | 0.29989 | 0.46954 | 0.39529 | 0.19414 | 0.25273 | 0.34852 | 0.29016 | 0
Jan | 24 | 2 | Weekday | Tuesday | 0.69174 | 0.77265 | 0.75523 | 0.52686 | 1 | 0.52686 | 0.52686 | 0.15856 | 0.52686 | 0.69174 | 0.69174 | 0.18352 | 0.63578 | 0.26906 | 0.24308 | 0.26451 | 0.66339 | 0.42652 | 0.263 | 0.21587 | 0.15521 | 0.52963 | 0.3443 | 0.15856 | 0.19679 | 0.29753 | 0.58323 | 0.31964 | 0.52525 | 0.30427 | 0.29182 | 0.26088 | 0.42126 | 0.40315 | 0.35019 | 0.33637 | 0.30492 | 0.46205 | 0.40539 | 0.19561 | 0.25455 | 0.35275 | 0.28396 | 0
Jan | 24 | 3 | Weekday | Tuesday | 0.6925 | 0.77355 | 0.7603 | 0.52199 | 1 | 0.52199 | 0.52199 | 0.16517 | 0.52199 | 0.6925 | 0.6925 | 0.18385 | 0.63708 | 0.26505 | 0.24519 | 0.2706 | 0.67359 | 0.49124 | 0.27609 | 0.21585 | 0.16469 | 0.53975 | 0.36088 | 0.16517 | 0.20514 | 0.30884 | 0.62617 | 0.31993 | 0.52399 | 0.30044 | 0.29345 | 0.26657 | 0.41924 | 0.45463 | 0.35259 | 0.33685 | 0.31257 | 0.47248 | 0.42024 | 0.19718 | 0.25587 | 0.36003 | 0.29214 | 0
Jan | 24 | 4 | Weekday | Tuesday | 0.69728 | 0.78248 | 0.78285 | 0.536 | 1 | 0.536 | 0.536 | 0.17026 | 0.536 | 0.69728 | 0.69728 | 0.18836 | 0.69405 | 0.29707 | 0.26111 | 0.28289 | 0.71786 | 0.58766 | 0.28732 | 0.22405 | 0.16738 | 0.56486 | 0.37132 | 0.17026 | 0.21405 | 0.35393 | 0.60066 | 0.32784 | 0.59531 | 0.32354 | 0.30633 | 0.27821 | 0.47139 | 0.54892 | 0.35688 | 0.34974 | 0.3186 | 0.49653 | 0.42895 | 0.1984 | 0.25727 | 0.41438 | 0.28556 | 0
Jan | 24 | 5 | Weekday | Tuesday | 0.67196 | 0.81744 | 0.83906 | 0.62357 | 1 | 0.62357 | 0.62357 | 0.17708 | 0.62357 | 0.67196 | 0.67196 | 0.67893 | 0.75943 | 0.40265 | 0.29722 | 0.29775 | 0.81757 | 0.75284 | 0.29661 | 0.71384 | 0.17744 | 0.64038 | 0.3963 | 0.17708 | 0.21999 | 0.35761 | 0.63998 | 0.49444 | 0.59551 | 0.41367 | 0.35381 | 0.29255 | 0.58326 | 0.68199 | 0.35752 | 0.49141 | 0.32501 | 0.57668 | 0.45486 | 0.20002 | 0.25821 | 0.41405 | 0.29342 | 0
Jan | 24 | 6 | Weekday | Tuesday | 0.7041 | 0.8762 | 0.92118 | 0.72426 | 1 | 0.72426 | 0.72426 | 0.9885 | 0.72426 | 0.7041 | 0.7041 | 0.89011 | 0.86034 | 0.69314 | 0.60254 | 1 | 0.96797 | 0.91926 | 0.96669 | 1 | 0.97847 | 0.88012 | 0.84942 | 0.9885 | 1 | 0.84706 | 0.79591 | 0.83976 | 0.77643 | 0.74698 | 0.41724 | 1 | 0.71302 | 0.8835 | 0.39784 | 1 | 0.44382 | 0.84503 | 0.55274 | 0.39898 | 0.38055 | 0.57032 | 0.36521 | 0
Jan | 24 | 7 | Weekday | Tuesday | 0.74651 | 0.89613 | 0.97885 | 0.73627 | 0.0044144 | 0.73627 | 0.73627 | 0.84427 | 0.73627 | 0.74651 | 0.74651 | 0.97238 | 0.92856 | 0.99346 | 0.83564 | 0.92403 | 0.93091 | 0.97515 | 0.96813 | 0.9419 | 1 | 0.97238 | 0.81865 | 0.84427 | 0.8281 | 0.79185 | 0.84877 | 0.9208 | 0.86496 | 0.93113 | 0.49399 | 0.83076 | 0.66884 | 0.95478 | 0.72269 | 0.91762 | 0.79247 | 0.95159 | 0.48012 | 0.39365 | 0.32289 | 0.54906 | 0.53006 | 0
Jan | 24 | 8 | Weekday | Tuesday | 0.80095 | 0.92908 | 1 | 0.71895 | 0.0044144 | 0.71895 | 0.71895 | 0.90832 | 0.71895 | 0.80095 | 0.80095 | 0.97768 | 0.95362 | 0.86086 | 1 | 0.98106 | 0.89681 | 0.97346 | 1 | 0.81704 | 0.99314 | 0.9027 | 1 | 0.90832 | 0.8749 | 0.9522 | 0.96133 | 0.90832 | 0.90394 | 0.77787 | 1 | 0.89366 | 0.63073 | 0.95924 | 0.97367 | 0.72834 | 0.98645 | 0.85528 | 0.90258 | 0.58607 | 0.51072 | 0.82135 | 0.77388 | 0
Jan | 24 | 9 | Weekday | Tuesday | 0.9026 | 0.94515 | 0.99828 | 0.67984 | 0.0044144 | 0.67984 | 0.67984 | 1 | 0.67984 | 0.9026 | 0.9026 | 0.8442 | 0.9763 | 0.74211 | 0.91405 | 0.86181 | 0.80338 | 1 | 0.9557 | 0.80074 | 0.95589 | 0.84709 | 0.94135 | 1 | 0.9531 | 0.97445 | 1 | 0.74517 | 0.94073 | 0.68819 | 0.96357 | 0.78063 | 0.55744 | 1 | 0.97325 | 0.72869 | 0.98601 | 0.8104 | 0.90235 | 0.84099 | 0.77403 | 0.90838 | 0.93258 | 0
Jan | 24 | 10 | Weekday | Tuesday | 0.97833 | 0.96958 | 0.99537 | 0.67031 | 0.0044144 | 0.67031 | 0.67031 | 0.97726 | 0.67031 | 0.97833 | 0.97833 | 0.97646 | 0.98473 | 0.61717 | 0.84658 | 0.81164 | 0.70973 | 0.9791 | 0.93271 | 0.87827 | 0.92435 | 0.68177 | 0.90831 | 0.97726 | 0.92224 | 0.92998 | 0.94361 | 0.90847 | 0.96097 | 0.54686 | 0.91569 | 0.73833 | 0.48121 | 0.98737 | 0.9958 | 0.90559 | 0.99839 | 0.62921 | 0.90209 | 0.87256 | 0.80971 | 0.87853 | 0.93295 | 0
Jan | 24 | 11 | Weekday | Tuesday | 1 | 0.98243 | 0.98745 | 0.65661 | 0.0044144 | 0.65661 | 0.65661 | 0.9302 | 0.65661 | 1 | 1 | 0.95513 | 0.99022 | 0.57492 | 0.82469 | 0.78944 | 0.67011 | 0.96689 | 0.89663 | 0.86987 | 0.88966 | 0.66323 | 0.88521 | 0.9302 | 0.86925 | 1 | 0.89329 | 0.92514 | 0.97465 | 0.53869 | 0.91595 | 0.72253 | 0.48171 | 0.97951 | 1 | 0.94643 | 1 | 0.62009 | 0.90136 | 0.87035 | 0.80971 | 1 | 0.93151 | 0
Jan | 24 | 12 | Weekday | Tuesday | 0.97537 | 0.97522 | 0.97665 | 0.65712 | 0.0044144 | 0.65712 | 0.65712 | 0.90543 | 0.65712 | 0.97537 | 0.97537 | 0.90793 | 0.96299 | 0.56897 | 0.78212 | 0.79022 | 0.63466 | 0.91847 | 0.87671 | 0.82031 | 0.86672 | 0.64611 | 0.85894 | 0.90543 | 0.84144 | 0.93135 | 0.81033 | 0.90958 | 0.95215 | 0.5401 | 0.86923 | 0.72901 | 0.47146 | 0.92974 | 0.99549 | 0.91348 | 0.99774 | 0.60844 | 0.86086 | 0.86949 | 0.80971 | 0.92658 | 0.84484 | 0
Jan | 24 | 13 | Weekday | Tuesday | 0.94575 | 0.97274 | 0.97608 | 0.64297 | 0.0044144 | 0.64297 | 0.64297 | 0.88599 | 0.64297 | 0.94575 | 0.94575 | 0.78862 | 0.99099 | 0.54906 | 0.79748 | 0.74416 | 0.60607 | 0.93907 | 0.86701 | 0.80552 | 0.85212 | 0.63617 | 0.85809 | 0.88599 | 0.82062 | 0.91177 | 0.8423 | 0.74561 | 0.98638 | 0.51292 | 0.91415 | 0.68827 | 0.46222 | 0.9588 | 0.97227 | 0.9064 | 0.98449 | 0.60122 | 0.90083 | 0.86905 | 0.80971 | 0.91393 | 0.9304 | 0
Jan | 24 | 14 | Weekday | Tuesday | 0.92953 | 0.97538 | 0.96437 | 0.65316 | 0.0044144 | 0.65316 | 0.65316 | 0.87477 | 0.65316 | 0.92953 | 0.92953 | 0.77294 | 0.99012 | 0.54196 | 0.79223 | 0.70499 | 0.59087 | 0.93398 | 0.8518 | 0.70965 | 0.84014 | 0.62888 | 0.84531 | 0.87477 | 0.80982 | 0.89452 | 0.83679 | 0.74561 | 0.9893 | 0.50346 | 0.91356 | 0.65277 | 0.45778 | 0.95272 | 0.97223 | 0.72939 | 0.98451 | 0.59511 | 0.90077 | 0.86989 | 0.80971 | 0.89847 | 0.93089 | 0
Jan | 24 | 15 | Weekday | Tuesday | 0.90456 | 0.97779 | 0.95259 | 0.69464 | 1 | 0.69464 | 0.69464 | 0.86637 | 0.69464 | 0.90456 | 0.90456 | 0.81571 | 0.99072 | 0.53052 | 0.79752 | 0.70713 | 0.62439 | 0.89179 | 0.84779 | 0.72394 | 0.81803 | 0.62701 | 0.84888 | 0.86637 | 0.80338 | 0.88174 | 0.84088 | 0.74534 | 0.98951 | 0.4845 | 0.91365 | 0.65543 | 0.49203 | 0.91833 | 0.96046 | 0.7289 | 0.96729 | 0.58894 | 0.90064 | 0.87137 | 0.80971 | 0.88537 | 0.93036 | 0
Jan | 24 | 16 | Weekday | Tuesday | 0.90538 | 1 | 0.94618 | 0.81766 | 1 | 0.81766 | 0.81766 | 0.92262 | 0.81766 | 0.90538 | 0.90538 | 0.98329 | 1 | 0.55779 | 0.86446 | 0.77584 | 0.81847 | 0.92278 | 0.85928 | 0.75964 | 0.80094 | 0.6513 | 0.94124 | 0.92262 | 0.88392 | 0.90827 | 0.91129 | 0.96078 | 0.99926 | 0.56915 | 0.98939 | 0.7229 | 0.75036 | 0.94957 | 0.98847 | 0.77797 | 0.97912 | 0.67332 | 1 | 0.93977 | 0.91062 | 0.91726 | 1 | 0
Jan | 24 | 17 | Weekday | Tuesday | 0.89116 | 0.99475 | 0.9335 | 0.97593 | 1 | 0.97593 | 0.97593 | 0.984 | 0.97593 | 0.89116 | 0.89116 | 1 | 0.99998 | 0.6803 | 0.81841 | 0.79621 | 0.96373 | 0.93974 | 0.75361 | 0.88297 | 0.76777 | 0.77353 | 0.80963 | 0.984 | 0.96802 | 0.92878 | 0.52225 | 0.99972 | 1 | 0.70584 | 0.90809 | 0.74305 | 0.9505 | 0.97247 | 0.76193 | 0.99286 | 0.82306 | 0.80923 | 0.75399 | 1 | 1 | 0.93518 | 0.45021 | 0
Jan | 24 | 18 | Weekday | Tuesday | 0.84059 | 0.97027 | 0.90815 | 1 | 1 | 1 | 1 | 0.87073 | 1 | 0.84059 | 0.84059 | 0.99721 | 0.81169 | 0.88607 | 0.69913 | 0.68341 | 1 | 0.6069 | 0.77477 | 0.89018 | 0.77818 | 0.86233 | 0.74488 | 0.87073 | 0.86165 | 0.93736 | 0.41106 | 0.99992 | 0.78328 | 0.89855 | 0.72125 | 0.6267 | 1 | 0.6139 | 0.76201 | 0.99296 | 0.82321 | 0.87688 | 0.63251 | 0.79593 | 0.79005 | 0.9335 | 0.26319 | 0
Jan | 24 | 19 | Weekday | Tuesday | 0.80498 | 0.95389 | 0.88925 | 0.96174 | 1 | 0.96174 | 0.96174 | 0.87696 | 0.96174 | 0.80498 | 0.80498 | 0.86524 | 0.8077 | 0.85028 | 0.69089 | 0.68761 | 0.98454 | 0.61348 | 0.7885 | 0.89762 | 0.77633 | 0.87062 | 0.75373 | 0.87696 | 0.87291 | 0.89115 | 0.4924 | 0.8383 | 0.77466 | 0.91901 | 0.69856 | 0.62943 | 0.97675 | 0.61657 | 0.76289 | 0.99603 | 0.82372 | 0.89868 | 0.63226 | 0.7693 | 0.76265 | 0.86018 | 0.27899 | 0
Jan | 24 | 20 | Weekday | Tuesday | 0.78873 | 0.90729 | 0.87079 | 0.88794 | 1 | 0.88794 | 0.88794 | 0.85181 | 0.88794 | 0.78873 | 0.78873 | 0.86008 | 0.7204 | 0.89854 | 0.60866 | 0.67102 | 0.98019 | 0.56272 | 0.79883 | 0.79645 | 0.78694 | 0.94843 | 0.73205 | 0.85181 | 0.85245 | 0.82965 | 0.4491 | 0.83799 | 0.66264 | 1 | 0.55872 | 0.60908 | 0.96727 | 0.53974 | 0.76285 | 0.81864 | 0.8238 | 0.98367 | 0.59152 | 0.70792 | 0.70101 | 0.76462 | 0.26791 | 0
Jan | 24 | 21 | Weekday | Tuesday | 0.73381 | 0.84936 | 0.84591 | 0.80807 | 1 | 0.80807 | 0.80807 | 0.28828 | 0.80807 | 0.73381 | 0.73381 | 0.86367 | 0.69285 | 0.94908 | 0.60447 | 0.68688 | 0.88212 | 0.47424 | 0.21656 | 0.80756 | 0.12675 | 0.91924 | 0.73749 | 0.28828 | 0.31268 | 0.65384 | 0.52685 | 0.83671 | 0.62728 | 0.97469 | 0.53382 | 0.6228 | 0.83359 | 0.45615 | 0.33537 | 0.81677 | 0.27181 | 0.92794 | 0.59216 | 0.3341 | 0.38099 | 0.54857 | 0.28325 | 0
Jan | 24 | 22 | Weekday | Tuesday | 0.7299 | 0.81837 | 0.81815 | 0.70127 | 1 | 0.70127 | 0.70127 | 0.13047 | 0.70127 | 0.7299 | 0.7299 | 0.84045 | 0.64944 | 0.76891 | 0.25517 | 0.1941 | 0.77738 | 0.39252 | 0.21253 | 0.81553 | 0.12632 | 0.71224 | 0.32085 | 0.13047 | 0.16269 | 0.24129 | 0.47689 | 0.83523 | 0.57154 | 0.7514 | 0.34059 | 0.19365 | 0.66511 | 0.37 | 0.33584 | 0.81458 | 0.27388 | 0.68608 | 0.39093 | 0.1888 | 0.24917 | 0.32446 | 0.271 | 0
Jan | 24 | 23 | Weekday | Tuesday | 0.70229 | 0.83147 | 0.79605 | 0.60944 | 1 | 0.60944 | 0.60944 | 0.14103 | 0.60944 | 0.70229 | 0.70229 | 0.84292 | 0.64684 | 0.57979 | 0.22907 | 0.21777 | 0.7078 | 0.46444 | 0.23543 | 0.87177 | 0.14351 | 0.56378 | 0.31581 | 0.14103 | 0.16839 | 0.35622 | 0.56765 | 0.85255 | 0.5496 | 0.51621 | 0.28663 | 0.21615 | 0.52654 | 0.43118 | 0.3473 | 0.85666 | 0.29113 | 0.51122 | 0.37631 | 0.19195 | 0.25071 | 0.46808 | 0.28595 | 0
Jan | 25 | 24 | Weekday | Wednesday | 0.68372 | 0.81123 | 0.765 | 0.55583 | 1 | 0.55583 | 0.55583 | 0.14639 | 0.55583 | 0.68372 | 0.68372 | 0.65765 | 0.6351 | 0.33621 | 0.23445 | 0.23738 | 0.65205 | 0.41667 | 0.24043 | 0.68929 | 0.1452 | 0.53408 | 0.32663 | 0.14639 | 0.17601 | 0.29508 | 0.56002 | 0.48733 | 0.53081 | 0.3682 | 0.28797 | 0.23504 | 0.43885 | 0.39198 | 0.34523 | 0.48561 | 0.29343 | 0.47111 | 0.3881 | 0.19267 | 0.25127 | 0.36738 | 0.28166 | 0
Jan | 25 | 1 | Weekday | Wednesday | 0.68539 | 0.78058 | 0.75775 | 0.53753 | 1 | 0.53753 | 0.53753 | 0.15242 | 0.53753 | 0.68539 | 0.68539 | 0.18388 | 0.63492 | 0.29064 | 0.23425 | 0.24876 | 0.65649 | 0.47985 | 0.25024 | 0.21506 | 0.15285 | 0.53283 | 0.33292 | 0.15242 | 0.18525 | 0.2887 | 0.60455 | 0.31918 | 0.5276 | 0.33376 | 0.28874 | 0.24589 | 0.42667 | 0.44359 | 0.34716 | 0.33561 | 0.29989 | 0.46954 | 0.39529 | 0.19414 | 0.25273 | 0.34852 | 0.29016 | 0
Jan | 25 | 2 | Weekday | Wednesday | 0.69174 | 0.77265 | 0.75523 | 0.52686 | 1 | 0.52686 | 0.52686 | 0.15856 | 0.52686 | 0.69174 | 0.69174 | 0.18352 | 0.63578 | 0.26906 | 0.24308 | 0.26451 | 0.66339 | 0.42652 | 0.263 | 0.21587 | 0.15521 | 0.52963 | 0.3443 | 0.15856 | 0.19679 | 0.29753 | 0.58323 | 0.31964 | 0.52525 | 0.30427 | 0.29182 | 0.26088 | 0.42126 | 0.40315 | 0.35019 | 0.33637 | 0.30492 | 0.46205 | 0.40539 | 0.19561 | 0.25455 | 0.35275 | 0.28396 | 0
Jan | 25 | 3 | Weekday | Wednesday | 0.6925 | 0.77355 | 0.7603 | 0.52199 | 1 | 0.52199 | 0.52199 | 0.16517 | 0.52199 | 0.6925 | 0.6925 | 0.18385 | 0.63708 | 0.26505 | 0.24519 | 0.2706 | 0.67359 | 0.49124 | 0.27609 | 0.21585 | 0.16469 | 0.53975 | 0.36088 | 0.16517 | 0.20514 | 0.30884 | 0.62617 | 0.31993 | 0.52399 | 0.30044 | 0.29345 | 0.26657 | 0.41924 | 0.45463 | 0.35259 | 0.33685 | 0.31257 | 0.47248 | 0.42024 | 0.19718 | 0.25587 | 0.36003 | 0.29214 | 0
Jan | 25 | 4 | Weekday | Wednesday | 0.69728 | 0.78248 | 0.78285 | 0.536 | 1 | 0.536 | 0.536 | 0.17026 | 0.536 | 0.69728 | 0.69728 | 0.18836 | 0.69405 | 0.29707 | 0.26111 | 0.28289 | 0.71786 | 0.58766 | 0.28732 | 0.22405 | 0.16738 | 0.56486 | 0.37132 | 0.17026 | 0.21405 | 0.35393 | 0.60066 | 0.32784 | 0.59531 | 0.32354 | 0.30633 | 0.27821 | 0.47139 | 0.54892 | 0.35688 | 0.34974 | 0.3186 | 0.49653 | 0.42895 | 0.1984 | 0.25727 | 0.41438 | 0.28556 | 0
Jan | 25 | 5 | Weekday | Wednesday | 0.67196 | 0.81744 | 0.83906 | 0.62357 | 1 | 0.62357 | 0.62357 | 0.17708 | 0.62357 | 0.67196 | 0.67196 | 0.67893 | 0.75943 | 0.40265 | 0.29722 | 0.29775 | 0.81757 | 0.75284 | 0.29661 | 0.71384 | 0.17744 | 0.64038 | 0.3963 | 0.17708 | 0.21999 | 0.35761 | 0.63998 | 0.49444 | 0.59551 | 0.41367 | 0.35381 | 0.29255 | 0.58326 | 0.68199 | 0.35752 | 0.49141 | 0.32501 | 0.57668 | 0.45486 | 0.20002 | 0.25821 | 0.41405 | 0.29342 | 0
Jan | 25 | 6 | Weekday | Wednesday | 0.7041 | 0.8762 | 0.92118 | 0.72426 | 1 | 0.72426 | 0.72426 | 0.9885 | 0.72426 | 0.7041 | 0.7041 | 0.89011 | 0.86034 | 0.69314 | 0.60254 | 1 | 0.96797 | 0.91926 | 0.96669 | 1 | 0.97847 | 0.88012 | 0.84942 | 0.9885 | 1 | 0.84706 | 0.79591 | 0.83976 | 0.77643 | 0.74698 | 0.41724 | 1 | 0.71302 | 0.8835 | 0.39784 | 1 | 0.44382 | 0.84503 | 0.55274 | 0.39898 | 0.38055 | 0.57032 | 0.36521 | 0
Jan | 25 | 7 | Weekday | Wednesday | 0.74651 | 0.89613 | 0.97885 | 0.73627 | 0.0044144 | 0.73627 | 0.73627 | 0.84427 | 0.73627 | 0.74651 | 0.74651 | 0.97238 | 0.92856 | 0.99346 | 0.83564 | 0.92403 | 0.93091 | 0.97515 | 0.96813 | 0.9419 | 1 | 0.97238 | 0.81865 | 0.84427 | 0.8281 | 0.79185 | 0.84877 | 0.9208 | 0.86496 | 0.93113 | 0.49399 | 0.83076 | 0.66884 | 0.95478 | 0.72269 | 0.91762 | 0.79247 | 0.95159 | 0.48012 | 0.39365 | 0.32289 | 0.54906 | 0.53006 | 0
Jan | 25 | 8 | Weekday | Wednesday | 0.80095 | 0.92908 | 1 | 0.71895 | 0.0044144 | 0.71895 | 0.71895 | 0.90832 | 0.71895 | 0.80095 | 0.80095 | 0.97768 | 0.95362 | 0.86086 | 1 | 0.98106 | 0.89681 | 0.97346 | 1 | 0.81704 | 0.99314 | 0.9027 | 1 | 0.90832 | 0.8749 | 0.9522 | 0.96133 | 0.90832 | 0.90394 | 0.77787 | 1 | 0.89366 | 0.63073 | 0.95924 | 0.97367 | 0.72834 | 0.98645 | 0.85528 | 0.90258 | 0.58607 | 0.51072 | 0.82135 | 0.77388 | 0
Jan | 25 | 9 | Weekday | Wednesday | 0.9026 | 0.94515 | 0.99828 | 0.67984 | 0.0044144 | 0.67984 | 0.67984 | 1 | 0.67984 | 0.9026 | 0.9026 | 0.8442 | 0.9763 | 0.74211 | 0.91405 | 0.86181 | 0.80338 | 1 | 0.9557 | 0.80074 | 0.95589 | 0.84709 | 0.94135 | 1 | 0.9531 | 0.97445 | 1 | 0.74517 | 0.94073 | 0.68819 | 0.96357 | 0.78063 | 0.55744 | 1 | 0.97325 | 0.72869 | 0.98601 | 0.8104 | 0.90235 | 0.84099 | 0.77403 | 0.90838 | 0.93258 | 0
Jan | 25 | 10 | Weekday | Wednesday | 0.97833 | 0.96958 | 0.99537 | 0.67031 | 0.0044144 | 0.67031 | 0.67031 | 0.97726 | 0.67031 | 0.97833 | 0.97833 | 0.97646 | 0.98473 | 0.61717 | 0.84658 | 0.81164 | 0.70973 | 0.9791 | 0.93271 | 0.87827 | 0.92435 | 0.68177 | 0.90831 | 0.97726 | 0.92224 | 0.92998 | 0.94361 | 0.90847 | 0.96097 | 0.54686 | 0.91569 | 0.73833 | 0.48121 | 0.98737 | 0.9958 | 0.90559 | 0.99839 | 0.62921 | 0.90209 | 0.87256 | 0.80971 | 0.87853 | 0.93295 | 0
Jan | 25 | 11 | Weekday | Wednesday | 1 | 0.98243 | 0.98745 | 0.65661 | 0.0044144 | 0.65661 | 0.65661 | 0.9302 | 0.65661 | 1 | 1 | 0.95513 | 0.99022 | 0.57492 | 0.82469 | 0.78944 | 0.67011 | 0.96689 | 0.89663 | 0.86987 | 0.88966 | 0.66323 | 0.88521 | 0.9302 | 0.86925 | 1 | 0.89329 | 0.92514 | 0.97465 | 0.53869 | 0.91595 | 0.72253 | 0.48171 | 0.97951 | 1 | 0.94643 | 1 | 0.62009 | 0.90136 | 0.87035 | 0.80971 | 1 | 0.93151 | 0
Jan | 25 | 12 | Weekday | Wednesday | 0.97537 | 0.97522 | 0.97665 | 0.65712 | 0.0044144 | 0.65712 | 0.65712 | 0.90543 | 0.65712 | 0.97537 | 0.97537 | 0.90793 | 0.96299 | 0.56897 | 0.78212 | 0.79022 | 0.63466 | 0.91847 | 0.87671 | 0.82031 | 0.86672 | 0.64611 | 0.85894 | 0.90543 | 0.84144 | 0.93135 | 0.81033 | 0.90958 | 0.95215 | 0.5401 | 0.86923 | 0.72901 | 0.47146 | 0.92974 | 0.99549 | 0.91348 | 0.99774 | 0.60844 | 0.86086 | 0.86949 | 0.80971 | 0.92658 | 0.84484 | 0
Jan | 25 | 13 | Weekday | Wednesday | 0.94575 | 0.97274 | 0.97608 | 0.64297 | 0.0044144 | 0.64297 | 0.64297 | 0.88599 | 0.64297 | 0.94575 | 0.94575 | 0.78862 | 0.99099 | 0.54906 | 0.79748 | 0.74416 | 0.60607 | 0.93907 | 0.86701 | 0.80552 | 0.85212 | 0.63617 | 0.85809 | 0.88599 | 0.82062 | 0.91177 | 0.8423 | 0.74561 | 0.98638 | 0.51292 | 0.91415 | 0.68827 | 0.46222 | 0.9588 | 0.97227 | 0.9064 | 0.98449 | 0.60122 | 0.90083 | 0.86905 | 0.80971 | 0.91393 | 0.9304 | 0
Jan | 25 | 14 | Weekday | Wednesday | 0.92953 | 0.97538 | 0.96437 | 0.65316 | 0.0044144 | 0.65316 | 0.65316 | 0.87477 | 0.65316 | 0.92953 | 0.92953 | 0.77294 | 0.99012 | 0.54196 | 0.79223 | 0.70499 | 0.59087 | 0.93398 | 0.8518 | 0.70965 | 0.84014 | 0.62888 | 0.84531 | 0.87477 | 0.80982 | 0.89452 | 0.83679 | 0.74561 | 0.9893 | 0.50346 | 0.91356 | 0.65277 | 0.45778 | 0.95272 | 0.97223 | 0.72939 | 0.98451 | 0.59511 | 0.90077 | 0.86989 | 0.80971 | 0.89847 | 0.93089 | 0
Jan | 25 | 15 | Weekday | Wednesday | 0.90456 | 0.97779 | 0.95259 | 0.69464 | 1 | 0.69464 | 0.69464 | 0.86637 | 0.69464 | 0.90456 | 0.90456 | 0.81571 | 0.99072 | 0.53052 | 0.79752 | 0.70713 | 0.62439 | 0.89179 | 0.84779 | 0.72394 | 0.81803 | 0.62701 | 0.84888 | 0.86637 | 0.80338 | 0.88174 | 0.84088 | 0.74534 | 0.98951 | 0.4845 | 0.91365 | 0.65543 | 0.49203 | 0.91833 | 0.96046 | 0.7289 | 0.96729 | 0.58894 | 0.90064 | 0.87137 | 0.80971 | 0.88537 | 0.93036 | 0
Jan | 25 | 16 | Weekday | Wednesday | 0.90538 | 1 | 0.94618 | 0.81766 | 1 | 0.81766 | 0.81766 | 0.92262 | 0.81766 | 0.90538 | 0.90538 | 0.98329 | 1 | 0.55779 | 0.86446 | 0.77584 | 0.81847 | 0.92278 | 0.85928 | 0.75964 | 0.80094 | 0.6513 | 0.94124 | 0.92262 | 0.88392 | 0.90827 | 0.91129 | 0.96078 | 0.99926 | 0.56915 | 0.98939 | 0.7229 | 0.75036 | 0.94957 | 0.98847 | 0.77797 | 0.97912 | 0.67332 | 1 | 0.93977 | 0.91062 | 0.91726 | 1 | 0
Jan | 25 | 17 | Weekday | Wednesday | 0.89116 | 0.99475 | 0.9335 | 0.97593 | 1 | 0.97593 | 0.97593 | 0.984 | 0.97593 | 0.89116 | 0.89116 | 1 | 0.99998 | 0.6803 | 0.81841 | 0.79621 | 0.96373 | 0.93974 | 0.75361 | 0.88297 | 0.76777 | 0.77353 | 0.80963 | 0.984 | 0.96802 | 0.92878 | 0.52225 | 0.99972 | 1 | 0.70584 | 0.90809 | 0.74305 | 0.9505 | 0.97247 | 0.76193 | 0.99286 | 0.82306 | 0.80923 | 0.75399 | 1 | 1 | 0.93518 | 0.45021 | 0
Jan | 25 | 18 | Weekday | Wednesday | 0.84059 | 0.97027 | 0.90815 | 1 | 1 | 1 | 1 | 0.87073 | 1 | 0.84059 | 0.84059 | 0.99721 | 0.81169 | 0.88607 | 0.69913 | 0.68341 | 1 | 0.6069 | 0.77477 | 0.89018 | 0.77818 | 0.86233 | 0.74488 | 0.87073 | 0.86165 | 0.93736 | 0.41106 | 0.99992 | 0.78328 | 0.89855 | 0.72125 | 0.6267 | 1 | 0.6139 | 0.76201 | 0.99296 | 0.82321 | 0.87688 | 0.63251 | 0.79593 | 0.79005 | 0.9335 | 0.26319 | 0
Jan | 25 | 19 | Weekday | Wednesday | 0.80498 | 0.95389 | 0.88925 | 0.96174 | 1 | 0.96174 | 0.96174 | 0.87696 | 0.96174 | 0.80498 | 0.80498 | 0.86524 | 0.8077 | 0.85028 | 0.69089 | 0.68761 | 0.98454 | 0.61348 | 0.7885 | 0.89762 | 0.77633 | 0.87062 | 0.75373 | 0.87696 | 0.87291 | 0.89115 | 0.4924 | 0.8383 | 0.77466 | 0.91901 | 0.69856 | 0.62943 | 0.97675 | 0.61657 | 0.76289 | 0.99603 | 0.82372 | 0.89868 | 0.63226 | 0.7693 | 0.76265 | 0.86018 | 0.27899 | 0
Jan | 25 | 20 | Weekday | Wednesday | 0.78873 | 0.90729 | 0.87079 | 0.88794 | 1 | 0.88794 | 0.88794 | 0.85181 | 0.88794 | 0.78873 | 0.78873 | 0.86008 | 0.7204 | 0.89854 | 0.60866 | 0.67102 | 0.98019 | 0.56272 | 0.79883 | 0.79645 | 0.78694 | 0.94843 | 0.73205 | 0.85181 | 0.85245 | 0.82965 | 0.4491 | 0.83799 | 0.66264 | 1 | 0.55872 | 0.60908 | 0.96727 | 0.53974 | 0.76285 | 0.81864 | 0.8238 | 0.98367 | 0.59152 | 0.70792 | 0.70101 | 0.76462 | 0.26791 | 0
Jan | 25 | 21 | Weekday | Wednesday | 0.73381 | 0.84936 | 0.84591 | 0.80807 | 1 | 0.80807 | 0.80807 | 0.28828 | 0.80807 | 0.73381 | 0.73381 | 0.86367 | 0.69285 | 0.94908 | 0.60447 | 0.68688 | 0.88212 | 0.47424 | 0.21656 | 0.80756 | 0.12675 | 0.91924 | 0.73749 | 0.28828 | 0.31268 | 0.65384 | 0.52685 | 0.83671 | 0.62728 | 0.97469 | 0.53382 | 0.6228 | 0.83359 | 0.45615 | 0.33537 | 0.81677 | 0.27181 | 0.92794 | 0.59216 | 0.3341 | 0.38099 | 0.54857 | 0.28325 | 0
Jan | 25 | 22 | Weekday | Wednesday | 0.7299 | 0.81837 | 0.81815 | 0.70127 | 1 | 0.70127 | 0.70127 | 0.13047 | 0.70127 | 0.7299 | 0.7299 | 0.84045 | 0.64944 | 0.76891 | 0.25517 | 0.1941 | 0.77738 | 0.39252 | 0.21253 | 0.81553 | 0.12632 | 0.71224 | 0.32085 | 0.13047 | 0.16269 | 0.24129 | 0.47689 | 0.83523 | 0.57154 | 0.7514 | 0.34059 | 0.19365 | 0.66511 | 0.37 | 0.33584 | 0.81458 | 0.27388 | 0.68608 | 0.39093 | 0.1888 | 0.24917 | 0.32446 | 0.271 | 0
Jan | 25 | 23 | Weekday | Wednesday | 0.70229 | 0.83147 | 0.79605 | 0.60944 | 1 | 0.60944 | 0.60944 | 0.14103 | 0.60944 | 0.70229 | 0.70229 | 0.84292 | 0.64684 | 0.57979 | 0.22907 | 0.21777 | 0.7078 | 0.46444 | 0.23543 | 0.87177 | 0.14351 | 0.56378 | 0.31581 | 0.14103 | 0.16839 | 0.35622 | 0.56765 | 0.85255 | 0.5496 | 0.51621 | 0.28663 | 0.21615 | 0.52654 | 0.43118 | 0.3473 | 0.85666 | 0.29113 | 0.51122 | 0.37631 | 0.19195 | 0.25071 | 0.46808 | 0.28595 | 0
Jan | 26 | 24 | Weekday | Thursday | 0.68372 | 0.81123 | 0.765 | 0.55583 | 1 | 0.55583 | 0.55583 | 0.14639 | 0.55583 | 0.68372 | 0.68372 | 0.65765 | 0.6351 | 0.33621 | 0.23445 | 0.23738 | 0.65205 | 0.41667 | 0.24043 | 0.68929 | 0.1452 | 0.53408 | 0.32663 | 0.14639 | 0.17601 | 0.29508 | 0.56002 | 0.48733 | 0.53081 | 0.3682 | 0.28797 | 0.23504 | 0.43885 | 0.39198 | 0.34523 | 0.48561 | 0.29343 | 0.47111 | 0.3881 | 0.19267 | 0.25127 | 0.36738 | 0.28166 | 0
Jan | 26 | 1 | Weekday | Thursday | 0.68539 | 0.78058 | 0.75775 | 0.53753 | 1 | 0.53753 | 0.53753 | 0.15242 | 0.53753 | 0.68539 | 0.68539 | 0.18388 | 0.63492 | 0.29064 | 0.23425 | 0.24876 | 0.65649 | 0.47985 | 0.25024 | 0.21506 | 0.15285 | 0.53283 | 0.33292 | 0.15242 | 0.18525 | 0.2887 | 0.60455 | 0.31918 | 0.5276 | 0.33376 | 0.28874 | 0.24589 | 0.42667 | 0.44359 | 0.34716 | 0.33561 | 0.29989 | 0.46954 | 0.39529 | 0.19414 | 0.25273 | 0.34852 | 0.29016 | 0
Jan | 26 | 2 | Weekday | Thursday | 0.69174 | 0.77265 | 0.75523 | 0.52686 | 1 | 0.52686 | 0.52686 | 0.15856 | 0.52686 | 0.69174 | 0.69174 | 0.18352 | 0.63578 | 0.26906 | 0.24308 | 0.26451 | 0.66339 | 0.42652 | 0.263 | 0.21587 | 0.15521 | 0.52963 | 0.3443 | 0.15856 | 0.19679 | 0.29753 | 0.58323 | 0.31964 | 0.52525 | 0.30427 | 0.29182 | 0.26088 | 0.42126 | 0.40315 | 0.35019 | 0.33637 | 0.30492 | 0.46205 | 0.40539 | 0.19561 | 0.25455 | 0.35275 | 0.28396 | 0
Jan | 26 | 3 | Weekday | Thursday | 0.6925 | 0.77355 | 0.7603 | 0.52199 | 1 | 0.52199 | 0.52199 | 0.16517 | 0.52199 | 0.6925 | 0.6925 | 0.18385 | 0.63708 | 0.26505 | 0.24519 | 0.2706 | 0.67359 | 0.49124 | 0.27609 | 0.21585 | 0.16469 | 0.53975 | 0.36088 | 0.16517 | 0.20514 | 0.30884 | 0.62617 | 0.31993 | 0.52399 | 0.30044 | 0.29345 | 0.26657 | 0.41924 | 0.45463 | 0.35259 | 0.33685 | 0.31257 | 0.47248 | 0.42024 | 0.19718 | 0.25587 | 0.36003 | 0.29214 | 0
Jan | 26 | 4 | Weekday | Thursday | 0.69728 | 0.78248 | 0.78285 | 0.536 | 1 | 0.536 | 0.536 | 0.17026 | 0.536 | 0.69728 | 0.69728 | 0.18836 | 0.69405 | 0.29707 | 0.26111 | 0.28289 | 0.71786 | 0.58766 | 0.28732 | 0.22405 | 0.16738 | 0.56486 | 0.37132 | 0.17026 | 0.21405 | 0.35393 | 0.60066 | 0.32784 | 0.59531 | 0.32354 | 0.30633 | 0.27821 | 0.47139 | 0.54892 | 0.35688 | 0.34974 | 0.3186 | 0.49653 | 0.42895 | 0.1984 | 0.25727 | 0.41438 | 0.28556 | 0
Jan | 26 | 5 | Weekday | Thursday | 0.67196 | 0.81744 | 0.83906 | 0.62357 | 1 | 0.62357 | 0.62357 | 0.17708 | 0.62357 | 0.67196 | 0.67196 | 0.67893 | 0.75943 | 0.40265 | 0.29722 | 0.29775 | 0.81757 | 0.75284 | 0.29661 | 0.71384 | 0.17744 | 0.64038 | 0.3963 | 0.17708 | 0.21999 | 0.35761 | 0.63998 | 0.49444 | 0.59551 | 0.41367 | 0.35381 | 0.29255 | 0.58326 | 0.68199 | 0.35752 | 0.49141 | 0.32501 | 0.57668 | 0.45486 | 0.20002 | 0.25821 | 0.41405 | 0.29342 | 0
Jan | 26 | 6 | Weekday | Thursday | 0.7041 | 0.8762 | 0.92118 | 0.72426 | 1 | 0.72426 | 0.72426 | 0.9885 | 0.72426 | 0.7041 | 0.7041 | 0.89011 | 0.86034 | 0.69314 | 0.60254 | 1 | 0.96797 | 0.91926 | 0.96669 | 1 | 0.97847 | 0.88012 | 0.84942 | 0.9885 | 1 | 0.84706 | 0.79591 | 0.83976 | 0.77643 | 0.74698 | 0.41724 | 1 | 0.71302 | 0.8835 | 0.39784 | 1 | 0.44382 | 0.84503 | 0.55274 | 0.39898 | 0.38055 | 0.57032 | 0.36521 | 0
Jan | 26 | 7 | Weekday | Thursday | 0.74651 | 0.89613 | 0.97885 | 0.73627 | 0.0044144 | 0.73627 | 0.73627 | 0.84427 | 0.73627 | 0.74651 | 0.74651 | 0.97238 | 0.92856 | 0.99346 | 0.83564 | 0.92403 | 0.93091 | 0.97515 | 0.96813 | 0.9419 | 1 | 0.97238 | 0.81865 | 0.84427 | 0.8281 | 0.79185 | 0.84877 | 0.9208 | 0.86496 | 0.93113 | 0.49399 | 0.83076 | 0.66884 | 0.95478 | 0.72269 | 0.91762 | 0.79247 | 0.95159 | 0.48012 | 0.39365 | 0.32289 | 0.54906 | 0.53006 | 0
Jan | 26 | 8 | Weekday | Thursday | 0.80095 | 0.92908 | 1 | 0.71895 | 0.0044144 | 0.71895 | 0.71895 | 0.90832 | 0.71895 | 0.80095 | 0.80095 | 0.97768 | 0.95362 | 0.86086 | 1 | 0.98106 | 0.89681 | 0.97346 | 1 | 0.81704 | 0.99314 | 0.9027 | 1 | 0.90832 | 0.8749 | 0.9522 | 0.96133 | 0.90832 | 0.90394 | 0.77787 | 1 | 0.89366 | 0.63073 | 0.95924 | 0.97367 | 0.72834 | 0.98645 | 0.85528 | 0.90258 | 0.58607 | 0.51072 | 0.82135 | 0.77388 | 0
Jan | 26 | 9 | Weekday | Thursday | 0.9026 | 0.94515 | 0.99828 | 0.67984 | 0.0044144 | 0.67984 | 0.67984 | 1 | 0.67984 | 0.9026 | 0.9026 | 0.8442 | 0.9763 | 0.74211 | 0.91405 | 0.86181 | 0.80338 | 1 | 0.9557 | 0.80074 | 0.95589 | 0.84709 | 0.94135 | 1 | 0.9531 | 0.97445 | 1 | 0.74517 | 0.94073 | 0.68819 | 0.96357 | 0.78063 | 0.55744 | 1 | 0.97325 | 0.72869 | 0.98601 | 0.8104 | 0.90235 | 0.84099 | 0.77403 | 0.90838 | 0.93258 | 0
Jan | 26 | 10 | Weekday | Thursday | 0.97833 | 0.96958 | 0.99537 | 0.67031 | 0.0044144 | 0.67031 | 0.67031 | 0.97726 | 0.67031 | 0.97833 | 0.97833 | 0.97646 | 0.98473 | 0.61717 | 0.84658 | 0.81164 | 0.70973 | 0.9791 | 0.93271 | 0.87827 | 0.92435 | 0.68177 | 0.90831 | 0.97726 | 0.92224 | 0.92998 | 0.94361 | 0.90847 | 0.96097 | 0.54686 | 0.91569 | 0.73833 | 0.48121 | 0.98737 | 0.9958 | 0.90559 | 0.99839 | 0.62921 | 0.90209 | 0.87256 | 0.80971 | 0.87853 | 0.93295 | 0
Jan | 26 | 11 | Weekday | Thursday | 1 | 0.98243 | 0.98745 | 0.65661 | 0.0044144 | 0.65661 | 0.65661 | 0.9302 | 0.65661 | 1 | 1 | 0.95513 | 0.99022 | 0.57492 | 0.82469 | 0.78944 | 0.67011 | 0.96689 | 0.89663 | 0.86987 | 0.88966 | 0.66323 | 0.88521 | 0.9302 | 0.86925 | 1 | 0.89329 | 0.92514 | 0.97465 | 0.53869 | 0.91595 | 0.72253 | 0.48171 | 0.97951 | 1 | 0.94643 | 1 | 0.62009 | 0.90136 | 0.87035 | 0.80971 | 1 | 0.93151 | 0
Jan | 26 | 12 | Weekday | Thursday | 0.97537 | 0.97522 | 0.97665 | 0.65712 | 0.0044144 | 0.65712 | 0.65712 | 0.90543 | 0.65712 | 0.97537 | 0.97537 | 0.90793 | 0.96299 | 0.56897 | 0.78212 | 0.79022 | 0.63466 | 0.91847 | 0.87671 | 0.82031 | 0.86672 | 0.64611 | 0.85894 | 0.90543 | 0.84144 | 0.93135 | 0.81033 | 0.90958 | 0.95215 | 0.5401 | 0.86923 | 0.72901 | 0.47146 | 0.92974 | 0.99549 | 0.91348 | 0.99774 | 0.60844 | 0.86086 | 0.86949 | 0.80971 | 0.92658 | 0.84484 | 0
Jan | 26 | 13 | Weekday | Thursday | 0.94575 | 0.97274 | 0.97608 | 0.64297 | 0.0044144 | 0.64297 | 0.64297 | 0.88599 | 0.64297 | 0.94575 | 0.94575 | 0.78862 | 0.99099 | 0.54906 | 0.79748 | 0.74416 | 0.60607 | 0.93907 | 0.86701 | 0.80552 | 0.85212 | 0.63617 | 0.85809 | 0.88599 | 0.82062 | 0.91177 | 0.8423 | 0.74561 | 0.98638 | 0.51292 | 0.91415 | 0.68827 | 0.46222 | 0.9588 | 0.97227 | 0.9064 | 0.98449 | 0.60122 | 0.90083 | 0.86905 | 0.80971 | 0.91393 | 0.9304 | 0
Jan | 26 | 14 | Weekday | Thursday | 0.92953 | 0.97538 | 0.96437 | 0.65316 | 0.0044144 | 0.65316 | 0.65316 | 0.87477 | 0.65316 | 0.92953 | 0.92953 | 0.77294 | 0.99012 | 0.54196 | 0.79223 | 0.70499 | 0.59087 | 0.93398 | 0.8518 | 0.70965 | 0.84014 | 0.62888 | 0.84531 | 0.87477 | 0.80982 | 0.89452 | 0.83679 | 0.74561 | 0.9893 | 0.50346 | 0.91356 | 0.65277 | 0.45778 | 0.95272 | 0.97223 | 0.72939 | 0.98451 | 0.59511 | 0.90077 | 0.86989 | 0.80971 | 0.89847 | 0.93089 | 0
Jan | 26 | 15 | Weekday | Thursday | 0.90456 | 0.97779 | 0.95259 | 0.69464 | 1 | 0.69464 | 0.69464 | 0.86637 | 0.69464 | 0.90456 | 0.90456 | 0.81571 | 0.99072 | 0.53052 | 0.79752 | 0.70713 | 0.62439 | 0.89179 | 0.84779 | 0.72394 | 0.81803 | 0.62701 | 0.84888 | 0.86637 | 0.80338 | 0.88174 | 0.84088 | 0.74534 | 0.98951 | 0.4845 | 0.91365 | 0.65543 | 0.49203 | 0.91833 | 0.96046 | 0.7289 | 0.96729 | 0.58894 | 0.90064 | 0.87137 | 0.80971 | 0.88537 | 0.93036 | 0
Jan | 26 | 16 | Weekday | Thursday | 0.90538 | 1 | 0.94618 | 0.81766 | 1 | 0.81766 | 0.81766 | 0.92262 | 0.81766 | 0.90538 | 0.90538 | 0.98329 | 1 | 0.55779 | 0.86446 | 0.77584 | 0.81847 | 0.92278 | 0.85928 | 0.75964 | 0.80094 | 0.6513 | 0.94124 | 0.92262 | 0.88392 | 0.90827 | 0.91129 | 0.96078 | 0.99926 | 0.56915 | 0.98939 | 0.7229 | 0.75036 | 0.94957 | 0.98847 | 0.77797 | 0.97912 | 0.67332 | 1 | 0.93977 | 0.91062 | 0.91726 | 1 | 0
Jan | 26 | 17 | Weekday | Thursday | 0.89116 | 0.99475 | 0.9335 | 0.97593 | 1 | 0.97593 | 0.97593 | 0.984 | 0.97593 | 0.89116 | 0.89116 | 1 | 0.99998 | 0.6803 | 0.81841 | 0.79621 | 0.96373 | 0.93974 | 0.75361 | 0.88297 | 0.76777 | 0.77353 | 0.80963 | 0.984 | 0.96802 | 0.92878 | 0.52225 | 0.99972 | 1 | 0.70584 | 0.90809 | 0.74305 | 0.9505 | 0.97247 | 0.76193 | 0.99286 | 0.82306 | 0.80923 | 0.75399 | 1 | 1 | 0.93518 | 0.45021 | 0
Jan | 26 | 18 | Weekday | Thursday | 0.84059 | 0.97027 | 0.90815 | 1 | 1 | 1 | 1 | 0.87073 | 1 | 0.84059 | 0.84059 | 0.99721 | 0.81169 | 0.88607 | 0.69913 | 0.68341 | 1 | 0.6069 | 0.77477 | 0.89018 | 0.77818 | 0.86233 | 0.74488 | 0.87073 | 0.86165 | 0.93736 | 0.41106 | 0.99992 | 0.78328 | 0.89855 | 0.72125 | 0.6267 | 1 | 0.6139 | 0.76201 | 0.99296 | 0.82321 | 0.87688 | 0.63251 | 0.79593 | 0.79005 | 0.9335 | 0.26319 | 0
Jan | 26 | 19 | Weekday | Thursday | 0.80498 | 0.95389 | 0.88925 | 0.96174 | 1 | 0.96174 | 0.96174 | 0.87696 | 0.96174 | 0.80498 | 0.80498 | 0.86524 | 0.8077 | 0.85028 | 0.69089 | 0.68761 | 0.98454 | 0.61348 | 0.7885 | 0.89762 | 0.77633 | 0.87062 | 0.75373 | 0.87696 | 0.87291 | 0.89115 | 0.4924 | 0.8383 | 0.77466 | 0.91901 | 0.69856 | 0.62943 | 0.97675 | 0.61657 | 0.76289 | 0.99603 | 0.82372 | 0.89868 | 0.63226 | 0.7693 | 0.76265 | 0.86018 | 0.27899 | 0
Jan | 26 | 20 | Weekday | Thursday | 0.78873 | 0.90729 | 0.87079 | 0.88794 | 1 | 0.88794 | 0.88794 | 0.85181 | 0.88794 | 0.78873 | 0.78873 | 0.86008 | 0.7204 | 0.89854 | 0.60866 | 0.67102 | 0.98019 | 0.56272 | 0.79883 | 0.79645 | 0.78694 | 0.94843 | 0.73205 | 0.85181 | 0.85245 | 0.82965 | 0.4491 | 0.83799 | 0.66264 | 1 | 0.55872 | 0.60908 | 0.96727 | 0.53974 | 0.76285 | 0.81864 | 0.8238 | 0.98367 | 0.59152 | 0.70792 | 0.70101 | 0.76462 | 0.26791 | 0
Jan | 26 | 21 | Weekday | Thursday | 0.73381 | 0.84936 | 0.84591 | 0.80807 | 1 | 0.80807 | 0.80807 | 0.28828 | 0.80807 | 0.73381 | 0.73381 | 0.86367 | 0.69285 | 0.94908 | 0.60447 | 0.68688 | 0.88212 | 0.47424 | 0.21656 | 0.80756 | 0.12675 | 0.91924 | 0.73749 | 0.28828 | 0.31268 | 0.65384 | 0.52685 | 0.83671 | 0.62728 | 0.97469 | 0.53382 | 0.6228 | 0.83359 | 0.45615 | 0.33537 | 0.81677 | 0.27181 | 0.92794 | 0.59216 | 0.3341 | 0.38099 | 0.54857 | 0.28325 | 0
Jan | 26 | 22 | Weekday | Thursday | 0.7299 | 0.81837 | 0.81815 | 0.70127 | 1 | 0.70127 | 0.70127 | 0.13047 | 0.70127 | 0.7299 | 0.7299 | 0.84045 | 0.64944 | 0.76891 | 0.25517 | 0.1941 | 0.77738 | 0.39252 | 0.21253 | 0.81553 | 0.12632 | 0.71224 | 0.32085 | 0.13047 | 0.16269 | 0.24129 | 0.47689 | 0.83523 | 0.57154 | 0.7514 | 0.34059 | 0.19365 | 0.66511 | 0.37 | 0.33584 | 0.81458 | 0.27388 | 0.68608 | 0.39093 | 0.1888 | 0.24917 | 0.32446 | 0.271 | 0
Jan | 26 | 23 | Weekday | Thursday | 0.70229 | 0.83147 | 0.79605 | 0.60944 | 1 | 0.60944 | 0.60944 | 0.14103 | 0.60944 | 0.70229 | 0.70229 | 0.84292 | 0.64684 | 0.57979 | 0.22907 | 0.21777 | 0.7078 | 0.46444 | 0.23543 | 0.87177 | 0.14351 | 0.56378 | 0.31581 | 0.14103 | 0.16839 | 0.35622 | 0.56765 | 0.85255 | 0.5496 | 0.51621 | 0.28663 | 0.21615 | 0.52654 | 0.43118 | 0.3473 | 0.85666 | 0.29113 | 0.51122 | 0.37631 | 0.19195 | 0.25071 | 0.46808 | 0.28595 | 0
Jan | 27 | 24 | Weekday | Friday | 0.68372 | 0.81123 | 0.765 | 0.55583 | 1 | 0.55583 | 0.55583 | 0.14639 | 0.55583 | 0.68372 | 0.68372 | 0.65765 | 0.6351 | 0.33621 | 0.23445 | 0.23738 | 0.65205 | 0.41667 | 0.24043 | 0.68929 | 0.1452 | 0.53408 | 0.32663 | 0.14639 | 0.17601 | 0.29508 | 0.56002 | 0.48733 | 0.53081 | 0.3682 | 0.28797 | 0.23504 | 0.43885 | 0.39198 | 0.34523 | 0.48561 | 0.29343 | 0.47111 | 0.3881 | 0.19267 | 0.25127 | 0.36738 | 0.28166 | 0
Jan | 27 | 1 | Weekday | Friday | 0.68539 | 0.78058 | 0.75775 | 0.53753 | 1 | 0.53753 | 0.53753 | 0.15242 | 0.53753 | 0.68539 | 0.68539 | 0.18388 | 0.63492 | 0.29064 | 0.23425 | 0.24876 | 0.65649 | 0.47985 | 0.25024 | 0.21506 | 0.15285 | 0.53283 | 0.33292 | 0.15242 | 0.18525 | 0.2887 | 0.60455 | 0.31918 | 0.5276 | 0.33376 | 0.28874 | 0.24589 | 0.42667 | 0.44359 | 0.34716 | 0.33561 | 0.29989 | 0.46954 | 0.39529 | 0.19414 | 0.25273 | 0.34852 | 0.29016 | 0
Jan | 27 | 2 | Weekday | Friday | 0.69174 | 0.77265 | 0.75523 | 0.52686 | 1 | 0.52686 | 0.52686 | 0.15856 | 0.52686 | 0.69174 | 0.69174 | 0.18352 | 0.63578 | 0.26906 | 0.24308 | 0.26451 | 0.66339 | 0.42652 | 0.263 | 0.21587 | 0.15521 | 0.52963 | 0.3443 | 0.15856 | 0.19679 | 0.29753 | 0.58323 | 0.31964 | 0.52525 | 0.30427 | 0.29182 | 0.26088 | 0.42126 | 0.40315 | 0.35019 | 0.33637 | 0.30492 | 0.46205 | 0.40539 | 0.19561 | 0.25455 | 0.35275 | 0.28396 | 0
Jan | 27 | 3 | Weekday | Friday | 0.6925 | 0.77355 | 0.7603 | 0.52199 | 1 | 0.52199 | 0.52199 | 0.16517 | 0.52199 | 0.6925 | 0.6925 | 0.18385 | 0.63708 | 0.26505 | 0.24519 | 0.2706 | 0.67359 | 0.49124 | 0.27609 | 0.21585 | 0.16469 | 0.53975 | 0.36088 | 0.16517 | 0.20514 | 0.30884 | 0.62617 | 0.31993 | 0.52399 | 0.30044 | 0.29345 | 0.26657 | 0.41924 | 0.45463 | 0.35259 | 0.33685 | 0.31257 | 0.47248 | 0.42024 | 0.19718 | 0.25587 | 0.36003 | 0.29214 | 0
Jan | 27 | 4 | Weekday | Friday | 0.69728 | 0.78248 | 0.78285 | 0.536 | 1 | 0.536 | 0.536 | 0.17026 | 0.536 | 0.69728 | 0.69728 | 0.18836 | 0.69405 | 0.29707 | 0.26111 | 0.28289 | 0.71786 | 0.58766 | 0.28732 | 0.22405 | 0.16738 | 0.56486 | 0.37132 | 0.17026 | 0.21405 | 0.35393 | 0.60066 | 0.32784 | 0.59531 | 0.32354 | 0.30633 | 0.27821 | 0.47139 | 0.54892 | 0.35688 | 0.34974 | 0.3186 | 0.49653 | 0.42895 | 0.1984 | 0.25727 | 0.41438 | 0.28556 | 0
Jan | 27 | 5 | Weekday | Friday | 0.67196 | 0.81744 | 0.83906 | 0.62357 | 1 | 0.62357 | 0.62357 | 0.17708 | 0.62357 | 0.67196 | 0.67196 | 0.67893 | 0.75943 | 0.40265 | 0.29722 | 0.29775 | 0.81757 | 0.75284 | 0.29661 | 0.71384 | 0.17744 | 0.64038 | 0.3963 | 0.17708 | 0.21999 | 0.35761 | 0.63998 | 0.49444 | 0.59551 | 0.41367 | 0.35381 | 0.29255 | 0.58326 | 0.68199 | 0.35752 | 0.49141 | 0.32501 | 0.57668 | 0.45486 | 0.20002 | 0.25821 | 0.41405 | 0.29342 | 0
Jan | 27 | 6 | Weekday | Friday | 0.7041 | 0.8762 | 0.92118 | 0.72426 | 1 | 0.72426 | 0.72426 | 0.9885 | 0.72426 | 0.7041 | 0.7041 | 0.89011 | 0.86034 | 0.69314 | 0.60254 | 1 | 0.96797 | 0.91926 | 0.96669 | 1 | 0.97847 | 0.88012 | 0.84942 | 0.9885 | 1 | 0.84706 | 0.79591 | 0.83976 | 0.77643 | 0.74698 | 0.41724 | 1 | 0.71302 | 0.8835 | 0.39784 | 1 | 0.44382 | 0.84503 | 0.55274 | 0.39898 | 0.38055 | 0.57032 | 0.36521 | 0
Jan | 27 | 7 | Weekday | Friday | 0.74651 | 0.89613 | 0.97885 | 0.73627 | 0.0044144 | 0.73627 | 0.73627 | 0.84427 | 0.73627 | 0.74651 | 0.74651 | 0.97238 | 0.92856 | 0.99346 | 0.83564 | 0.92403 | 0.93091 | 0.97515 | 0.96813 | 0.9419 | 1 | 0.97238 | 0.81865 | 0.84427 | 0.8281 | 0.79185 | 0.84877 | 0.9208 | 0.86496 | 0.93113 | 0.49399 | 0.83076 | 0.66884 | 0.95478 | 0.72269 | 0.91762 | 0.79247 | 0.95159 | 0.48012 | 0.39365 | 0.32289 | 0.54906 | 0.53006 | 0
Jan | 27 | 8 | Weekday | Friday | 0.80095 | 0.92908 | 1 | 0.71895 | 0.0044144 | 0.71895 | 0.71895 | 0.90832 | 0.71895 | 0.80095 | 0.80095 | 0.97768 | 0.95362 | 0.86086 | 1 | 0.98106 | 0.89681 | 0.97346 | 1 | 0.81704 | 0.99314 | 0.9027 | 1 | 0.90832 | 0.8749 | 0.9522 | 0.96133 | 0.90832 | 0.90394 | 0.77787 | 1 | 0.89366 | 0.63073 | 0.95924 | 0.97367 | 0.72834 | 0.98645 | 0.85528 | 0.90258 | 0.58607 | 0.51072 | 0.82135 | 0.77388 | 0
Jan | 27 | 9 | Weekday | Friday | 0.9026 | 0.94515 | 0.99828 | 0.67984 | 0.0044144 | 0.67984 | 0.67984 | 1 | 0.67984 | 0.9026 | 0.9026 | 0.8442 | 0.9763 | 0.74211 | 0.91405 | 0.86181 | 0.80338 | 1 | 0.9557 | 0.80074 | 0.95589 | 0.84709 | 0.94135 | 1 | 0.9531 | 0.97445 | 1 | 0.74517 | 0.94073 | 0.68819 | 0.96357 | 0.78063 | 0.55744 | 1 | 0.97325 | 0.72869 | 0.98601 | 0.8104 | 0.90235 | 0.84099 | 0.77403 | 0.90838 | 0.93258 | 0
Jan | 27 | 10 | Weekday | Friday | 0.97833 | 0.96958 | 0.99537 | 0.67031 | 0.0044144 | 0.67031 | 0.67031 | 0.97726 | 0.67031 | 0.97833 | 0.97833 | 0.97646 | 0.98473 | 0.61717 | 0.84658 | 0.81164 | 0.70973 | 0.9791 | 0.93271 | 0.87827 | 0.92435 | 0.68177 | 0.90831 | 0.97726 | 0.92224 | 0.92998 | 0.94361 | 0.90847 | 0.96097 | 0.54686 | 0.91569 | 0.73833 | 0.48121 | 0.98737 | 0.9958 | 0.90559 | 0.99839 | 0.62921 | 0.90209 | 0.87256 | 0.80971 | 0.87853 | 0.93295 | 0
Jan | 27 | 11 | Weekday | Friday | 1 | 0.98243 | 0.98745 | 0.65661 | 0.0044144 | 0.65661 | 0.65661 | 0.9302 | 0.65661 | 1 | 1 | 0.95513 | 0.99022 | 0.57492 | 0.82469 | 0.78944 | 0.67011 | 0.96689 | 0.89663 | 0.86987 | 0.88966 | 0.66323 | 0.88521 | 0.9302 | 0.86925 | 1 | 0.89329 | 0.92514 | 0.97465 | 0.53869 | 0.91595 | 0.72253 | 0.48171 | 0.97951 | 1 | 0.94643 | 1 | 0.62009 | 0.90136 | 0.87035 | 0.80971 | 1 | 0.93151 | 0
Jan | 27 | 12 | Weekday | Friday | 0.97537 | 0.97522 | 0.97665 | 0.65712 | 0.0044144 | 0.65712 | 0.65712 | 0.90543 | 0.65712 | 0.97537 | 0.97537 | 0.90793 | 0.96299 | 0.56897 | 0.78212 | 0.79022 | 0.63466 | 0.91847 | 0.87671 | 0.82031 | 0.86672 | 0.64611 | 0.85894 | 0.90543 | 0.84144 | 0.93135 | 0.81033 | 0.90958 | 0.95215 | 0.5401 | 0.86923 | 0.72901 | 0.47146 | 0.92974 | 0.99549 | 0.91348 | 0.99774 | 0.60844 | 0.86086 | 0.86949 | 0.80971 | 0.92658 | 0.84484 | 0
Jan | 27 | 13 | Weekday | Friday | 0.94575 | 0.97274 | 0.97608 | 0.64297 | 0.0044144 | 0.64297 | 0.64297 | 0.88599 | 0.64297 | 0.94575 | 0.94575 | 0.78862 | 0.99099 | 0.54906 | 0.79748 | 0.74416 | 0.60607 | 0.93907 | 0.86701 | 0.80552 | 0.85212 | 0.63617 | 0.85809 | 0.88599 | 0.82062 | 0.91177 | 0.8423 | 0.74561 | 0.98638 | 0.51292 | 0.91415 | 0.68827 | 0.46222 | 0.9588 | 0.97227 | 0.9064 | 0.98449 | 0.60122 | 0.90083 | 0.86905 | 0.80971 | 0.91393 | 0.9304 | 0
Jan | 27 | 14 | Weekday | Friday | 0.92953 | 0.97538 | 0.96437 | 0.65316 | 0.0044144 | 0.65316 | 0.65316 | 0.87477 | 0.65316 | 0.92953 | 0.92953 | 0.77294 | 0.99012 | 0.54196 | 0.79223 | 0.70499 | 0.59087 | 0.93398 | 0.8518 | 0.70965 | 0.84014 | 0.62888 | 0.84531 | 0.87477 | 0.80982 | 0.89452 | 0.83679 | 0.74561 | 0.9893 | 0.50346 | 0.91356 | 0.65277 | 0.45778 | 0.95272 | 0.97223 | 0.72939 | 0.98451 | 0.59511 | 0.90077 | 0.86989 | 0.80971 | 0.89847 | 0.93089 | 0
Jan | 27 | 15 | Weekday | Friday | 0.90456 | 0.97779 | 0.95259 | 0.69464 | 1 | 0.69464 | 0.69464 | 0.86637 | 0.69464 | 0.90456 | 0.90456 | 0.81571 | 0.99072 | 0.53052 | 0.79752 | 0.70713 | 0.62439 | 0.89179 | 0.84779 | 0.72394 | 0.81803 | 0.62701 | 0.84888 | 0.86637 | 0.80338 | 0.88174 | 0.84088 | 0.74534 | 0.98951 | 0.4845 | 0.91365 | 0.65543 | 0.49203 | 0.91833 | 0.96046 | 0.7289 | 0.96729 | 0.58894 | 0.90064 | 0.87137 | 0.80971 | 0.88537 | 0.93036 | 0
Jan | 27 | 16 | Weekday | Friday | 0.90538 | 1 | 0.94618 | 0.81766 | 1 | 0.81766 | 0.81766 | 0.92262 | 0.81766 | 0.90538 | 0.90538 | 0.98329 | 1 | 0.55779 | 0.86446 | 0.77584 | 0.81847 | 0.92278 | 0.85928 | 0.75964 | 0.80094 | 0.6513 | 0.94124 | 0.92262 | 0.88392 | 0.90827 | 0.91129 | 0.96078 | 0.99926 | 0.56915 | 0.98939 | 0.7229 | 0.75036 | 0.94957 | 0.98847 | 0.77797 | 0.97912 | 0.67332 | 1 | 0.93977 | 0.91062 | 0.91726 | 1 | 0
Jan | 27 | 17 | Weekday | Friday | 0.89116 | 0.99475 | 0.9335 | 0.97593 | 1 | 0.97593 | 0.97593 | 0.984 | 0.97593 | 0.89116 | 0.89116 | 1 | 0.99998 | 0.6803 | 0.81841 | 0.79621 | 0.96373 | 0.93974 | 0.75361 | 0.88297 | 0.76777 | 0.77353 | 0.80963 | 0.984 | 0.96802 | 0.92878 | 0.52225 | 0.99972 | 1 | 0.70584 | 0.90809 | 0.74305 | 0.9505 | 0.97247 | 0.76193 | 0.99286 | 0.82306 | 0.80923 | 0.75399 | 1 | 1 | 0.93518 | 0.45021 | 0
Jan | 27 | 18 | Weekday | Friday | 0.84059 | 0.97027 | 0.90815 | 1 | 1 | 1 | 1 | 0.87073 | 1 | 0.84059 | 0.84059 | 0.99721 | 0.81169 | 0.88607 | 0.69913 | 0.68341 | 1 | 0.6069 | 0.77477 | 0.89018 | 0.77818 | 0.86233 | 0.74488 | 0.87073 | 0.86165 | 0.93736 | 0.41106 | 0.99992 | 0.78328 | 0.89855 | 0.72125 | 0.6267 | 1 | 0.6139 | 0.76201 | 0.99296 | 0.82321 | 0.87688 | 0.63251 | 0.79593 | 0.79005 | 0.9335 | 0.26319 | 0
Jan | 27 | 19 | Weekday | Friday | 0.80498 | 0.95389 | 0.88925 | 0.96174 | 1 | 0.96174 | 0.96174 | 0.87696 | 0.96174 | 0.80498 | 0.80498 | 0.86524 | 0.8077 | 0.85028 | 0.69089 | 0.68761 | 0.98454 | 0.61348 | 0.7885 | 0.89762 | 0.77633 | 0.87062 | 0.75373 | 0.87696 | 0.87291 | 0.89115 | 0.4924 | 0.8383 | 0.77466 | 0.91901 | 0.69856 | 0.62943 | 0.97675 | 0.61657 | 0.76289 | 0.99603 | 0.82372 | 0.89868 | 0.63226 | 0.7693 | 0.76265 | 0.86018 | 0.27899 | 0
Jan | 27 | 20 | Weekday | Friday | 0.78873 | 0.90729 | 0.87079 | 0.88794 | 1 | 0.88794 | 0.88794 | 0.85181 | 0.88794 | 0.78873 | 0.78873 | 0.86008 | 0.7204 | 0.89854 | 0.60866 | 0.67102 | 0.98019 | 0.56272 | 0.79883 | 0.79645 | 0.78694 | 0.94843 | 0.73205 | 0.85181 | 0.85245 | 0.82965 | 0.4491 | 0.83799 | 0.66264 | 1 | 0.55872 | 0.60908 | 0.96727 | 0.53974 | 0.76285 | 0.81864 | 0.8238 | 0.98367 | 0.59152 | 0.70792 | 0.70101 | 0.76462 | 0.26791 | 0
Jan | 27 | 21 | Weekday | Friday | 0.73381 | 0.84936 | 0.84591 | 0.80807 | 1 | 0.80807 | 0.80807 | 0.28828 | 0.80807 | 0.73381 | 0.73381 | 0.86367 | 0.69285 | 0.94908 | 0.60447 | 0.68688 | 0.88212 | 0.47424 | 0.21656 | 0.80756 | 0.12675 | 0.91924 | 0.73749 | 0.28828 | 0.31268 | 0.65384 | 0.52685 | 0.83671 | 0.62728 | 0.97469 | 0.53382 | 0.6228 | 0.83359 | 0.45615 | 0.33537 | 0.81677 | 0.27181 | 0.92794 | 0.59216 | 0.3341 | 0.38099 | 0.54857 | 0.28325 | 0
Jan | 27 | 22 | Weekday | Friday | 0.7299 | 0.81837 | 0.81815 | 0.70127 | 1 | 0.70127 | 0.70127 | 0.13047 | 0.70127 | 0.7299 | 0.7299 | 0.84045 | 0.64944 | 0.76891 | 0.25517 | 0.1941 | 0.77738 | 0.39252 | 0.21253 | 0.81553 | 0.12632 | 0.71224 | 0.32085 | 0.13047 | 0.16269 | 0.24129 | 0.47689 | 0.83523 | 0.57154 | 0.7514 | 0.34059 | 0.19365 | 0.66511 | 0.37 | 0.33584 | 0.81458 | 0.27388 | 0.68608 | 0.39093 | 0.1888 | 0.24917 | 0.32446 | 0.271 | 0
Jan | 27 | 23 | Weekday | Friday | 0.70229 | 0.83147 | 0.79605 | 0.60944 | 1 | 0.60944 | 0.60944 | 0.14055 | 0.60944 | 0.70229 | 0.70229 | 0.72244 | 0.6943 | 0.56192 | 0.20096 | 0.16605 | 0.54729 | 0.51676 | 0.21375 | 0.75441 | 0.12703 | 0.48101 | 0.28689 | 0.14055 | 0.17814 | 0.3519 | 0.3771 | 0.85326 | 0.65141 | 0.5716 | 0.26814 | 0.16538 | 0.50647 | 0.47542 | 0.34033 | 0.8577 | 0.2772 | 0.46024 | 0.34837 | 0.18506 | 0.24614 | 0.4731 | 0.26225 | 0
Jan | 28 | 24 | Weekend | Saturday | 0.68023 | 0.81286 | 0.76293 | 0.53638 | 1 | 0.53638 | 0.53638 | 0.14612 | 0.53638 | 0.68023 | 0.68023 | 0.54995 | 0.66641 | 0.36134 | 0.18546 | 0.17728 | 0.49405 | 0.44886 | 0.21522 | 0.56464 | 0.13303 | 0.43811 | 0.2737 | 0.14612 | 0.18101 | 0.25808 | 0.40517 | 0.48802 | 0.61427 | 0.42192 | 0.23658 | 0.17665 | 0.41954 | 0.42111 | 0.33806 | 0.48584 | 0.28252 | 0.41219 | 0.33517 | 0.18977 | 0.24956 | 0.34558 | 0.267 | 0
Jan | 28 | 1 | Weekend | Saturday | 0.67597 | 0.77801 | 0.75341 | 0.51642 | 1 | 0.51642 | 0.51642 | 0.15091 | 0.51642 | 0.67597 | 0.67597 | 0.18364 | 0.66564 | 0.32973 | 0.18301 | 0.17071 | 0.48575 | 0.51969 | 0.21496 | 0.21453 | 0.131 | 0.43739 | 0.27695 | 0.15091 | 0.18877 | 0.24787 | 0.38866 | 0.32019 | 0.61273 | 0.40664 | 0.23653 | 0.16997 | 0.40598 | 0.47831 | 0.33895 | 0.33712 | 0.28074 | 0.41486 | 0.3333 | 0.19086 | 0.25078 | 0.32713 | 0.26415 | 0
Jan | 28 | 2 | Weekend | Saturday | 0.67964 | 0.76699 | 0.74838 | 0.50282 | 1 | 0.50282 | 0.50282 | 0.15639 | 0.50282 | 0.67964 | 0.67964 | 0.18497 | 0.66887 | 0.29387 | 0.18545 | 0.17953 | 0.48575 | 0.46129 | 0.21673 | 0.21875 | 0.13296 | 0.40386 | 0.27421 | 0.15639 | 0.19301 | 0.26727 | 0.40712 | 0.32071 | 0.61425 | 0.35352 | 0.237 | 0.17901 | 0.39986 | 0.43267 | 0.34046 | 0.33803 | 0.2819 | 0.37079 | 0.33392 | 0.19227 | 0.25144 | 0.34323 | 0.26827 | 0
Jan | 28 | 3 | Weekend | Saturday | 0.67608 | 0.76498 | 0.75022 | 0.49642 | 1 | 0.49642 | 0.49642 | 0.15848 | 0.49642 | 0.67608 | 0.67608 | 0.18383 | 0.67163 | 0.28933 | 0.18421 | 0.18408 | 0.48954 | 0.52614 | 0.21713 | 0.21538 | 0.1323 | 0.40866 | 0.27307 | 0.15848 | 0.20075 | 0.26257 | 0.3931 | 0.32095 | 0.61573 | 0.34923 | 0.23675 | 0.18329 | 0.3971 | 0.48588 | 0.34096 | 0.33846 | 0.28102 | 0.3745 | 0.3336 | 0.1929 | 0.25267 | 0.33839 | 0.2651 | 0
Jan | 28 | 4 | Weekend | Saturday | 0.67797 | 0.76748 | 0.76443 | 0.50327 | 1 | 0.50327 | 0.50327 | 0.16389 | 0.50327 | 0.67797 | 0.67797 | 0.18706 | 0.67684 | 0.31692 | 0.19522 | 0.19056 | 0.53325 | 0.54208 | 0.21911 | 0.22241 | 0.13528 | 0.43141 | 0.27811 | 0.16389 | 0.20629 | 0.28827 | 0.41434 | 0.32421 | 0.62156 | 0.36829 | 0.24905 | 0.19007 | 0.44904 | 0.50567 | 0.34277 | 0.34377 | 0.28536 | 0.39538 | 0.33537 | 0.19429 | 0.25354 | 0.36771 | 0.2692 | 0
Jan | 28 | 5 | Weekend | Saturday | 0.65211 | 0.78981 | 0.80542 | 0.57428 | 1 | 0.57428 | 0.57428 | 0.1684 | 0.57428 | 0.65211 | 0.65211 | 0.55733 | 0.67891 | 0.35723 | 0.21221 | 0.1897 | 0.63025 | 0.68176 | 0.21967 | 0.5673 | 0.13618 | 0.4723 | 0.27425 | 0.1684 | 0.21195 | 0.29405 | 0.39864 | 0.49054 | 0.62328 | 0.40524 | 0.27276 | 0.18863 | 0.5604 | 0.62422 | 0.34291 | 0.48495 | 0.28512 | 0.44262 | 0.3339 | 0.19541 | 0.25444 | 0.37025 | 0.2656 | 0
Jan | 28 | 6 | Weekend | Saturday | 0.67368 | 0.83787 | 0.8645 | 0.66192 | 1 | 0.66192 | 0.66192 | 0.56462 | 0.66192 | 0.67368 | 0.67368 | 0.77348 | 0.71729 | 0.53288 | 0.35633 | 0.43732 | 0.78154 | 0.73206 | 0.22317 | 0.86404 | 0.13726 | 0.6453 | 0.47758 | 0.56462 | 0.59326 | 0.70906 | 0.41911 | 0.8384 | 0.68113 | 0.63068 | 0.36621 | 0.43717 | 0.69006 | 0.69599 | 0.34409 | 0.99753 | 0.2865 | 0.64751 | 0.43898 | 0.28253 | 0.3062 | 0.49794 | 0.26971 | 0
Jan | 28 | 7 | Weekend | Saturday | 0.70317 | 0.84611 | 0.90148 | 0.6928 | 0.0044144 | 0.6928 | 0.6928 | 0.466 | 0.6928 | 0.70317 | 0.70317 | 0.81199 | 0.77816 | 0.79125 | 0.34952 | 0.352 | 0.74611 | 0.74702 | 0.18873 | 0.79728 | 0.1182 | 0.74727 | 0.36331 | 0.466 | 0.4667 | 0.67713 | 0.38734 | 0.92149 | 0.71664 | 0.79809 | 0.34607 | 0.33742 | 0.64092 | 0.70857 | 0.29661 | 0.91863 | 0.24784 | 0.74564 | 0.28385 | 0.22545 | 0.19414 | 0.48875 | 0.20126 | 0
Jan | 28 | 8 | Weekend | Saturday | 0.75025 | 0.8728 | 0.91151 | 0.71536 | 0.0044144 | 0.71536 | 0.71536 | 0.92222 | 0.71536 | 0.75025 | 0.75025 | 0.82898 | 0.79344 | 1 | 0.39738 | 0.3387 | 0.6941 | 0.74397 | 0.18228 | 0.68417 | 0.11244 | 1 | 0.35585 | 0.92222 | 0.89795 | 0.77473 | 0.3935 | 0.90869 | 0.75587 | 0.9706 | 0.44855 | 0.32516 | 0.56967 | 0.72902 | 0.28861 | 0.72892 | 0.2367 | 1 | 0.31744 | 0.44966 | 0.37068 | 0.66614 | 0.19885 | 0
Jan | 28 | 9 | Weekend | Saturday | 0.84763 | 0.89363 | 0.90581 | 0.7027 | 0.0044144 | 0.7027 | 0.7027 | 0.87485 | 0.7027 | 0.84763 | 0.84763 | 0.7411 | 0.82448 | 0.81796 | 0.35349 | 0.30815 | 0.61709 | 0.78309 | 0.18174 | 0.68387 | 0.11216 | 0.85235 | 0.33908 | 0.87485 | 0.84422 | 0.72998 | 0.36623 | 0.74558 | 0.7977 | 0.81056 | 0.41207 | 0.29689 | 0.49775 | 0.76902 | 0.28738 | 0.72925 | 0.23658 | 0.85 | 0.31453 | 0.56049 | 0.49139 | 0.63628 | 0.24921 | 0
Jan | 28 | 10 | Weekend | Saturday | 0.9196 | 0.92008 | 0.90114 | 0.6982 | 0.0044144 | 0.6982 | 0.6982 | 0.89863 | 0.6982 | 0.9196 | 0.9196 | 0.89354 | 0.83669 | 0.66028 | 0.31132 | 0.29527 | 0.53842 | 0.72653 | 0.17981 | 0.77813 | 0.11488 | 0.62708 | 0.32422 | 0.89863 | 0.85454 | 0.78992 | 0.37055 | 0.90909 | 0.81445 | 0.64252 | 0.36443 | 0.28708 | 0.42292 | 0.72256 | 0.28575 | 0.90633 | 0.23645 | 0.59269 | 0.31021 | 0.68292 | 0.61697 | 0.75555 | 0.25367 | 0
Jan | 28 | 11 | Weekend | Saturday | 0.94199 | 0.93302 | 0.89375 | 0.67574 | 0.0044144 | 0.67574 | 0.67574 | 0.85804 | 0.67574 | 0.94199 | 0.94199 | 0.88667 | 0.84239 | 0.61205 | 0.30667 | 0.2897 | 0.5124 | 0.75642 | 0.1813 | 0.78413 | 0.11179 | 0.60092 | 0.31852 | 0.85804 | 0.80682 | 0.86737 | 0.31899 | 0.92557 | 0.82205 | 0.61876 | 0.36406 | 0.28305 | 0.42481 | 0.74869 | 0.28908 | 0.94703 | 0.23753 | 0.56712 | 0.31081 | 0.68085 | 0.61697 | 0.8774 | 0.2447 | 0
Jan | 28 | 12 | Weekend | Saturday | 0.91744 | 0.92413 | 0.88364 | 0.67235 | 0.0044144 | 0.67235 | 0.67235 | 0.87628 | 0.67235 | 0.91744 | 0.91744 | 0.8621 | 0.83546 | 0.56554 | 0.30766 | 0.28714 | 0.49884 | 0.68974 | 0.17951 | 0.75126 | 0.11035 | 0.59016 | 0.28547 | 0.87628 | 0.81867 | 0.84029 | 0.29623 | 0.91014 | 0.81326 | 0.59572 | 0.36507 | 0.28127 | 0.42077 | 0.68877 | 0.28499 | 0.91433 | 0.2346 | 0.56532 | 0.25551 | 0.76436 | 0.70068 | 0.85855 | 0.18333 | 0
Jan | 28 | 13 | Weekend | Saturday | 0.88583 | 0.92005 | 0.88026 | 0.65458 | 0.0044144 | 0.65458 | 0.65458 | 0.85535 | 0.65458 | 0.88583 | 0.88583 | 0.74644 | 0.83394 | 0.53516 | 0.30498 | 0.27413 | 0.47867 | 0.73928 | 0.17918 | 0.74805 | 0.10925 | 0.58136 | 0.28191 | 0.85535 | 0.7959 | 0.82679 | 0.26375 | 0.74619 | 0.8117 | 0.54542 | 0.36576 | 0.26921 | 0.40891 | 0.73566 | 0.28506 | 0.90729 | 0.23379 | 0.5644 | 0.25494 | 0.76374 | 0.70068 | 0.84761 | 0.17658 | 0
Jan | 28 | 14 | Weekend | Saturday | 0.86892 | 0.92044 | 0.87196 | 0.66381 | 0.0044144 | 0.66381 | 0.66381 | 0.84673 | 0.66381 | 0.86892 | 0.86892 | 0.72292 | 0.83761 | 0.5308 | 0.23997 | 0.24631 | 0.47132 | 0.6947 | 0.17749 | 0.64547 | 0.10751 | 0.58649 | 0.28009 | 0.84673 | 0.78807 | 0.81206 | 0.29725 | 0.74619 | 0.8157 | 0.53884 | 0.25777 | 0.24121 | 0.40544 | 0.69771 | 0.28434 | 0.73018 | 0.23265 | 0.56288 | 0.25579 | 0.76433 | 0.70068 | 0.83159 | 0.18366 | 0
Jan | 28 | 15 | Weekend | Saturday | 0.84572 | 0.92603 | 0.86347 | 0.69624 | 1 | 0.69624 | 0.69624 | 0.8475 | 0.69624 | 0.84572 | 0.84572 | 0.7658 | 0.79342 | 0.52976 | 0.24314 | 0.24951 | 0.50833 | 0.73088 | 0.17777 | 0.66206 | 0.10903 | 0.58626 | 0.28508 | 0.8475 | 0.79114 | 0.80527 | 0.27966 | 0.74585 | 0.77776 | 0.52105 | 0.25694 | 0.24408 | 0.44005 | 0.72891 | 0.28424 | 0.72952 | 0.23376 | 0.55905 | 0.25658 | 0.76628 | 0.70068 | 0.81669 | 0.1787 | 0
Jan | 28 | 16 | Weekend | Saturday | 0.86762 | 0.95703 | 0.86523 | 0.80353 | 1 | 0.80353 | 0.80353 | 0.90688 | 0.80353 | 0.86762 | 0.86762 | 0.94003 | 0.787 | 0.5636 | 0.31304 | 0.31101 | 0.71152 | 0.69204 | 0.19719 | 0.70675 | 0.11989 | 0.61109 | 0.37539 | 0.90688 | 0.87538 | 0.8341 | 0.33307 | 0.95896 | 0.76373 | 0.5981 | 0.33376 | 0.30385 | 0.69985 | 0.69065 | 0.31293 | 0.77627 | 0.25808 | 0.64229 | 0.35973 | 0.83585 | 0.80288 | 0.84564 | 0.20591 | 0
Jan | 28 | 17 | Weekend | Saturday | 0.87659 | 0.96401 | 0.85843 | 0.9405 | 1 | 0.9405 | 0.9405 | 0.94911 | 0.9405 | 0.87659 | 0.87659 | 0.97562 | 0.75476 | 0.64625 | 0.34808 | 0.35537 | 0.89391 | 0.74632 | 0.21466 | 0.84901 | 0.13094 | 0.7129 | 0.43217 | 0.94911 | 0.94505 | 0.83584 | 0.35304 | 0.99995 | 0.72202 | 0.69963 | 0.35997 | 0.34625 | 0.93709 | 0.73928 | 0.33739 | 0.99312 | 0.27827 | 0.75382 | 0.42054 | 0.80744 | 0.80726 | 0.80645 | 0.25592 | 0
Jan | 28 | 18 | Weekend | Saturday | 0.82835 | 0.9384 | 0.83885 | 0.94128 | 1 | 0.94128 | 0.94128 | 0.86442 | 0.94128 | 0.82835 | 0.82835 | 0.97924 | 0.73032 | 0.78963 | 0.27943 | 0.19818 | 0.9436 | 0.53227 | 0.21798 | 0.85799 | 0.13229 | 0.85448 | 0.30093 | 0.86442 | 0.86883 | 0.85172 | 0.44262 | 1 | 0.68517 | 0.89353 | 0.34948 | 0.197 | 0.99245 | 0.52471 | 0.33863 | 0.99309 | 0.27926 | 0.90516 | 0.35587 | 0.63923 | 0.63632 | 0.7942 | 0.27363 | 0
Jan | 28 | 19 | Weekend | Saturday | 0.80438 | 0.9213 | 0.82408 | 0.89053 | 1 | 0.89053 | 0.89053 | 0.49385 | 0.89053 | 0.80438 | 0.80438 | 0.8411 | 0.72414 | 0.84273 | 0.26308 | 0.20398 | 0.93544 | 0.58504 | 0.22004 | 0.87138 | 0.1361 | 0.87513 | 0.30384 | 0.49385 | 0.51187 | 0.77328 | 0.39723 | 0.83961 | 0.67135 | 0.9243 | 0.32598 | 0.20281 | 0.97014 | 0.56758 | 0.34075 | 0.99811 | 0.28236 | 0.91224 | 0.36044 | 0.46152 | 0.49214 | 0.67013 | 0.26233 | 0
Jan | 28 | 20 | Weekend | Saturday | 0.78926 | 0.87944 | 0.80877 | 0.81588 | 1 | 0.81588 | 0.81588 | 0.48074 | 0.81588 | 0.78926 | 0.78926 | 0.84401 | 0.6796 | 0.88203 | 0.27307 | 0.21891 | 0.9338 | 0.52095 | 0.22622 | 0.77094 | 0.13965 | 0.9359 | 0.30893 | 0.48074 | 0.50056 | 0.75412 | 0.48688 | 0.83917 | 0.60868 | 0.98855 | 0.32704 | 0.21684 | 0.96104 | 0.49874 | 0.34211 | 0.82047 | 0.28835 | 0.97648 | 0.36717 | 0.4286 | 0.45897 | 0.63287 | 0.27964 | 0
Jan | 28 | 21 | Weekend | Saturday | 0.7375 | 0.83081 | 0.78762 | 0.74934 | 1 | 0.74934 | 0.74934 | 0.16928 | 0.74934 | 0.7375 | 0.7375 | 0.84578 | 0.67621 | 0.85422 | 0.25229 | 0.22277 | 0.83759 | 0.52434 | 0.23934 | 0.78724 | 0.1609 | 0.92 | 0.31504 | 0.16928 | 0.20135 | 0.65191 | 0.428 | 0.8376 | 0.60041 | 0.93819 | 0.30217 | 0.22028 | 0.82764 | 0.49468 | 0.34496 | 0.8181 | 0.29641 | 0.95392 | 0.36685 | 0.24095 | 0.30084 | 0.5264 | 0.26572 | 0
Jan | 28 | 22 | Weekend | Saturday | 0.72446 | 0.81265 | 0.76373 | 0.66898 | 1 | 0.66898 | 0.66898 | 0.13722 | 0.66898 | 0.72446 | 0.72446 | 0.82057 | 0.66952 | 0.83655 | 0.245 | 0.23875 | 0.73616 | 0.43961 | 0.24957 | 0.79546 | 0.15529 | 0.7434 | 0.32009 | 0.13722 | 0.17333 | 0.23406 | 0.51777 | 0.8352 | 0.58435 | 0.79293 | 0.27917 | 0.23588 | 0.6596 | 0.41342 | 0.3458 | 0.8144 | 0.30249 | 0.72142 | 0.36863 | 0.18759 | 0.24836 | 0.31275 | 0.28323 | 0
Jan | 28 | 23 | Weekend | Saturday | 0.69656 | 0.82455 | 0.74444 | 0.59243 | 1 | 0.59243 | 0.59243 | 0.14055 | 0.59243 | 0.69656 | 0.69656 | 0.72244 | 0.6943 | 0.56192 | 0.20096 | 0.16605 | 0.54729 | 0.51676 | 0.21375 | 0.75441 | 0.12703 | 0.48101 | 0.28689 | 0.14055 | 0.17814 | 0.3519 | 0.3771 | 0.85326 | 0.65141 | 0.5716 | 0.26814 | 0.16538 | 0.50647 | 0.47542 | 0.34033 | 0.8577 | 0.2772 | 0.46024 | 0.34837 | 0.18506 | 0.24614 | 0.4731 | 0.26225 | 0
Jan | 29 | 24 | Weekend | Sunday | 0.68023 | 0.81286 | 0.76293 | 0.53638 | 1 | 0.53638 | 0.53638 | 0.14612 | 0.53638 | 0.68023 | 0.68023 | 0.54995 | 0.66641 | 0.36134 | 0.18546 | 0.17728 | 0.49405 | 0.44886 | 0.21522 | 0.56464 | 0.13303 | 0.43811 | 0.2737 | 0.14612 | 0.18101 | 0.25808 | 0.40517 | 0.48802 | 0.61427 | 0.42192 | 0.23658 | 0.17665 | 0.41954 | 0.42111 | 0.33806 | 0.48584 | 0.28252 | 0.41219 | 0.33517 | 0.18977 | 0.24956 | 0.34558 | 0.267 | 0
Jan | 29 | 1 | Weekend | Sunday | 0.67597 | 0.77801 | 0.75341 | 0.51642 | 1 | 0.51642 | 0.51642 | 0.15091 | 0.51642 | 0.67597 | 0.67597 | 0.18364 | 0.66564 | 0.32973 | 0.18301 | 0.17071 | 0.48575 | 0.51969 | 0.21496 | 0.21453 | 0.131 | 0.43739 | 0.27695 | 0.15091 | 0.18877 | 0.24787 | 0.38866 | 0.32019 | 0.61273 | 0.40664 | 0.23653 | 0.16997 | 0.40598 | 0.47831 | 0.33895 | 0.33712 | 0.28074 | 0.41486 | 0.3333 | 0.19086 | 0.25078 | 0.32713 | 0.26415 | 0
Jan | 29 | 2 | Weekend | Sunday | 0.67964 | 0.76699 | 0.74838 | 0.50282 | 1 | 0.50282 | 0.50282 | 0.15639 | 0.50282 | 0.67964 | 0.67964 | 0.18497 | 0.66887 | 0.29387 | 0.18545 | 0.17953 | 0.48575 | 0.46129 | 0.21673 | 0.21875 | 0.13296 | 0.40386 | 0.27421 | 0.15639 | 0.19301 | 0.26727 | 0.40712 | 0.32071 | 0.61425 | 0.35352 | 0.237 | 0.17901 | 0.39986 | 0.43267 | 0.34046 | 0.33803 | 0.2819 | 0.37079 | 0.33392 | 0.19227 | 0.25144 | 0.34323 | 0.26827 | 0
Jan | 29 | 3 | Weekend | Sunday | 0.67608 | 0.76498 | 0.75022 | 0.49642 | 1 | 0.49642 | 0.49642 | 0.15848 | 0.49642 | 0.67608 | 0.67608 | 0.18383 | 0.67163 | 0.28933 | 0.18421 | 0.18408 | 0.48954 | 0.52614 | 0.21713 | 0.21538 | 0.1323 | 0.40866 | 0.27307 | 0.15848 | 0.20075 | 0.26257 | 0.3931 | 0.32095 | 0.61573 | 0.34923 | 0.23675 | 0.18329 | 0.3971 | 0.48588 | 0.34096 | 0.33846 | 0.28102 | 0.3745 | 0.3336 | 0.1929 | 0.25267 | 0.33839 | 0.2651 | 0
Jan | 29 | 4 | Weekend | Sunday | 0.67797 | 0.76748 | 0.76443 | 0.50327 | 1 | 0.50327 | 0.50327 | 0.16389 | 0.50327 | 0.67797 | 0.67797 | 0.18706 | 0.67684 | 0.31692 | 0.19522 | 0.19056 | 0.53325 | 0.54208 | 0.21911 | 0.22241 | 0.13528 | 0.43141 | 0.27811 | 0.16389 | 0.20629 | 0.28827 | 0.41434 | 0.32421 | 0.62156 | 0.36829 | 0.24905 | 0.19007 | 0.44904 | 0.50567 | 0.34277 | 0.34377 | 0.28536 | 0.39538 | 0.33537 | 0.19429 | 0.25354 | 0.36771 | 0.2692 | 0
Jan | 29 | 5 | Weekend | Sunday | 0.65211 | 0.78981 | 0.80542 | 0.57428 | 1 | 0.57428 | 0.57428 | 0.1684 | 0.57428 | 0.65211 | 0.65211 | 0.55733 | 0.67891 | 0.35723 | 0.21221 | 0.1897 | 0.63025 | 0.68176 | 0.21967 | 0.5673 | 0.13618 | 0.4723 | 0.27425 | 0.1684 | 0.21195 | 0.29405 | 0.39864 | 0.49054 | 0.62328 | 0.40524 | 0.27276 | 0.18863 | 0.5604 | 0.62422 | 0.34291 | 0.48495 | 0.28512 | 0.44262 | 0.3339 | 0.19541 | 0.25444 | 0.37025 | 0.2656 | 0
Jan | 29 | 6 | Weekend | Sunday | 0.67368 | 0.83787 | 0.8645 | 0.66192 | 1 | 0.66192 | 0.66192 | 0.56462 | 0.66192 | 0.67368 | 0.67368 | 0.77348 | 0.71729 | 0.53288 | 0.35633 | 0.43732 | 0.78154 | 0.73206 | 0.22317 | 0.86404 | 0.13726 | 0.6453 | 0.47758 | 0.56462 | 0.59326 | 0.70906 | 0.41911 | 0.8384 | 0.68113 | 0.63068 | 0.36621 | 0.43717 | 0.69006 | 0.69599 | 0.34409 | 0.99753 | 0.2865 | 0.64751 | 0.43898 | 0.28253 | 0.3062 | 0.49794 | 0.26971 | 0
Jan | 29 | 7 | Weekend | Sunday | 0.70317 | 0.84611 | 0.90148 | 0.6928 | 0.0044144 | 0.6928 | 0.6928 | 0.466 | 0.6928 | 0.70317 | 0.70317 | 0.81199 | 0.77816 | 0.79125 | 0.34952 | 0.352 | 0.74611 | 0.74702 | 0.18873 | 0.79728 | 0.1182 | 0.74727 | 0.36331 | 0.466 | 0.4667 | 0.67713 | 0.38734 | 0.92149 | 0.71664 | 0.79809 | 0.34607 | 0.33742 | 0.64092 | 0.70857 | 0.29661 | 0.91863 | 0.24784 | 0.74564 | 0.28385 | 0.22545 | 0.19414 | 0.48875 | 0.20126 | 0
Jan | 29 | 8 | Weekend | Sunday | 0.75025 | 0.8728 | 0.91151 | 0.71536 | 0.0044144 | 0.71536 | 0.71536 | 0.92222 | 0.71536 | 0.75025 | 0.75025 | 0.82898 | 0.79344 | 1 | 0.39738 | 0.3387 | 0.6941 | 0.74397 | 0.18228 | 0.68417 | 0.11244 | 1 | 0.35585 | 0.92222 | 0.89795 | 0.77473 | 0.3935 | 0.90869 | 0.75587 | 0.9706 | 0.44855 | 0.32516 | 0.56967 | 0.72902 | 0.28861 | 0.72892 | 0.2367 | 1 | 0.31744 | 0.44966 | 0.37068 | 0.66614 | 0.19885 | 0
Jan | 29 | 9 | Weekend | Sunday | 0.84763 | 0.89363 | 0.90581 | 0.7027 | 0.0044144 | 0.7027 | 0.7027 | 0.87485 | 0.7027 | 0.84763 | 0.84763 | 0.7411 | 0.82448 | 0.81796 | 0.35349 | 0.30815 | 0.61709 | 0.78309 | 0.18174 | 0.68387 | 0.11216 | 0.85235 | 0.33908 | 0.87485 | 0.84422 | 0.72998 | 0.36623 | 0.74558 | 0.7977 | 0.81056 | 0.41207 | 0.29689 | 0.49775 | 0.76902 | 0.28738 | 0.72925 | 0.23658 | 0.85 | 0.31453 | 0.56049 | 0.49139 | 0.63628 | 0.24921 | 0
Jan | 29 | 10 | Weekend | Sunday | 0.9196 | 0.92008 | 0.90114 | 0.6982 | 0.0044144 | 0.6982 | 0.6982 | 0.89863 | 0.6982 | 0.9196 | 0.9196 | 0.89354 | 0.83669 | 0.66028 | 0.31132 | 0.29527 | 0.53842 | 0.72653 | 0.17981 | 0.77813 | 0.11488 | 0.62708 | 0.32422 | 0.89863 | 0.85454 | 0.78992 | 0.37055 | 0.90909 | 0.81445 | 0.64252 | 0.36443 | 0.28708 | 0.42292 | 0.72256 | 0.28575 | 0.90633 | 0.23645 | 0.59269 | 0.31021 | 0.68292 | 0.61697 | 0.75555 | 0.25367 | 0
Jan | 29 | 11 | Weekend | Sunday | 0.94199 | 0.93302 | 0.89375 | 0.67574 | 0.0044144 | 0.67574 | 0.67574 | 0.85804 | 0.67574 | 0.94199 | 0.94199 | 0.88667 | 0.84239 | 0.61205 | 0.30667 | 0.2897 | 0.5124 | 0.75642 | 0.1813 | 0.78413 | 0.11179 | 0.60092 | 0.31852 | 0.85804 | 0.80682 | 0.86737 | 0.31899 | 0.92557 | 0.82205 | 0.61876 | 0.36406 | 0.28305 | 0.42481 | 0.74869 | 0.28908 | 0.94703 | 0.23753 | 0.56712 | 0.31081 | 0.68085 | 0.61697 | 0.8774 | 0.2447 | 0
Jan | 29 | 12 | Weekend | Sunday | 0.91744 | 0.92413 | 0.88364 | 0.67235 | 0.0044144 | 0.67235 | 0.67235 | 0.87628 | 0.67235 | 0.91744 | 0.91744 | 0.8621 | 0.83546 | 0.56554 | 0.30766 | 0.28714 | 0.49884 | 0.68974 | 0.17951 | 0.75126 | 0.11035 | 0.59016 | 0.28547 | 0.87628 | 0.81867 | 0.84029 | 0.29623 | 0.91014 | 0.81326 | 0.59572 | 0.36507 | 0.28127 | 0.42077 | 0.68877 | 0.28499 | 0.91433 | 0.2346 | 0.56532 | 0.25551 | 0.76436 | 0.70068 | 0.85855 | 0.18333 | 0
Jan | 29 | 13 | Weekend | Sunday | 0.88583 | 0.92005 | 0.88026 | 0.65458 | 0.0044144 | 0.65458 | 0.65458 | 0.85535 | 0.65458 | 0.88583 | 0.88583 | 0.74644 | 0.83394 | 0.53516 | 0.30498 | 0.27413 | 0.47867 | 0.73928 | 0.17918 | 0.74805 | 0.10925 | 0.58136 | 0.28191 | 0.85535 | 0.7959 | 0.82679 | 0.26375 | 0.74619 | 0.8117 | 0.54542 | 0.36576 | 0.26921 | 0.40891 | 0.73566 | 0.28506 | 0.90729 | 0.23379 | 0.5644 | 0.25494 | 0.76374 | 0.70068 | 0.84761 | 0.17658 | 0
Jan | 29 | 14 | Weekend | Sunday | 0.86892 | 0.92044 | 0.87196 | 0.66381 | 0.0044144 | 0.66381 | 0.66381 | 0.84673 | 0.66381 | 0.86892 | 0.86892 | 0.72292 | 0.83761 | 0.5308 | 0.23997 | 0.24631 | 0.47132 | 0.6947 | 0.17749 | 0.64547 | 0.10751 | 0.58649 | 0.28009 | 0.84673 | 0.78807 | 0.81206 | 0.29725 | 0.74619 | 0.8157 | 0.53884 | 0.25777 | 0.24121 | 0.40544 | 0.69771 | 0.28434 | 0.73018 | 0.23265 | 0.56288 | 0.25579 | 0.76433 | 0.70068 | 0.83159 | 0.18366 | 0
Jan | 29 | 15 | Weekend | Sunday | 0.84572 | 0.92603 | 0.86347 | 0.69624 | 1 | 0.69624 | 0.69624 | 0.8475 | 0.69624 | 0.84572 | 0.84572 | 0.7658 | 0.79342 | 0.52976 | 0.24314 | 0.24951 | 0.50833 | 0.73088 | 0.17777 | 0.66206 | 0.10903 | 0.58626 | 0.28508 | 0.8475 | 0.79114 | 0.80527 | 0.27966 | 0.74585 | 0.77776 | 0.52105 | 0.25694 | 0.24408 | 0.44005 | 0.72891 | 0.28424 | 0.72952 | 0.23376 | 0.55905 | 0.25658 | 0.76628 | 0.70068 | 0.81669 | 0.1787 | 0
Jan | 29 | 16 | Weekend | Sunday | 0.86762 | 0.95703 | 0.86523 | 0.80353 | 1 | 0.80353 | 0.80353 | 0.90688 | 0.80353 | 0.86762 | 0.86762 | 0.94003 | 0.787 | 0.5636 | 0.31304 | 0.31101 | 0.71152 | 0.69204 | 0.19719 | 0.70675 | 0.11989 | 0.61109 | 0.37539 | 0.90688 | 0.87538 | 0.8341 | 0.33307 | 0.95896 | 0.76373 | 0.5981 | 0.33376 | 0.30385 | 0.69985 | 0.69065 | 0.31293 | 0.77627 | 0.25808 | 0.64229 | 0.35973 | 0.83585 | 0.80288 | 0.84564 | 0.20591 | 0
Jan | 29 | 17 | Weekend | Sunday | 0.87659 | 0.96401 | 0.85843 | 0.9405 | 1 | 0.9405 | 0.9405 | 0.94911 | 0.9405 | 0.87659 | 0.87659 | 0.97562 | 0.75476 | 0.64625 | 0.34808 | 0.35537 | 0.89391 | 0.74632 | 0.21466 | 0.84901 | 0.13094 | 0.7129 | 0.43217 | 0.94911 | 0.94505 | 0.83584 | 0.35304 | 0.99995 | 0.72202 | 0.69963 | 0.35997 | 0.34625 | 0.93709 | 0.73928 | 0.33739 | 0.99312 | 0.27827 | 0.75382 | 0.42054 | 0.80744 | 0.80726 | 0.80645 | 0.25592 | 0
Jan | 29 | 18 | Weekend | Sunday | 0.82835 | 0.9384 | 0.83885 | 0.94128 | 1 | 0.94128 | 0.94128 | 0.86442 | 0.94128 | 0.82835 | 0.82835 | 0.97924 | 0.73032 | 0.78963 | 0.27943 | 0.19818 | 0.9436 | 0.53227 | 0.21798 | 0.85799 | 0.13229 | 0.85448 | 0.30093 | 0.86442 | 0.86883 | 0.85172 | 0.44262 | 1 | 0.68517 | 0.89353 | 0.34948 | 0.197 | 0.99245 | 0.52471 | 0.33863 | 0.99309 | 0.27926 | 0.90516 | 0.35587 | 0.63923 | 0.63632 | 0.7942 | 0.27363 | 0
Jan | 29 | 19 | Weekend | Sunday | 0.80438 | 0.9213 | 0.82408 | 0.89053 | 1 | 0.89053 | 0.89053 | 0.49385 | 0.89053 | 0.80438 | 0.80438 | 0.8411 | 0.72414 | 0.84273 | 0.26308 | 0.20398 | 0.93544 | 0.58504 | 0.22004 | 0.87138 | 0.1361 | 0.87513 | 0.30384 | 0.49385 | 0.51187 | 0.77328 | 0.39723 | 0.83961 | 0.67135 | 0.9243 | 0.32598 | 0.20281 | 0.97014 | 0.56758 | 0.34075 | 0.99811 | 0.28236 | 0.91224 | 0.36044 | 0.46152 | 0.49214 | 0.67013 | 0.26233 | 0
Jan | 29 | 20 | Weekend | Sunday | 0.78926 | 0.87944 | 0.80877 | 0.81588 | 1 | 0.81588 | 0.81588 | 0.48074 | 0.81588 | 0.78926 | 0.78926 | 0.84401 | 0.6796 | 0.88203 | 0.27307 | 0.21891 | 0.9338 | 0.52095 | 0.22622 | 0.77094 | 0.13965 | 0.9359 | 0.30893 | 0.48074 | 0.50056 | 0.75412 | 0.48688 | 0.83917 | 0.60868 | 0.98855 | 0.32704 | 0.21684 | 0.96104 | 0.49874 | 0.34211 | 0.82047 | 0.28835 | 0.97648 | 0.36717 | 0.4286 | 0.45897 | 0.63287 | 0.27964 | 0
Jan | 29 | 21 | Weekend | Sunday | 0.7375 | 0.83081 | 0.78762 | 0.74934 | 1 | 0.74934 | 0.74934 | 0.16928 | 0.74934 | 0.7375 | 0.7375 | 0.84578 | 0.67621 | 0.85422 | 0.25229 | 0.22277 | 0.83759 | 0.52434 | 0.23934 | 0.78724 | 0.1609 | 0.92 | 0.31504 | 0.16928 | 0.20135 | 0.65191 | 0.428 | 0.8376 | 0.60041 | 0.93819 | 0.30217 | 0.22028 | 0.82764 | 0.49468 | 0.34496 | 0.8181 | 0.29641 | 0.95392 | 0.36685 | 0.24095 | 0.30084 | 0.5264 | 0.26572 | 0
Jan | 29 | 22 | Weekend | Sunday | 0.72446 | 0.81265 | 0.76373 | 0.66898 | 1 | 0.66898 | 0.66898 | 0.13722 | 0.66898 | 0.72446 | 0.72446 | 0.82057 | 0.66952 | 0.83655 | 0.245 | 0.23875 | 0.73616 | 0.43961 | 0.24957 | 0.79546 | 0.15529 | 0.7434 | 0.32009 | 0.13722 | 0.17333 | 0.23406 | 0.51777 | 0.8352 | 0.58435 | 0.79293 | 0.27917 | 0.23588 | 0.6596 | 0.41342 | 0.3458 | 0.8144 | 0.30249 | 0.72142 | 0.36863 | 0.18759 | 0.24836 | 0.31275 | 0.28323 | 0
Jan | 29 | 23 | Weekend | Sunday | 0.69656 | 0.82455 | 0.74444 | 0.59243 | 1 | 0.59243 | 0.59243 | 0.14103 | 0.59243 | 0.69656 | 0.69656 | 0.84292 | 0.64684 | 0.57979 | 0.22907 | 0.21777 | 0.7078 | 0.46444 | 0.23543 | 0.87177 | 0.14351 | 0.56378 | 0.31581 | 0.14103 | 0.16839 | 0.35622 | 0.56765 | 0.85255 | 0.5496 | 0.51621 | 0.28663 | 0.21615 | 0.52654 | 0.43118 | 0.3473 | 0.85666 | 0.29113 | 0.51122 | 0.37631 | 0.19195 | 0.25071 | 0.46808 | 0.28595 | 0
Jan | 30 | 24 | Weekday | Monday | 0.68372 | 0.81123 | 0.765 | 0.55583 | 1 | 0.55583 | 0.55583 | 0.14639 | 0.55583 | 0.68372 | 0.68372 | 0.65765 | 0.6351 | 0.33621 | 0.23445 | 0.23738 | 0.65205 | 0.41667 | 0.24043 | 0.68929 | 0.1452 | 0.53408 | 0.32663 | 0.14639 | 0.17601 | 0.29508 | 0.56002 | 0.48733 | 0.53081 | 0.3682 | 0.28797 | 0.23504 | 0.43885 | 0.39198 | 0.34523 | 0.48561 | 0.29343 | 0.47111 | 0.3881 | 0.19267 | 0.25127 | 0.36738 | 0.28166 | 0
Jan | 30 | 1 | Weekday | Monday | 0.68539 | 0.78058 | 0.75775 | 0.53753 | 1 | 0.53753 | 0.53753 | 0.15242 | 0.53753 | 0.68539 | 0.68539 | 0.18388 | 0.63492 | 0.29064 | 0.23425 | 0.24876 | 0.65649 | 0.47985 | 0.25024 | 0.21506 | 0.15285 | 0.53283 | 0.33292 | 0.15242 | 0.18525 | 0.2887 | 0.60455 | 0.31918 | 0.5276 | 0.33376 | 0.28874 | 0.24589 | 0.42667 | 0.44359 | 0.34716 | 0.33561 | 0.29989 | 0.46954 | 0.39529 | 0.19414 | 0.25273 | 0.34852 | 0.29016 | 0
Jan | 30 | 2 | Weekday | Monday | 0.69174 | 0.77265 | 0.75523 | 0.52686 | 1 | 0.52686 | 0.52686 | 0.15856 | 0.52686 | 0.69174 | 0.69174 | 0.18352 | 0.63578 | 0.26906 | 0.24308 | 0.26451 | 0.66339 | 0.42652 | 0.263 | 0.21587 | 0.15521 | 0.52963 | 0.3443 | 0.15856 | 0.19679 | 0.29753 | 0.58323 | 0.31964 | 0.52525 | 0.30427 | 0.29182 | 0.26088 | 0.42126 | 0.40315 | 0.35019 | 0.33637 | 0.30492 | 0.46205 | 0.40539 | 0.19561 | 0.25455 | 0.35275 | 0.28396 | 0
Jan | 30 | 3 | Weekday | Monday | 0.6925 | 0.77355 | 0.7603 | 0.52199 | 1 | 0.52199 | 0.52199 | 0.16517 | 0.52199 | 0.6925 | 0.6925 | 0.18385 | 0.63708 | 0.26505 | 0.24519 | 0.2706 | 0.67359 | 0.49124 | 0.27609 | 0.21585 | 0.16469 | 0.53975 | 0.36088 | 0.16517 | 0.20514 | 0.30884 | 0.62617 | 0.31993 | 0.52399 | 0.30044 | 0.29345 | 0.26657 | 0.41924 | 0.45463 | 0.35259 | 0.33685 | 0.31257 | 0.47248 | 0.42024 | 0.19718 | 0.25587 | 0.36003 | 0.29214 | 0
Jan | 30 | 4 | Weekday | Monday | 0.69728 | 0.78248 | 0.78285 | 0.536 | 1 | 0.536 | 0.536 | 0.17026 | 0.536 | 0.69728 | 0.69728 | 0.18836 | 0.69405 | 0.29707 | 0.26111 | 0.28289 | 0.71786 | 0.58766 | 0.28732 | 0.22405 | 0.16738 | 0.56486 | 0.37132 | 0.17026 | 0.21405 | 0.35393 | 0.60066 | 0.32784 | 0.59531 | 0.32354 | 0.30633 | 0.27821 | 0.47139 | 0.54892 | 0.35688 | 0.34974 | 0.3186 | 0.49653 | 0.42895 | 0.1984 | 0.25727 | 0.41438 | 0.28556 | 0
Jan | 30 | 5 | Weekday | Monday | 0.67196 | 0.81744 | 0.83906 | 0.62357 | 1 | 0.62357 | 0.62357 | 0.17708 | 0.62357 | 0.67196 | 0.67196 | 0.67893 | 0.75943 | 0.40265 | 0.29722 | 0.29775 | 0.81757 | 0.75284 | 0.29661 | 0.71384 | 0.17744 | 0.64038 | 0.3963 | 0.17708 | 0.21999 | 0.35761 | 0.63998 | 0.49444 | 0.59551 | 0.41367 | 0.35381 | 0.29255 | 0.58326 | 0.68199 | 0.35752 | 0.49141 | 0.32501 | 0.57668 | 0.45486 | 0.20002 | 0.25821 | 0.41405 | 0.29342 | 0
Jan | 30 | 6 | Weekday | Monday | 0.7041 | 0.8762 | 0.92118 | 0.72426 | 1 | 0.72426 | 0.72426 | 0.9885 | 0.72426 | 0.7041 | 0.7041 | 0.89011 | 0.86034 | 0.69314 | 0.60254 | 1 | 0.96797 | 0.91926 | 0.96669 | 1 | 0.97847 | 0.88012 | 0.84942 | 0.9885 | 1 | 0.84706 | 0.79591 | 0.83976 | 0.77643 | 0.74698 | 0.41724 | 1 | 0.71302 | 0.8835 | 0.39784 | 1 | 0.44382 | 0.84503 | 0.55274 | 0.39898 | 0.38055 | 0.57032 | 0.36521 | 0
Jan | 30 | 7 | Weekday | Monday | 0.74651 | 0.89613 | 0.97885 | 0.73627 | 0.0044144 | 0.73627 | 0.73627 | 0.84427 | 0.73627 | 0.74651 | 0.74651 | 0.97238 | 0.92856 | 0.99346 | 0.83564 | 0.92403 | 0.93091 | 0.97515 | 0.96813 | 0.9419 | 1 | 0.97238 | 0.81865 | 0.84427 | 0.8281 | 0.79185 | 0.84877 | 0.9208 | 0.86496 | 0.93113 | 0.49399 | 0.83076 | 0.66884 | 0.95478 | 0.72269 | 0.91762 | 0.79247 | 0.95159 | 0.48012 | 0.39365 | 0.32289 | 0.54906 | 0.53006 | 0
Jan | 30 | 8 | Weekday | Monday | 0.80095 | 0.92908 | 1 | 0.71895 | 0.0044144 | 0.71895 | 0.71895 | 0.90832 | 0.71895 | 0.80095 | 0.80095 | 0.97768 | 0.95362 | 0.86086 | 1 | 0.98106 | 0.89681 | 0.97346 | 1 | 0.81704 | 0.99314 | 0.9027 | 1 | 0.90832 | 0.8749 | 0.9522 | 0.96133 | 0.90832 | 0.90394 | 0.77787 | 1 | 0.89366 | 0.63073 | 0.95924 | 0.97367 | 0.72834 | 0.98645 | 0.85528 | 0.90258 | 0.58607 | 0.51072 | 0.82135 | 0.77388 | 0
Jan | 30 | 9 | Weekday | Monday | 0.9026 | 0.94515 | 0.99828 | 0.67984 | 0.0044144 | 0.67984 | 0.67984 | 1 | 0.67984 | 0.9026 | 0.9026 | 0.8442 | 0.9763 | 0.74211 | 0.91405 | 0.86181 | 0.80338 | 1 | 0.9557 | 0.80074 | 0.95589 | 0.84709 | 0.94135 | 1 | 0.9531 | 0.97445 | 1 | 0.74517 | 0.94073 | 0.68819 | 0.96357 | 0.78063 | 0.55744 | 1 | 0.97325 | 0.72869 | 0.98601 | 0.8104 | 0.90235 | 0.84099 | 0.77403 | 0.90838 | 0.93258 | 0
Jan | 30 | 10 | Weekday | Monday | 0.97833 | 0.96958 | 0.99537 | 0.67031 | 0.0044144 | 0.67031 | 0.67031 | 0.97726 | 0.67031 | 0.97833 | 0.97833 | 0.97646 | 0.98473 | 0.61717 | 0.84658 | 0.81164 | 0.70973 | 0.9791 | 0.93271 | 0.87827 | 0.92435 | 0.68177 | 0.90831 | 0.97726 | 0.92224 | 0.92998 | 0.94361 | 0.90847 | 0.96097 | 0.54686 | 0.91569 | 0.73833 | 0.48121 | 0.98737 | 0.9958 | 0.90559 | 0.99839 | 0.62921 | 0.90209 | 0.87256 | 0.80971 | 0.87853 | 0.93295 | 0
Jan | 30 | 11 | Weekday | Monday | 1 | 0.98243 | 0.98745 | 0.65661 | 0.0044144 | 0.65661 | 0.65661 | 0.9302 | 0.65661 | 1 | 1 | 0.95513 | 0.99022 | 0.57492 | 0.82469 | 0.78944 | 0.67011 | 0.96689 | 0.89663 | 0.86987 | 0.88966 | 0.66323 | 0.88521 | 0.9302 | 0.86925 | 1 | 0.89329 | 0.92514 | 0.97465 | 0.53869 | 0.91595 | 0.72253 | 0.48171 | 0.97951 | 1 | 0.94643 | 1 | 0.62009 | 0.90136 | 0.87035 | 0.80971 | 1 | 0.93151 | 0
Jan | 30 | 12 | Weekday | Monday | 0.97537 | 0.97522 | 0.97665 | 0.65712 | 0.0044144 | 0.65712 | 0.65712 | 0.90543 | 0.65712 | 0.97537 | 0.97537 | 0.90793 | 0.96299 | 0.56897 | 0.78212 | 0.79022 | 0.63466 | 0.91847 | 0.87671 | 0.82031 | 0.86672 | 0.64611 | 0.85894 | 0.90543 | 0.84144 | 0.93135 | 0.81033 | 0.90958 | 0.95215 | 0.5401 | 0.86923 | 0.72901 | 0.47146 | 0.92974 | 0.99549 | 0.91348 | 0.99774 | 0.60844 | 0.86086 | 0.86949 | 0.80971 | 0.92658 | 0.84484 | 0
Jan | 30 | 13 | Weekday | Monday | 0.94575 | 0.97274 | 0.97608 | 0.64297 | 0.0044144 | 0.64297 | 0.64297 | 0.88599 | 0.64297 | 0.94575 | 0.94575 | 0.78862 | 0.99099 | 0.54906 | 0.79748 | 0.74416 | 0.60607 | 0.93907 | 0.86701 | 0.80552 | 0.85212 | 0.63617 | 0.85809 | 0.88599 | 0.82062 | 0.91177 | 0.8423 | 0.74561 | 0.98638 | 0.51292 | 0.91415 | 0.68827 | 0.46222 | 0.9588 | 0.97227 | 0.9064 | 0.98449 | 0.60122 | 0.90083 | 0.86905 | 0.80971 | 0.91393 | 0.9304 | 0
Jan | 30 | 14 | Weekday | Monday | 0.92953 | 0.97538 | 0.96437 | 0.65316 | 0.0044144 | 0.65316 | 0.65316 | 0.87477 | 0.65316 | 0.92953 | 0.92953 | 0.77294 | 0.99012 | 0.54196 | 0.79223 | 0.70499 | 0.59087 | 0.93398 | 0.8518 | 0.70965 | 0.84014 | 0.62888 | 0.84531 | 0.87477 | 0.80982 | 0.89452 | 0.83679 | 0.74561 | 0.9893 | 0.50346 | 0.91356 | 0.65277 | 0.45778 | 0.95272 | 0.97223 | 0.72939 | 0.98451 | 0.59511 | 0.90077 | 0.86989 | 0.80971 | 0.89847 | 0.93089 | 0
Jan | 30 | 15 | Weekday | Monday | 0.90456 | 0.97779 | 0.95259 | 0.69464 | 1 | 0.69464 | 0.69464 | 0.86637 | 0.69464 | 0.90456 | 0.90456 | 0.81571 | 0.99072 | 0.53052 | 0.79752 | 0.70713 | 0.62439 | 0.89179 | 0.84779 | 0.72394 | 0.81803 | 0.62701 | 0.84888 | 0.86637 | 0.80338 | 0.88174 | 0.84088 | 0.74534 | 0.98951 | 0.4845 | 0.91365 | 0.65543 | 0.49203 | 0.91833 | 0.96046 | 0.7289 | 0.96729 | 0.58894 | 0.90064 | 0.87137 | 0.80971 | 0.88537 | 0.93036 | 0
Jan | 30 | 16 | Weekday | Monday | 0.90538 | 1 | 0.94618 | 0.81766 | 1 | 0.81766 | 0.81766 | 0.92262 | 0.81766 | 0.90538 | 0.90538 | 0.98329 | 1 | 0.55779 | 0.86446 | 0.77584 | 0.81847 | 0.92278 | 0.85928 | 0.75964 | 0.80094 | 0.6513 | 0.94124 | 0.92262 | 0.88392 | 0.90827 | 0.91129 | 0.96078 | 0.99926 | 0.56915 | 0.98939 | 0.7229 | 0.75036 | 0.94957 | 0.98847 | 0.77797 | 0.97912 | 0.67332 | 1 | 0.93977 | 0.91062 | 0.91726 | 1 | 0
Jan | 30 | 17 | Weekday | Monday | 0.89116 | 0.99475 | 0.9335 | 0.97593 | 1 | 0.97593 | 0.97593 | 0.984 | 0.97593 | 0.89116 | 0.89116 | 1 | 0.99998 | 0.6803 | 0.81841 | 0.79621 | 0.96373 | 0.93974 | 0.75361 | 0.88297 | 0.76777 | 0.77353 | 0.80963 | 0.984 | 0.96802 | 0.92878 | 0.52225 | 0.99972 | 1 | 0.70584 | 0.90809 | 0.74305 | 0.9505 | 0.97247 | 0.76193 | 0.99286 | 0.82306 | 0.80923 | 0.75399 | 1 | 1 | 0.93518 | 0.45021 | 0
Jan | 30 | 18 | Weekday | Monday | 0.84059 | 0.97027 | 0.90815 | 1 | 1 | 1 | 1 | 0.87073 | 1 | 0.84059 | 0.84059 | 0.99721 | 0.81169 | 0.88607 | 0.69913 | 0.68341 | 1 | 0.6069 | 0.77477 | 0.89018 | 0.77818 | 0.86233 | 0.74488 | 0.87073 | 0.86165 | 0.93736 | 0.41106 | 0.99992 | 0.78328 | 0.89855 | 0.72125 | 0.6267 | 1 | 0.6139 | 0.76201 | 0.99296 | 0.82321 | 0.87688 | 0.63251 | 0.79593 | 0.79005 | 0.9335 | 0.26319 | 0
Jan | 30 | 19 | Weekday | Monday | 0.80498 | 0.95389 | 0.88925 | 0.96174 | 1 | 0.96174 | 0.96174 | 0.87696 | 0.96174 | 0.80498 | 0.80498 | 0.86524 | 0.8077 | 0.85028 | 0.69089 | 0.68761 | 0.98454 | 0.61348 | 0.7885 | 0.89762 | 0.77633 | 0.87062 | 0.75373 | 0.87696 | 0.87291 | 0.89115 | 0.4924 | 0.8383 | 0.77466 | 0.91901 | 0.69856 | 0.62943 | 0.97675 | 0.61657 | 0.76289 | 0.99603 | 0.82372 | 0.89868 | 0.63226 | 0.7693 | 0.76265 | 0.86018 | 0.27899 | 0
Jan | 30 | 20 | Weekday | Monday | 0.78873 | 0.90729 | 0.87079 | 0.88794 | 1 | 0.88794 | 0.88794 | 0.85181 | 0.88794 | 0.78873 | 0.78873 | 0.86008 | 0.7204 | 0.89854 | 0.60866 | 0.67102 | 0.98019 | 0.56272 | 0.79883 | 0.79645 | 0.78694 | 0.94843 | 0.73205 | 0.85181 | 0.85245 | 0.82965 | 0.4491 | 0.83799 | 0.66264 | 1 | 0.55872 | 0.60908 | 0.96727 | 0.53974 | 0.76285 | 0.81864 | 0.8238 | 0.98367 | 0.59152 | 0.70792 | 0.70101 | 0.76462 | 0.26791 | 0
Jan | 30 | 21 | Weekday | Monday | 0.73381 | 0.84936 | 0.84591 | 0.80807 | 1 | 0.80807 | 0.80807 | 0.28828 | 0.80807 | 0.73381 | 0.73381 | 0.86367 | 0.69285 | 0.94908 | 0.60447 | 0.68688 | 0.88212 | 0.47424 | 0.21656 | 0.80756 | 0.12675 | 0.91924 | 0.73749 | 0.28828 | 0.31268 | 0.65384 | 0.52685 | 0.83671 | 0.62728 | 0.97469 | 0.53382 | 0.6228 | 0.83359 | 0.45615 | 0.33537 | 0.81677 | 0.27181 | 0.92794 | 0.59216 | 0.3341 | 0.38099 | 0.54857 | 0.28325 | 0
Jan | 30 | 22 | Weekday | Monday | 0.7299 | 0.81837 | 0.81815 | 0.70127 | 1 | 0.70127 | 0.70127 | 0.13047 | 0.70127 | 0.7299 | 0.7299 | 0.84045 | 0.64944 | 0.76891 | 0.25517 | 0.1941 | 0.77738 | 0.39252 | 0.21253 | 0.81553 | 0.12632 | 0.71224 | 0.32085 | 0.13047 | 0.16269 | 0.24129 | 0.47689 | 0.83523 | 0.57154 | 0.7514 | 0.34059 | 0.19365 | 0.66511 | 0.37 | 0.33584 | 0.81458 | 0.27388 | 0.68608 | 0.39093 | 0.1888 | 0.24917 | 0.32446 | 0.271 | 0
Jan | 30 | 23 | Weekday | Monday | 0.70229 | 0.83147 | 0.79605 | 0.60944 | 1 | 0.60944 | 0.60944 | 0.14103 | 0.60944 | 0.70229 | 0.70229 | 0.84292 | 0.64684 | 0.57979 | 0.22907 | 0.21777 | 0.7078 | 0.46444 | 0.23543 | 0.87177 | 0.14351 | 0.56378 | 0.31581 | 0.14103 | 0.16839 | 0.35622 | 0.56765 | 0.85255 | 0.5496 | 0.51621 | 0.28663 | 0.21615 | 0.52654 | 0.43118 | 0.3473 | 0.85666 | 0.29113 | 0.51122 | 0.37631 | 0.19195 | 0.25071 | 0.46808 | 0.28595 | 0
Jan | 31 | 24 | Weekday | Tuesday | 0.68372 | 0.81123 | 0.765 | 0.55583 | 1 | 0.55583 | 0.55583 | 0.14639 | 0.55583 | 0.68372 | 0.68372 | 0.65765 | 0.6351 | 0.33621 | 0.23445 | 0.23738 | 0.65205 | 0.41667 | 0.24043 | 0.68929 | 0.1452 | 0.53408 | 0.32663 | 0.14639 | 0.17601 | 0.29508 | 0.56002 | 0.48733 | 0.53081 | 0.3682 | 0.28797 | 0.23504 | 0.43885 | 0.39198 | 0.34523 | 0.48561 | 0.29343 | 0.47111 | 0.3881 | 0.19267 | 0.25127 | 0.36738 | 0.28166 | 0
Jan | 31 | 1 | Weekday | Tuesday | 0.68539 | 0.78058 | 0.75775 | 0.53753 | 1 | 0.53753 | 0.53753 | 0.15242 | 0.53753 | 0.68539 | 0.68539 | 0.18388 | 0.63492 | 0.29064 | 0.23425 | 0.24876 | 0.65649 | 0.47985 | 0.25024 | 0.21506 | 0.15285 | 0.53283 | 0.33292 | 0.15242 | 0.18525 | 0.2887 | 0.60455 | 0.31918 | 0.5276 | 0.33376 | 0.28874 | 0.24589 | 0.42667 | 0.44359 | 0.34716 | 0.33561 | 0.29989 | 0.46954 | 0.39529 | 0.19414 | 0.25273 | 0.34852 | 0.29016 | 0
Jan | 31 | 2 | Weekday | Tuesday | 0.69174 | 0.77265 | 0.75523 | 0.52686 | 1 | 0.52686 | 0.52686 | 0.15856 | 0.52686 | 0.69174 | 0.69174 | 0.18352 | 0.63578 | 0.26906 | 0.24308 | 0.26451 | 0.66339 | 0.42652 | 0.263 | 0.21587 | 0.15521 | 0.52963 | 0.3443 | 0.15856 | 0.19679 | 0.29753 | 0.58323 | 0.31964 | 0.52525 | 0.30427 | 0.29182 | 0.26088 | 0.42126 | 0.40315 | 0.35019 | 0.33637 | 0.30492 | 0.46205 | 0.40539 | 0.19561 | 0.25455 | 0.35275 | 0.28396 | 0
Jan | 31 | 3 | Weekday | Tuesday | 0.6925 | 0.77355 | 0.7603 | 0.52199 | 1 | 0.52199 | 0.52199 | 0.16517 | 0.52199 | 0.6925 | 0.6925 | 0.18385 | 0.63708 | 0.26505 | 0.24519 | 0.2706 | 0.67359 | 0.49124 | 0.27609 | 0.21585 | 0.16469 | 0.53975 | 0.36088 | 0.16517 | 0.20514 | 0.30884 | 0.62617 | 0.31993 | 0.52399 | 0.30044 | 0.29345 | 0.26657 | 0.41924 | 0.45463 | 0.35259 | 0.33685 | 0.31257 | 0.47248 | 0.42024 | 0.19718 | 0.25587 | 0.36003 | 0.29214 | 0
Jan | 31 | 4 | Weekday | Tuesday | 0.69728 | 0.78248 | 0.78285 | 0.536 | 1 | 0.536 | 0.536 | 0.17026 | 0.536 | 0.69728 | 0.69728 | 0.18836 | 0.69405 | 0.29707 | 0.26111 | 0.28289 | 0.71786 | 0.58766 | 0.28732 | 0.22405 | 0.16738 | 0.56486 | 0.37132 | 0.17026 | 0.21405 | 0.35393 | 0.60066 | 0.32784 | 0.59531 | 0.32354 | 0.30633 | 0.27821 | 0.47139 | 0.54892 | 0.35688 | 0.34974 | 0.3186 | 0.49653 | 0.42895 | 0.1984 | 0.25727 | 0.41438 | 0.28556 | 0
Jan | 31 | 5 | Weekday | Tuesday | 0.67196 | 0.81744 | 0.83906 | 0.62357 | 1 | 0.62357 | 0.62357 | 0.17708 | 0.62357 | 0.67196 | 0.67196 | 0.67893 | 0.75943 | 0.40265 | 0.29722 | 0.29775 | 0.81757 | 0.75284 | 0.29661 | 0.71384 | 0.17744 | 0.64038 | 0.3963 | 0.17708 | 0.21999 | 0.35761 | 0.63998 | 0.49444 | 0.59551 | 0.41367 | 0.35381 | 0.29255 | 0.58326 | 0.68199 | 0.35752 | 0.49141 | 0.32501 | 0.57668 | 0.45486 | 0.20002 | 0.25821 | 0.41405 | 0.29342 | 0
Jan | 31 | 6 | Weekday | Tuesday | 0.7041 | 0.8762 | 0.92118 | 0.72426 | 1 | 0.72426 | 0.72426 | 0.9885 | 0.72426 | 0.7041 | 0.7041 | 0.89011 | 0.86034 | 0.69314 | 0.60254 | 1 | 0.96797 | 0.91926 | 0.96669 | 1 | 0.97847 | 0.88012 | 0.84942 | 0.9885 | 1 | 0.84706 | 0.79591 | 0.83976 | 0.77643 | 0.74698 | 0.41724 | 1 | 0.71302 | 0.8835 | 0.39784 | 1 | 0.44382 | 0.84503 | 0.55274 | 0.39898 | 0.38055 | 0.57032 | 0.36521 | 0
Jan | 31 | 7 | Weekday | Tuesday | 0.74651 | 0.89613 | 0.97885 | 0.73627 | 0.0044144 | 0.73627 | 0.73627 | 0.84427 | 0.73627 | 0.74651 | 0.74651 | 0.97238 | 0.92856 | 0.99346 | 0.83564 | 0.92403 | 0.93091 | 0.97515 | 0.96813 | 0.9419 | 1 | 0.97238 | 0.81865 | 0.84427 | 0.8281 | 0.79185 | 0.84877 | 0.9208 | 0.86496 | 0.93113 | 0.49399 | 0.83076 | 0.66884 | 0.95478 | 0.72269 | 0.91762 | 0.79247 | 0.95159 | 0.48012 | 0.39365 | 0.32289 | 0.54906 | 0.53006 | 0
Jan | 31 | 8 | Weekday | Tuesday | 0.80095 | 0.92908 | 1 | 0.71895 | 0.0044144 | 0.71895 | 0.71895 | 0.90832 | 0.71895 | 0.80095 | 0.80095 | 0.97768 | 0.95362 | 0.86086 | 1 | 0.98106 | 0.89681 | 0.97346 | 1 | 0.81704 | 0.99314 | 0.9027 | 1 | 0.90832 | 0.8749 | 0.9522 | 0.96133 | 0.90832 | 0.90394 | 0.77787 | 1 | 0.89366 | 0.63073 | 0.95924 | 0.97367 | 0.72834 | 0.98645 | 0.85528 | 0.90258 | 0.58607 | 0.51072 | 0.82135 | 0.77388 | 0
Jan | 31 | 9 | Weekday | Tuesday | 0.9026 | 0.94515 | 0.99828 | 0.67984 | 0.0044144 | 0.67984 | 0.67984 | 1 | 0.67984 | 0.9026 | 0.9026 | 0.8442 | 0.9763 | 0.74211 | 0.91405 | 0.86181 | 0.80338 | 1 | 0.9557 | 0.80074 | 0.95589 | 0.84709 | 0.94135 | 1 | 0.9531 | 0.97445 | 1 | 0.74517 | 0.94073 | 0.68819 | 0.96357 | 0.78063 | 0.55744 | 1 | 0.97325 | 0.72869 | 0.98601 | 0.8104 | 0.90235 | 0.84099 | 0.77403 | 0.90838 | 0.93258 | 0
Jan | 31 | 10 | Weekday | Tuesday | 0.97833 | 0.96958 | 0.99537 | 0.67031 | 0.0044144 | 0.67031 | 0.67031 | 0.97726 | 0.67031 | 0.97833 | 0.97833 | 0.97646 | 0.98473 | 0.61717 | 0.84658 | 0.81164 | 0.70973 | 0.9791 | 0.93271 | 0.87827 | 0.92435 | 0.68177 | 0.90831 | 0.97726 | 0.92224 | 0.92998 | 0.94361 | 0.90847 | 0.96097 | 0.54686 | 0.91569 | 0.73833 | 0.48121 | 0.98737 | 0.9958 | 0.90559 | 0.99839 | 0.62921 | 0.90209 | 0.87256 | 0.80971 | 0.87853 | 0.93295 | 0
Jan | 31 | 11 | Weekday | Tuesday | 1 | 0.98243 | 0.98745 | 0.65661 | 0.0044144 | 0.65661 | 0.65661 | 0.9302 | 0.65661 | 1 | 1 | 0.95513 | 0.99022 | 0.57492 | 0.82469 | 0.78944 | 0.67011 | 0.96689 | 0.89663 | 0.86987 | 0.88966 | 0.66323 | 0.88521 | 0.9302 | 0.86925 | 1 | 0.89329 | 0.92514 | 0.97465 | 0.53869 | 0.91595 | 0.72253 | 0.48171 | 0.97951 | 1 | 0.94643 | 1 | 0.62009 | 0.90136 | 0.87035 | 0.80971 | 1 | 0.93151 | 0
Jan | 31 | 12 | Weekday | Tuesday | 0.97537 | 0.97522 | 0.97665 | 0.65712 | 0.0044144 | 0.65712 | 0.65712 | 0.90543 | 0.65712 | 0.97537 | 0.97537 | 0.90793 | 0.96299 | 0.56897 | 0.78212 | 0.79022 | 0.63466 | 0.91847 | 0.87671 | 0.82031 | 0.86672 | 0.64611 | 0.85894 | 0.90543 | 0.84144 | 0.93135 | 0.81033 | 0.90958 | 0.95215 | 0.5401 | 0.86923 | 0.72901 | 0.47146 | 0.92974 | 0.99549 | 0.91348 | 0.99774 | 0.60844 | 0.86086 | 0.86949 | 0.80971 | 0.92658 | 0.84484 | 0
Jan | 31 | 13 | Weekday | Tuesday | 0.94575 | 0.97274 | 0.97608 | 0.64297 | 0.0044144 | 0.64297 | 0.64297 | 0.88599 | 0.64297 | 0.94575 | 0.94575 | 0.78862 | 0.99099 | 0.54906 | 0.79748 | 0.74416 | 0.60607 | 0.93907 | 0.86701 | 0.80552 | 0.85212 | 0.63617 | 0.85809 | 0.88599 | 0.82062 | 0.91177 | 0.8423 | 0.74561 | 0.98638 | 0.51292 | 0.91415 | 0.68827 | 0.46222 | 0.9588 | 0.97227 | 0.9064 | 0.98449 | 0.60122 | 0.90083 | 0.86905 | 0.80971 | 0.91393 | 0.9304 | 0
Jan | 31 | 14 | Weekday | Tuesday | 0.92953 | 0.97538 | 0.96437 | 0.65316 | 0.0044144 | 0.65316 | 0.65316 | 0.87477 | 0.65316 | 0.92953 | 0.92953 | 0.77294 | 0.99012 | 0.54196 | 0.79223 | 0.70499 | 0.59087 | 0.93398 | 0.8518 | 0.70965 | 0.84014 | 0.62888 | 0.84531 | 0.87477 | 0.80982 | 0.89452 | 0.83679 | 0.74561 | 0.9893 | 0.50346 | 0.91356 | 0.65277 | 0.45778 | 0.95272 | 0.97223 | 0.72939 | 0.98451 | 0.59511 | 0.90077 | 0.86989 | 0.80971 | 0.89847 | 0.93089 | 0
Jan | 31 | 15 | Weekday | Tuesday | 0.90456 | 0.97779 | 0.95259 | 0.69464 | 1 | 0.69464 | 0.69464 | 0.86637 | 0.69464 | 0.90456 | 0.90456 | 0.81571 | 0.99072 | 0.53052 | 0.79752 | 0.70713 | 0.62439 | 0.89179 | 0.84779 | 0.72394 | 0.81803 | 0.62701 | 0.84888 | 0.86637 | 0.80338 | 0.88174 | 0.84088 | 0.74534 | 0.98951 | 0.4845 | 0.91365 | 0.65543 | 0.49203 | 0.91833 | 0.96046 | 0.7289 | 0.96729 | 0.58894 | 0.90064 | 0.87137 | 0.80971 | 0.88537 | 0.93036 | 0
Jan | 31 | 16 | Weekday | Tuesday | 0.90538 | 1 | 0.94618 | 0.81766 | 1 | 0.81766 | 0.81766 | 0.92262 | 0.81766 | 0.90538 | 0.90538 | 0.98329 | 1 | 0.55779 | 0.86446 | 0.77584 | 0.81847 | 0.92278 | 0.85928 | 0.75964 | 0.80094 | 0.6513 | 0.94124 | 0.92262 | 0.88392 | 0.90827 | 0.91129 | 0.96078 | 0.99926 | 0.56915 | 0.98939 | 0.7229 | 0.75036 | 0.94957 | 0.98847 | 0.77797 | 0.97912 | 0.67332 | 1 | 0.93977 | 0.91062 | 0.91726 | 1 | 0
Jan | 31 | 17 | Weekday | Tuesday | 0.89116 | 0.99475 | 0.9335 | 0.97593 | 1 | 0.97593 | 0.97593 | 0.984 | 0.97593 | 0.89116 | 0.89116 | 1 | 0.99998 | 0.6803 | 0.81841 | 0.79621 | 0.96373 | 0.93974 | 0.75361 | 0.88297 | 0.76777 | 0.77353 | 0.80963 | 0.984 | 0.96802 | 0.92878 | 0.52225 | 0.99972 | 1 | 0.70584 | 0.90809 | 0.74305 | 0.9505 | 0.97247 | 0.76193 | 0.99286 | 0.82306 | 0.80923 | 0.75399 | 1 | 1 | 0.93518 | 0.45021 | 0
Jan | 31 | 18 | Weekday | Tuesday | 0.84059 | 0.97027 | 0.90815 | 1 | 1 | 1 | 1 | 0.87073 | 1 | 0.84059 | 0.84059 | 0.99721 | 0.81169 | 0.88607 | 0.69913 | 0.68341 | 1 | 0.6069 | 0.77477 | 0.89018 | 0.77818 | 0.86233 | 0.74488 | 0.87073 | 0.86165 | 0.93736 | 0.41106 | 0.99992 | 0.78328 | 0.89855 | 0.72125 | 0.6267 | 1 | 0.6139 | 0.76201 | 0.99296 | 0.82321 | 0.87688 | 0.63251 | 0.79593 | 0.79005 | 0.9335 | 0.26319 | 0
Jan | 31 | 19 | Weekday | Tuesday | 0.80498 | 0.95389 | 0.88925 | 0.96174 | 1 | 0.96174 | 0.96174 | 0.87696 | 0.96174 | 0.80498 | 0.80498 | 0.86524 | 0.8077 | 0.85028 | 0.69089 | 0.68761 | 0.98454 | 0.61348 | 0.7885 | 0.89762 | 0.77633 | 0.87062 | 0.75373 | 0.87696 | 0.87291 | 0.89115 | 0.4924 | 0.8383 | 0.77466 | 0.91901 | 0.69856 | 0.62943 | 0.97675 | 0.61657 | 0.76289 | 0.99603 | 0.82372 | 0.89868 | 0.63226 | 0.7693 | 0.76265 | 0.86018 | 0.27899 | 0
Jan | 31 | 20 | Weekday | Tuesday | 0.78873 | 0.90729 | 0.87079 | 0.88794 | 1 | 0.88794 | 0.88794 | 0.85181 | 0.88794 | 0.78873 | 0.78873 | 0.86008 | 0.7204 | 0.89854 | 0.60866 | 0.67102 | 0.98019 | 0.56272 | 0.79883 | 0.79645 | 0.78694 | 0.94843 | 0.73205 | 0.85181 | 0.85245 | 0.82965 | 0.4491 | 0.83799 | 0.66264 | 1 | 0.55872 | 0.60908 | 0.96727 | 0.53974 | 0.76285 | 0.81864 | 0.8238 | 0.98367 | 0.59152 | 0.70792 | 0.70101 | 0.76462 | 0.26791 | 0
Jan | 31 | 21 | Weekday | Tuesday | 0.73381 | 0.84936 | 0.84591 | 0.80807 | 1 | 0.80807 | 0.80807 | 0.28828 | 0.80807 | 0.73381 | 0.73381 | 0.86367 | 0.69285 | 0.94908 | 0.60447 | 0.68688 | 0.88212 | 0.47424 | 0.21656 | 0.80756 | 0.12675 | 0.91924 | 0.73749 | 0.28828 | 0.31268 | 0.65384 | 0.52685 | 0.83671 | 0.62728 | 0.97469 | 0.53382 | 0.6228 | 0.83359 | 0.45615 | 0.33537 | 0.81677 | 0.27181 | 0.92794 | 0.59216 | 0.3341 | 0.38099 | 0.54857 | 0.28325 | 0
Jan | 31 | 22 | Weekday | Tuesday | 0.7299 | 0.81837 | 0.81815 | 0.70127 | 1 | 0.70127 | 0.70127 | 0.13047 | 0.70127 | 0.7299 | 0.7299 | 0.84045 | 0.64944 | 0.76891 | 0.25517 | 0.1941 | 0.77738 | 0.39252 | 0.21253 | 0.81553 | 0.12632 | 0.71224 | 0.32085 | 0.13047 | 0.16269 | 0.24129 | 0.47689 | 0.83523 | 0.57154 | 0.7514 | 0.34059 | 0.19365 | 0.66511 | 0.37 | 0.33584 | 0.81458 | 0.27388 | 0.68608 | 0.39093 | 0.1888 | 0.24917 | 0.32446 | 0.271 | 0
Jan | 31 | 23 | Weekday | Tuesday | 0.70229 | 0.83147 | 0.79605 | 0.60944 | 1 | 0.60944 | 0.60944 | 0.13968 | 0.60944 | 0.70229 | 0.70229 | 0.81927 | 0.64702 | 0.55998 | 0.23822 | 0.21846 | 0.65044 | 0.46768 | 0.23653 | 0.88576 | 0.14593 | 0.50128 | 0.33374 | 0.13968 | 0.17842 | 0.35378 | 0.53622 | 0.85225 | 0.57268 | 0.52934 | 0.28621 | 0.22312 | 0.51863 | 0.4272 | 0.34334 | 0.85766 | 0.27971 | 0.46144 | 0.41057 | 0.1939 | 0.25665 | 0.45947 | 0.29811 | 0
Feb | 1 | 24 | Weekday | Wednesday | 0.69317 | 0.82093 | 0.76777 | 0.54502 | 0.99879 | 0.54502 | 0.54502 | 0.14367 | 0.54502 | 0.69317 | 0.69317 | 0.62604 | 0.6388 | 0.34379 | 0.23699 | 0.22888 | 0.58403 | 0.4097 | 0.23395 | 0.67713 | 0.14547 | 0.45595 | 0.34124 | 0.14367 | 0.18044 | 0.27625 | 0.50529 | 0.48726 | 0.56078 | 0.38597 | 0.28433 | 0.23382 | 0.4296 | 0.38267 | 0.3401 | 0.48625 | 0.27898 | 0.41261 | 0.42014 | 0.19368 | 0.25592 | 0.34935 | 0.29037 | 0
Feb | 1 | 1 | Weekday | Wednesday | 0.69357 | 0.7893 | 0.76043 | 0.52454 | 0.99879 | 0.52454 | 0.52454 | 0.14875 | 0.52454 | 0.69357 | 0.69357 | 0.19157 | 0.63786 | 0.29761 | 0.23963 | 0.23719 | 0.58823 | 0.48292 | 0.23669 | 0.23386 | 0.14871 | 0.45225 | 0.34333 | 0.14875 | 0.18453 | 0.27591 | 0.56516 | 0.31929 | 0.55586 | 0.35043 | 0.28549 | 0.24195 | 0.41736 | 0.44235 | 0.34137 | 0.33633 | 0.28168 | 0.40781 | 0.42137 | 0.19489 | 0.25653 | 0.33743 | 0.30106 | 0
Feb | 1 | 2 | Weekday | Wednesday | 0.69589 | 0.78227 | 0.75762 | 0.51582 | 0.99879 | 0.51582 | 0.51582 | 0.15257 | 0.51582 | 0.69589 | 0.69589 | 0.19144 | 0.6362 | 0.27593 | 0.2404 | 0.24525 | 0.59513 | 0.42278 | 0.24002 | 0.23482 | 0.14974 | 0.44582 | 0.3427 | 0.15257 | 0.19101 | 0.27927 | 0.53068 | 0.31977 | 0.55085 | 0.32029 | 0.28535 | 0.2499 | 0.41197 | 0.3957 | 0.34295 | 0.33715 | 0.28437 | 0.39638 | 0.4211 | 0.19581 | 0.25748 | 0.33881 | 0.2928 | 0
Feb | 1 | 3 | Weekday | Wednesday | 0.69152 | 0.78002 | 0.76213 | 0.51193 | 0.99879 | 0.51193 | 0.51193 | 0.15563 | 0.51193 | 0.69152 | 0.69152 | 0.19209 | 0.63501 | 0.27416 | 0.24417 | 0.25439 | 0.60593 | 0.49915 | 0.25151 | 0.23494 | 0.154 | 0.45566 | 0.34434 | 0.15563 | 0.19966 | 0.29047 | 0.58924 | 0.32004 | 0.54652 | 0.31925 | 0.28721 | 0.25891 | 0.40994 | 0.4579 | 0.34583 | 0.33761 | 0.2896 | 0.40405 | 0.42215 | 0.19654 | 0.25877 | 0.34639 | 0.30356 | 0
Feb | 1 | 4 | Weekday | Wednesday | 0.69525 | 0.78911 | 0.78491 | 0.52411 | 0.99879 | 0.52411 | 0.52411 | 0.15901 | 0.52411 | 0.69525 | 0.69525 | 0.19594 | 0.68968 | 0.30384 | 0.2583 | 0.26054 | 0.65733 | 0.59311 | 0.25775 | 0.24367 | 0.1583 | 0.48054 | 0.34976 | 0.15901 | 0.20643 | 0.34074 | 0.54955 | 0.32779 | 0.61162 | 0.33881 | 0.30129 | 0.26473 | 0.46294 | 0.55 | 0.34959 | 0.35027 | 0.29414 | 0.42711 | 0.42818 | 0.19728 | 0.25977 | 0.40421 | 0.29478 | 0
Feb | 1 | 5 | Weekday | Wednesday | 0.66871 | 0.82628 | 0.84185 | 0.61159 | 0.99879 | 0.61159 | 0.61159 | 0.16136 | 0.61159 | 0.66871 | 0.66871 | 0.65291 | 0.7576 | 0.4109 | 0.30131 | 0.28008 | 0.76773 | 0.75737 | 0.26904 | 0.7095 | 0.16204 | 0.55647 | 0.37492 | 0.16136 | 0.21336 | 0.34326 | 0.60696 | 0.49412 | 0.61128 | 0.42996 | 0.3502 | 0.28439 | 0.5761 | 0.67749 | 0.35172 | 0.49177 | 0.2994 | 0.50743 | 0.45786 | 0.19793 | 0.2608 | 0.40566 | 0.30558 | 0
Feb | 1 | 6 | Weekday | Wednesday | 0.69218 | 0.87726 | 0.92092 | 0.71854 | 0.0044286 | 0.71854 | 0.71854 | 0.96458 | 0.71854 | 0.69218 | 0.69218 | 0.85534 | 0.84968 | 0.69293 | 0.56811 | 0.97552 | 0.8985 | 0.90161 | 0.89128 | 1 | 0.94189 | 0.78463 | 0.78343 | 0.96458 | 1 | 0.81692 | 0.73147 | 0.80821 | 0.78066 | 0.7427 | 0.40235 | 1 | 0.66447 | 0.85808 | 0.38061 | 0.9707 | 0.42906 | 0.76559 | 0.54781 | 0.36418 | 0.32849 | 0.55157 | 0.34826 | 0
Feb | 1 | 7 | Weekday | Wednesday | 0.72036 | 0.89818 | 0.9728 | 0.72392 | 0.0044286 | 0.72392 | 0.72392 | 0.82406 | 0.72392 | 0.72036 | 0.72036 | 0.9513 | 0.91739 | 0.97524 | 0.72559 | 0.88798 | 0.87017 | 0.97528 | 0.93717 | 0.9478 | 0.99407 | 0.90466 | 0.7682 | 0.82406 | 0.82892 | 0.76909 | 0.8075 | 0.90785 | 0.86896 | 0.93593 | 0.48655 | 0.83097 | 0.64305 | 0.94947 | 0.7135 | 0.90643 | 0.78496 | 0.90206 | 0.50253 | 0.38114 | 0.30474 | 0.54043 | 0.54783 | 0
Feb | 1 | 8 | Weekday | Wednesday | 0.78765 | 0.93683 | 0.99349 | 0.7271 | 0.0044286 | 0.7271 | 0.7271 | 0.90489 | 0.7271 | 0.78765 | 0.78765 | 0.9645 | 0.94431 | 0.8427 | 1 | 1 | 0.85013 | 0.97629 | 1 | 0.82206 | 1 | 0.83655 | 1 | 0.90489 | 0.89536 | 0.94377 | 0.94747 | 0.90798 | 0.9074 | 0.79111 | 1 | 0.95282 | 0.62361 | 0.95862 | 0.97292 | 0.7292 | 0.98475 | 0.80677 | 0.993 | 0.59256 | 0.5212 | 0.82033 | 0.82608 | 0
Feb | 1 | 9 | Weekday | Wednesday | 0.89623 | 0.95407 | 0.99841 | 0.68603 | 0.0044286 | 0.68603 | 0.68603 | 1 | 0.68603 | 0.89623 | 0.89623 | 0.82914 | 0.96876 | 0.72894 | 0.92275 | 0.87665 | 0.75788 | 1 | 0.95548 | 0.80844 | 0.96282 | 0.7857 | 0.94418 | 1 | 0.97558 | 0.97005 | 1 | 0.74497 | 0.93995 | 0.70122 | 0.96272 | 0.83234 | 0.55033 | 1 | 0.97254 | 0.72962 | 0.98473 | 0.76612 | 0.99105 | 0.85174 | 0.79052 | 0.90657 | 0.99592 | 0
Feb | 1 | 10 | Weekday | Wednesday | 0.97613 | 0.97788 | 1 | 0.67234 | 0.0044286 | 0.67234 | 0.67234 | 0.97602 | 0.67234 | 0.97613 | 0.97613 | 0.96848 | 0.97941 | 0.59995 | 0.85552 | 0.83341 | 0.66248 | 0.98504 | 0.94196 | 0.89415 | 0.93835 | 0.61952 | 0.91368 | 0.97602 | 0.94123 | 0.92561 | 0.9505 | 0.90822 | 0.95817 | 0.55611 | 0.91426 | 0.79598 | 0.47365 | 0.98827 | 0.99517 | 0.90679 | 0.99762 | 0.57807 | 0.98935 | 0.88738 | 0.83079 | 0.87743 | 0.99534 | 0
Feb | 1 | 11 | Weekday | Wednesday | 1 | 0.99115 | 0.99346 | 0.6646 | 0.0044286 | 0.6646 | 0.6646 | 0.92499 | 0.6646 | 1 | 1 | 0.94744 | 0.98576 | 0.56435 | 0.83323 | 0.81099 | 0.62292 | 0.96968 | 0.91125 | 0.88929 | 0.9036 | 0.60031 | 0.89204 | 0.92499 | 0.88204 | 1 | 0.91012 | 0.92485 | 0.97119 | 0.55746 | 0.91454 | 0.78129 | 0.47432 | 0.97962 | 1 | 0.94765 | 1 | 0.57137 | 0.9887 | 0.88498 | 0.83079 | 1 | 0.99395 | 0
Feb | 1 | 12 | Weekday | Wednesday | 0.97853 | 0.98927 | 0.98297 | 0.65482 | 0.0044286 | 0.65482 | 0.65482 | 0.8962 | 0.65482 | 0.97853 | 0.97853 | 0.90123 | 0.96052 | 0.56184 | 0.78938 | 0.81736 | 0.59076 | 0.91912 | 0.89923 | 0.83753 | 0.8858 | 0.59067 | 0.86537 | 0.8962 | 0.84909 | 0.93175 | 0.82695 | 0.90935 | 0.94827 | 0.5594 | 0.86809 | 0.79345 | 0.46461 | 0.92791 | 0.99599 | 0.91477 | 0.99777 | 0.56469 | 0.94462 | 0.88378 | 0.83079 | 0.92659 | 0.90159 | 0
Feb | 1 | 13 | Weekday | Wednesday | 0.94738 | 0.99116 | 0.98198 | 0.64409 | 0.0044286 | 0.64409 | 0.64409 | 0.87252 | 0.64409 | 0.94738 | 0.94738 | 0.7783 | 0.98913 | 0.54205 | 0.81255 | 0.77493 | 0.56597 | 0.94115 | 0.89315 | 0.82413 | 0.87403 | 0.5827 | 0.87321 | 0.87252 | 0.82284 | 0.91347 | 0.87455 | 0.74549 | 0.9813 | 0.53046 | 0.91495 | 0.75556 | 0.45587 | 0.95859 | 0.97325 | 0.90775 | 0.98467 | 0.56185 | 0.98995 | 0.88352 | 0.83079 | 0.91463 | 0.99351 | 0
Feb | 1 | 14 | Weekday | Wednesday | 0.9307 | 0.9952 | 0.96797 | 0.65504 | 0.0044286 | 0.65504 | 0.65504 | 0.85554 | 0.65504 | 0.9307 | 0.9307 | 0.75927 | 0.99194 | 0.53746 | 0.80262 | 0.72975 | 0.54661 | 0.93424 | 0.87872 | 0.71434 | 0.85775 | 0.57763 | 0.85757 | 0.85554 | 0.80455 | 0.8952 | 0.87128 | 0.74551 | 0.98863 | 0.52817 | 0.91461 | 0.714 | 0.45098 | 0.95636 | 0.97348 | 0.73053 | 0.9846 | 0.55816 | 0.98937 | 0.88352 | 0.83079 | 0.90005 | 0.99421 | 0
Feb | 1 | 15 | Weekday | Wednesday | 0.90947 | 0.99404 | 0.95153 | 0.69115 | 0.0044286 | 0.69115 | 0.69115 | 0.84338 | 0.69115 | 0.90947 | 0.90947 | 0.80134 | 0.99293 | 0.53005 | 0.80429 | 0.72015 | 0.57507 | 0.89451 | 0.87371 | 0.72721 | 0.83102 | 0.57413 | 0.85343 | 0.84338 | 0.79292 | 0.88108 | 0.8719 | 0.74524 | 0.99209 | 0.51641 | 0.91395 | 0.70495 | 0.48452 | 0.92287 | 0.96134 | 0.73 | 0.96713 | 0.55179 | 0.99021 | 0.88441 | 0.83079 | 0.88727 | 0.99371 | 0
Feb | 1 | 16 | Weekday | Wednesday | 0.87572 | 0.99609 | 0.94075 | 0.78357 | 0.99879 | 0.78357 | 0.78357 | 0.85757 | 0.78357 | 0.87572 | 0.87572 | 0.94941 | 0.9958 | 0.54068 | 0.85256 | 0.75174 | 0.72955 | 0.89678 | 0.84983 | 0.73387 | 0.79382 | 0.56306 | 0.86877 | 0.85757 | 0.81353 | 0.88738 | 0.895 | 0.91285 | 0.99582 | 0.57211 | 0.964 | 0.73611 | 0.67647 | 0.92561 | 0.961 | 0.73269 | 0.95725 | 0.59289 | 1 | 0.89117 | 0.8373 | 0.8907 | 1 | 0
Feb | 1 | 17 | Weekday | Wednesday | 0.87839 | 1 | 0.9327 | 0.93643 | 0.99879 | 0.93643 | 0.93643 | 0.96062 | 0.93643 | 0.87839 | 0.87839 | 0.99361 | 1 | 0.6651 | 0.81943 | 0.81454 | 0.9399 | 0.94035 | 0.73667 | 0.90028 | 0.76471 | 0.72132 | 0.79102 | 0.96062 | 0.96003 | 0.92739 | 0.49136 | 0.99135 | 1 | 0.71349 | 0.9031 | 0.8005 | 0.93327 | 0.97182 | 0.75528 | 0.98631 | 0.81773 | 0.76994 | 0.80834 | 1 | 1 | 0.9304 | 0.45426 | 0
Feb | 1 | 18 | Weekday | Wednesday | 0.85324 | 0.99112 | 0.91119 | 1 | 0.99879 | 1 | 1 | 0.85579 | 1 | 0.85324 | 0.85324 | 1 | 0.81164 | 0.87282 | 0.69806 | 0.6987 | 1 | 0.63417 | 0.76679 | 0.92101 | 0.78633 | 0.82049 | 0.74626 | 0.85579 | 0.86757 | 0.9416 | 0.3804 | 0.99953 | 0.79031 | 0.90091 | 0.72237 | 0.67502 | 1 | 0.63914 | 0.7617 | 0.99417 | 0.82294 | 0.85211 | 0.69849 | 0.80775 | 0.80921 | 0.93272 | 0.2732 | 0
Feb | 1 | 19 | Weekday | Wednesday | 0.81637 | 0.97633 | 0.89173 | 0.94881 | 0.99879 | 0.94881 | 0.94881 | 0.86459 | 0.94881 | 0.81637 | 0.81637 | 0.86787 | 0.80454 | 0.83812 | 0.69332 | 0.70876 | 0.98688 | 0.63873 | 0.78659 | 0.93462 | 0.79017 | 0.83615 | 0.76086 | 0.86459 | 0.88354 | 0.89439 | 0.47107 | 0.83795 | 0.77829 | 0.91855 | 0.69857 | 0.68111 | 0.97704 | 0.64056 | 0.76272 | 0.99713 | 0.82353 | 0.87891 | 0.69906 | 0.77799 | 0.77829 | 0.85742 | 0.29015 | 0
Feb | 1 | 20 | Weekday | Wednesday | 0.79517 | 0.9261 | 0.8731 | 0.86896 | 0.99879 | 0.86896 | 0.86896 | 0.83941 | 0.86896 | 0.79517 | 0.79517 | 0.8634 | 0.71782 | 0.88642 | 0.60431 | 0.68759 | 0.98374 | 0.58272 | 0.79991 | 0.82428 | 0.80482 | 0.91806 | 0.73903 | 0.83941 | 0.86424 | 0.83108 | 0.43079 | 0.83759 | 0.66901 | 1 | 0.55826 | 0.65379 | 0.96777 | 0.55641 | 0.76282 | 0.81942 | 0.82371 | 0.97025 | 0.65425 | 0.71682 | 0.71644 | 0.76164 | 0.2802 | 0
Feb | 1 | 21 | Weekday | Wednesday | 0.7408 | 0.86495 | 0.84558 | 0.79498 | 0.99879 | 0.79498 | 0.79498 | 0.3099 | 0.79498 | 0.7408 | 0.7408 | 0.86772 | 0.68915 | 0.94201 | 0.59979 | 0.70908 | 0.87757 | 0.48481 | 0.23506 | 0.8372 | 0.14199 | 0.8896 | 0.748 | 0.3099 | 0.34412 | 0.64758 | 0.51681 | 0.8363 | 0.63362 | 0.98082 | 0.53445 | 0.67255 | 0.83285 | 0.46205 | 0.33689 | 0.81751 | 0.27215 | 0.91574 | 0.65469 | 0.34291 | 0.39196 | 0.5462 | 0.29649 | 0
Feb | 1 | 22 | Weekday | Wednesday | 0.74035 | 0.83133 | 0.81655 | 0.6932 | 0.99879 | 0.6932 | 0.6932 | 0.13666 | 0.6932 | 0.74035 | 0.74035 | 0.84516 | 0.64496 | 0.76179 | 0.28057 | 0.22962 | 0.76366 | 0.39078 | 0.23148 | 0.84781 | 0.13967 | 0.67202 | 0.35141 | 0.13666 | 0.17615 | 0.24727 | 0.46471 | 0.83477 | 0.57746 | 0.76131 | 0.3421 | 0.2347 | 0.66275 | 0.36413 | 0.33681 | 0.81527 | 0.27233 | 0.66015 | 0.43316 | 0.19206 | 0.25529 | 0.32081 | 0.28431 | 0
Feb | 1 | 23 | Weekday | Wednesday | 0.7077 | 0.84558 | 0.79254 | 0.60062 | 0.99879 | 0.60062 | 0.60062 | 0.13968 | 0.60062 | 0.7077 | 0.7077 | 0.81927 | 0.64702 | 0.55998 | 0.23822 | 0.21846 | 0.65044 | 0.46768 | 0.23653 | 0.88576 | 0.14593 | 0.50128 | 0.33374 | 0.13968 | 0.17842 | 0.35378 | 0.53622 | 0.85225 | 0.57268 | 0.52934 | 0.28621 | 0.22312 | 0.51863 | 0.4272 | 0.34334 | 0.85766 | 0.27971 | 0.46144 | 0.41057 | 0.1939 | 0.25665 | 0.45947 | 0.29811 | 0
Feb | 2 | 24 | Weekday | Thursday | 0.69317 | 0.82093 | 0.76777 | 0.54502 | 0.99879 | 0.54502 | 0.54502 | 0.14367 | 0.54502 | 0.69317 | 0.69317 | 0.62604 | 0.6388 | 0.34379 | 0.23699 | 0.22888 | 0.58403 | 0.4097 | 0.23395 | 0.67713 | 0.14547 | 0.45595 | 0.34124 | 0.14367 | 0.18044 | 0.27625 | 0.50529 | 0.48726 | 0.56078 | 0.38597 | 0.28433 | 0.23382 | 0.4296 | 0.38267 | 0.3401 | 0.48625 | 0.27898 | 0.41261 | 0.42014 | 0.19368 | 0.25592 | 0.34935 | 0.29037 | 0
Feb | 2 | 1 | Weekday | Thursday | 0.69357 | 0.7893 | 0.76043 | 0.52454 | 0.99879 | 0.52454 | 0.52454 | 0.14875 | 0.52454 | 0.69357 | 0.69357 | 0.19157 | 0.63786 | 0.29761 | 0.23963 | 0.23719 | 0.58823 | 0.48292 | 0.23669 | 0.23386 | 0.14871 | 0.45225 | 0.34333 | 0.14875 | 0.18453 | 0.27591 | 0.56516 | 0.31929 | 0.55586 | 0.35043 | 0.28549 | 0.24195 | 0.41736 | 0.44235 | 0.34137 | 0.33633 | 0.28168 | 0.40781 | 0.42137 | 0.19489 | 0.25653 | 0.33743 | 0.30106 | 0
Feb | 2 | 2 | Weekday | Thursday | 0.69589 | 0.78227 | 0.75762 | 0.51582 | 0.99879 | 0.51582 | 0.51582 | 0.15257 | 0.51582 | 0.69589 | 0.69589 | 0.19144 | 0.6362 | 0.27593 | 0.2404 | 0.24525 | 0.59513 | 0.42278 | 0.24002 | 0.23482 | 0.14974 | 0.44582 | 0.3427 | 0.15257 | 0.19101 | 0.27927 | 0.53068 | 0.31977 | 0.55085 | 0.32029 | 0.28535 | 0.2499 | 0.41197 | 0.3957 | 0.34295 | 0.33715 | 0.28437 | 0.39638 | 0.4211 | 0.19581 | 0.25748 | 0.33881 | 0.2928 | 0
Feb | 2 | 3 | Weekday | Thursday | 0.69152 | 0.78002 | 0.76213 | 0.51193 | 0.99879 | 0.51193 | 0.51193 | 0.15563 | 0.51193 | 0.69152 | 0.69152 | 0.19209 | 0.63501 | 0.27416 | 0.24417 | 0.25439 | 0.60593 | 0.49915 | 0.25151 | 0.23494 | 0.154 | 0.45566 | 0.34434 | 0.15563 | 0.19966 | 0.29047 | 0.58924 | 0.32004 | 0.54652 | 0.31925 | 0.28721 | 0.25891 | 0.40994 | 0.4579 | 0.34583 | 0.33761 | 0.2896 | 0.40405 | 0.42215 | 0.19654 | 0.25877 | 0.34639 | 0.30356 | 0
Feb | 2 | 4 | Weekday | Thursday | 0.69525 | 0.78911 | 0.78491 | 0.52411 | 0.99879 | 0.52411 | 0.52411 | 0.15901 | 0.52411 | 0.69525 | 0.69525 | 0.19594 | 0.68968 | 0.30384 | 0.2583 | 0.26054 | 0.65733 | 0.59311 | 0.25775 | 0.24367 | 0.1583 | 0.48054 | 0.34976 | 0.15901 | 0.20643 | 0.34074 | 0.54955 | 0.32779 | 0.61162 | 0.33881 | 0.30129 | 0.26473 | 0.46294 | 0.55 | 0.34959 | 0.35027 | 0.29414 | 0.42711 | 0.42818 | 0.19728 | 0.25977 | 0.40421 | 0.29478 | 0
Feb | 2 | 5 | Weekday | Thursday | 0.66871 | 0.82628 | 0.84185 | 0.61159 | 0.99879 | 0.61159 | 0.61159 | 0.16136 | 0.61159 | 0.66871 | 0.66871 | 0.65291 | 0.7576 | 0.4109 | 0.30131 | 0.28008 | 0.76773 | 0.75737 | 0.26904 | 0.7095 | 0.16204 | 0.55647 | 0.37492 | 0.16136 | 0.21336 | 0.34326 | 0.60696 | 0.49412 | 0.61128 | 0.42996 | 0.3502 | 0.28439 | 0.5761 | 0.67749 | 0.35172 | 0.49177 | 0.2994 | 0.50743 | 0.45786 | 0.19793 | 0.2608 | 0.40566 | 0.30558 | 0
Feb | 2 | 6 | Weekday | Thursday | 0.69218 | 0.87726 | 0.92092 | 0.71854 | 0.0044286 | 0.71854 | 0.71854 | 0.96458 | 0.71854 | 0.69218 | 0.69218 | 0.85534 | 0.84968 | 0.69293 | 0.56811 | 0.97552 | 0.8985 | 0.90161 | 0.89128 | 1 | 0.94189 | 0.78463 | 0.78343 | 0.96458 | 1 | 0.81692 | 0.73147 | 0.80821 | 0.78066 | 0.7427 | 0.40235 | 1 | 0.66447 | 0.85808 | 0.38061 | 0.9707 | 0.42906 | 0.76559 | 0.54781 | 0.36418 | 0.32849 | 0.55157 | 0.34826 | 0
Feb | 2 | 7 | Weekday | Thursday | 0.72036 | 0.89818 | 0.9728 | 0.72392 | 0.0044286 | 0.72392 | 0.72392 | 0.82406 | 0.72392 | 0.72036 | 0.72036 | 0.9513 | 0.91739 | 0.97524 | 0.72559 | 0.88798 | 0.87017 | 0.97528 | 0.93717 | 0.9478 | 0.99407 | 0.90466 | 0.7682 | 0.82406 | 0.82892 | 0.76909 | 0.8075 | 0.90785 | 0.86896 | 0.93593 | 0.48655 | 0.83097 | 0.64305 | 0.94947 | 0.7135 | 0.90643 | 0.78496 | 0.90206 | 0.50253 | 0.38114 | 0.30474 | 0.54043 | 0.54783 | 0
Feb | 2 | 8 | Weekday | Thursday | 0.78765 | 0.93683 | 0.99349 | 0.7271 | 0.0044286 | 0.7271 | 0.7271 | 0.90489 | 0.7271 | 0.78765 | 0.78765 | 0.9645 | 0.94431 | 0.8427 | 1 | 1 | 0.85013 | 0.97629 | 1 | 0.82206 | 1 | 0.83655 | 1 | 0.90489 | 0.89536 | 0.94377 | 0.94747 | 0.90798 | 0.9074 | 0.79111 | 1 | 0.95282 | 0.62361 | 0.95862 | 0.97292 | 0.7292 | 0.98475 | 0.80677 | 0.993 | 0.59256 | 0.5212 | 0.82033 | 0.82608 | 0
Feb | 2 | 9 | Weekday | Thursday | 0.89623 | 0.95407 | 0.99841 | 0.68603 | 0.0044286 | 0.68603 | 0.68603 | 1 | 0.68603 | 0.89623 | 0.89623 | 0.82914 | 0.96876 | 0.72894 | 0.92275 | 0.87665 | 0.75788 | 1 | 0.95548 | 0.80844 | 0.96282 | 0.7857 | 0.94418 | 1 | 0.97558 | 0.97005 | 1 | 0.74497 | 0.93995 | 0.70122 | 0.96272 | 0.83234 | 0.55033 | 1 | 0.97254 | 0.72962 | 0.98473 | 0.76612 | 0.99105 | 0.85174 | 0.79052 | 0.90657 | 0.99592 | 0
Feb | 2 | 10 | Weekday | Thursday | 0.97613 | 0.97788 | 1 | 0.67234 | 0.0044286 | 0.67234 | 0.67234 | 0.97602 | 0.67234 | 0.97613 | 0.97613 | 0.96848 | 0.97941 | 0.59995 | 0.85552 | 0.83341 | 0.66248 | 0.98504 | 0.94196 | 0.89415 | 0.93835 | 0.61952 | 0.91368 | 0.97602 | 0.94123 | 0.92561 | 0.9505 | 0.90822 | 0.95817 | 0.55611 | 0.91426 | 0.79598 | 0.47365 | 0.98827 | 0.99517 | 0.90679 | 0.99762 | 0.57807 | 0.98935 | 0.88738 | 0.83079 | 0.87743 | 0.99534 | 0
Feb | 2 | 11 | Weekday | Thursday | 1 | 0.99115 | 0.99346 | 0.6646 | 0.0044286 | 0.6646 | 0.6646 | 0.92499 | 0.6646 | 1 | 1 | 0.94744 | 0.98576 | 0.56435 | 0.83323 | 0.81099 | 0.62292 | 0.96968 | 0.91125 | 0.88929 | 0.9036 | 0.60031 | 0.89204 | 0.92499 | 0.88204 | 1 | 0.91012 | 0.92485 | 0.97119 | 0.55746 | 0.91454 | 0.78129 | 0.47432 | 0.97962 | 1 | 0.94765 | 1 | 0.57137 | 0.9887 | 0.88498 | 0.83079 | 1 | 0.99395 | 0
Feb | 2 | 12 | Weekday | Thursday | 0.97853 | 0.98927 | 0.98297 | 0.65482 | 0.0044286 | 0.65482 | 0.65482 | 0.8962 | 0.65482 | 0.97853 | 0.97853 | 0.90123 | 0.96052 | 0.56184 | 0.78938 | 0.81736 | 0.59076 | 0.91912 | 0.89923 | 0.83753 | 0.8858 | 0.59067 | 0.86537 | 0.8962 | 0.84909 | 0.93175 | 0.82695 | 0.90935 | 0.94827 | 0.5594 | 0.86809 | 0.79345 | 0.46461 | 0.92791 | 0.99599 | 0.91477 | 0.99777 | 0.56469 | 0.94462 | 0.88378 | 0.83079 | 0.92659 | 0.90159 | 0
Feb | 2 | 13 | Weekday | Thursday | 0.94738 | 0.99116 | 0.98198 | 0.64409 | 0.0044286 | 0.64409 | 0.64409 | 0.87252 | 0.64409 | 0.94738 | 0.94738 | 0.7783 | 0.98913 | 0.54205 | 0.81255 | 0.77493 | 0.56597 | 0.94115 | 0.89315 | 0.82413 | 0.87403 | 0.5827 | 0.87321 | 0.87252 | 0.82284 | 0.91347 | 0.87455 | 0.74549 | 0.9813 | 0.53046 | 0.91495 | 0.75556 | 0.45587 | 0.95859 | 0.97325 | 0.90775 | 0.98467 | 0.56185 | 0.98995 | 0.88352 | 0.83079 | 0.91463 | 0.99351 | 0
Feb | 2 | 14 | Weekday | Thursday | 0.9307 | 0.9952 | 0.96797 | 0.65504 | 0.0044286 | 0.65504 | 0.65504 | 0.85554 | 0.65504 | 0.9307 | 0.9307 | 0.75927 | 0.99194 | 0.53746 | 0.80262 | 0.72975 | 0.54661 | 0.93424 | 0.87872 | 0.71434 | 0.85775 | 0.57763 | 0.85757 | 0.85554 | 0.80455 | 0.8952 | 0.87128 | 0.74551 | 0.98863 | 0.52817 | 0.91461 | 0.714 | 0.45098 | 0.95636 | 0.97348 | 0.73053 | 0.9846 | 0.55816 | 0.98937 | 0.88352 | 0.83079 | 0.90005 | 0.99421 | 0
Feb | 2 | 15 | Weekday | Thursday | 0.90947 | 0.99404 | 0.95153 | 0.69115 | 0.0044286 | 0.69115 | 0.69115 | 0.84338 | 0.69115 | 0.90947 | 0.90947 | 0.80134 | 0.99293 | 0.53005 | 0.80429 | 0.72015 | 0.57507 | 0.89451 | 0.87371 | 0.72721 | 0.83102 | 0.57413 | 0.85343 | 0.84338 | 0.79292 | 0.88108 | 0.8719 | 0.74524 | 0.99209 | 0.51641 | 0.91395 | 0.70495 | 0.48452 | 0.92287 | 0.96134 | 0.73 | 0.96713 | 0.55179 | 0.99021 | 0.88441 | 0.83079 | 0.88727 | 0.99371 | 0
Feb | 2 | 16 | Weekday | Thursday | 0.87572 | 0.99609 | 0.94075 | 0.78357 | 0.99879 | 0.78357 | 0.78357 | 0.85757 | 0.78357 | 0.87572 | 0.87572 | 0.94941 | 0.9958 | 0.54068 | 0.85256 | 0.75174 | 0.72955 | 0.89678 | 0.84983 | 0.73387 | 0.79382 | 0.56306 | 0.86877 | 0.85757 | 0.81353 | 0.88738 | 0.895 | 0.91285 | 0.99582 | 0.57211 | 0.964 | 0.73611 | 0.67647 | 0.92561 | 0.961 | 0.73269 | 0.95725 | 0.59289 | 1 | 0.89117 | 0.8373 | 0.8907 | 1 | 0
Feb | 2 | 17 | Weekday | Thursday | 0.87839 | 1 | 0.9327 | 0.93643 | 0.99879 | 0.93643 | 0.93643 | 0.96062 | 0.93643 | 0.87839 | 0.87839 | 0.99361 | 1 | 0.6651 | 0.81943 | 0.81454 | 0.9399 | 0.94035 | 0.73667 | 0.90028 | 0.76471 | 0.72132 | 0.79102 | 0.96062 | 0.96003 | 0.92739 | 0.49136 | 0.99135 | 1 | 0.71349 | 0.9031 | 0.8005 | 0.93327 | 0.97182 | 0.75528 | 0.98631 | 0.81773 | 0.76994 | 0.80834 | 1 | 1 | 0.9304 | 0.45426 | 0
Feb | 2 | 18 | Weekday | Thursday | 0.85324 | 0.99112 | 0.91119 | 1 | 0.99879 | 1 | 1 | 0.85579 | 1 | 0.85324 | 0.85324 | 1 | 0.81164 | 0.87282 | 0.69806 | 0.6987 | 1 | 0.63417 | 0.76679 | 0.92101 | 0.78633 | 0.82049 | 0.74626 | 0.85579 | 0.86757 | 0.9416 | 0.3804 | 0.99953 | 0.79031 | 0.90091 | 0.72237 | 0.67502 | 1 | 0.63914 | 0.7617 | 0.99417 | 0.82294 | 0.85211 | 0.69849 | 0.80775 | 0.80921 | 0.93272 | 0.2732 | 0
Feb | 2 | 19 | Weekday | Thursday | 0.81637 | 0.97633 | 0.89173 | 0.94881 | 0.99879 | 0.94881 | 0.94881 | 0.86459 | 0.94881 | 0.81637 | 0.81637 | 0.86787 | 0.80454 | 0.83812 | 0.69332 | 0.70876 | 0.98688 | 0.63873 | 0.78659 | 0.93462 | 0.79017 | 0.83615 | 0.76086 | 0.86459 | 0.88354 | 0.89439 | 0.47107 | 0.83795 | 0.77829 | 0.91855 | 0.69857 | 0.68111 | 0.97704 | 0.64056 | 0.76272 | 0.99713 | 0.82353 | 0.87891 | 0.69906 | 0.77799 | 0.77829 | 0.85742 | 0.29015 | 0
Feb | 2 | 20 | Weekday | Thursday | 0.79517 | 0.9261 | 0.8731 | 0.86896 | 0.99879 | 0.86896 | 0.86896 | 0.83941 | 0.86896 | 0.79517 | 0.79517 | 0.8634 | 0.71782 | 0.88642 | 0.60431 | 0.68759 | 0.98374 | 0.58272 | 0.79991 | 0.82428 | 0.80482 | 0.91806 | 0.73903 | 0.83941 | 0.86424 | 0.83108 | 0.43079 | 0.83759 | 0.66901 | 1 | 0.55826 | 0.65379 | 0.96777 | 0.55641 | 0.76282 | 0.81942 | 0.82371 | 0.97025 | 0.65425 | 0.71682 | 0.71644 | 0.76164 | 0.2802 | 0
Feb | 2 | 21 | Weekday | Thursday | 0.7408 | 0.86495 | 0.84558 | 0.79498 | 0.99879 | 0.79498 | 0.79498 | 0.3099 | 0.79498 | 0.7408 | 0.7408 | 0.86772 | 0.68915 | 0.94201 | 0.59979 | 0.70908 | 0.87757 | 0.48481 | 0.23506 | 0.8372 | 0.14199 | 0.8896 | 0.748 | 0.3099 | 0.34412 | 0.64758 | 0.51681 | 0.8363 | 0.63362 | 0.98082 | 0.53445 | 0.67255 | 0.83285 | 0.46205 | 0.33689 | 0.81751 | 0.27215 | 0.91574 | 0.65469 | 0.34291 | 0.39196 | 0.5462 | 0.29649 | 0
Feb | 2 | 22 | Weekday | Thursday | 0.74035 | 0.83133 | 0.81655 | 0.6932 | 0.99879 | 0.6932 | 0.6932 | 0.13666 | 0.6932 | 0.74035 | 0.74035 | 0.84516 | 0.64496 | 0.76179 | 0.28057 | 0.22962 | 0.76366 | 0.39078 | 0.23148 | 0.84781 | 0.13967 | 0.67202 | 0.35141 | 0.13666 | 0.17615 | 0.24727 | 0.46471 | 0.83477 | 0.57746 | 0.76131 | 0.3421 | 0.2347 | 0.66275 | 0.36413 | 0.33681 | 0.81527 | 0.27233 | 0.66015 | 0.43316 | 0.19206 | 0.25529 | 0.32081 | 0.28431 | 0
Feb | 2 | 23 | Weekday | Thursday | 0.7077 | 0.84558 | 0.79254 | 0.60062 | 0.99879 | 0.60062 | 0.60062 | 0.13968 | 0.60062 | 0.7077 | 0.7077 | 0.81927 | 0.64702 | 0.55998 | 0.23822 | 0.21846 | 0.65044 | 0.46768 | 0.23653 | 0.88576 | 0.14593 | 0.50128 | 0.33374 | 0.13968 | 0.17842 | 0.35378 | 0.53622 | 0.85225 | 0.57268 | 0.52934 | 0.28621 | 0.22312 | 0.51863 | 0.4272 | 0.34334 | 0.85766 | 0.27971 | 0.46144 | 0.41057 | 0.1939 | 0.25665 | 0.45947 | 0.29811 | 0
Feb | 3 | 24 | Weekday | Friday | 0.69317 | 0.82093 | 0.76777 | 0.54502 | 0.99879 | 0.54502 | 0.54502 | 0.14367 | 0.54502 | 0.69317 | 0.69317 | 0.62604 | 0.6388 | 0.34379 | 0.23699 | 0.22888 | 0.58403 | 0.4097 | 0.23395 | 0.67713 | 0.14547 | 0.45595 | 0.34124 | 0.14367 | 0.18044 | 0.27625 | 0.50529 | 0.48726 | 0.56078 | 0.38597 | 0.28433 | 0.23382 | 0.4296 | 0.38267 | 0.3401 | 0.48625 | 0.27898 | 0.41261 | 0.42014 | 0.19368 | 0.25592 | 0.34935 | 0.29037 | 0
Feb | 3 | 1 | Weekday | Friday | 0.69357 | 0.7893 | 0.76043 | 0.52454 | 0.99879 | 0.52454 | 0.52454 | 0.14875 | 0.52454 | 0.69357 | 0.69357 | 0.19157 | 0.63786 | 0.29761 | 0.23963 | 0.23719 | 0.58823 | 0.48292 | 0.23669 | 0.23386 | 0.14871 | 0.45225 | 0.34333 | 0.14875 | 0.18453 | 0.27591 | 0.56516 | 0.31929 | 0.55586 | 0.35043 | 0.28549 | 0.24195 | 0.41736 | 0.44235 | 0.34137 | 0.33633 | 0.28168 | 0.40781 | 0.42137 | 0.19489 | 0.25653 | 0.33743 | 0.30106 | 0
Feb | 3 | 2 | Weekday | Friday | 0.69589 | 0.78227 | 0.75762 | 0.51582 | 0.99879 | 0.51582 | 0.51582 | 0.15257 | 0.51582 | 0.69589 | 0.69589 | 0.19144 | 0.6362 | 0.27593 | 0.2404 | 0.24525 | 0.59513 | 0.42278 | 0.24002 | 0.23482 | 0.14974 | 0.44582 | 0.3427 | 0.15257 | 0.19101 | 0.27927 | 0.53068 | 0.31977 | 0.55085 | 0.32029 | 0.28535 | 0.2499 | 0.41197 | 0.3957 | 0.34295 | 0.33715 | 0.28437 | 0.39638 | 0.4211 | 0.19581 | 0.25748 | 0.33881 | 0.2928 | 0
Feb | 3 | 3 | Weekday | Friday | 0.69152 | 0.78002 | 0.76213 | 0.51193 | 0.99879 | 0.51193 | 0.51193 | 0.15563 | 0.51193 | 0.69152 | 0.69152 | 0.19209 | 0.63501 | 0.27416 | 0.24417 | 0.25439 | 0.60593 | 0.49915 | 0.25151 | 0.23494 | 0.154 | 0.45566 | 0.34434 | 0.15563 | 0.19966 | 0.29047 | 0.58924 | 0.32004 | 0.54652 | 0.31925 | 0.28721 | 0.25891 | 0.40994 | 0.4579 | 0.34583 | 0.33761 | 0.2896 | 0.40405 | 0.42215 | 0.19654 | 0.25877 | 0.34639 | 0.30356 | 0
Feb | 3 | 4 | Weekday | Friday | 0.69525 | 0.78911 | 0.78491 | 0.52411 | 0.99879 | 0.52411 | 0.52411 | 0.15901 | 0.52411 | 0.69525 | 0.69525 | 0.19594 | 0.68968 | 0.30384 | 0.2583 | 0.26054 | 0.65733 | 0.59311 | 0.25775 | 0.24367 | 0.1583 | 0.48054 | 0.34976 | 0.15901 | 0.20643 | 0.34074 | 0.54955 | 0.32779 | 0.61162 | 0.33881 | 0.30129 | 0.26473 | 0.46294 | 0.55 | 0.34959 | 0.35027 | 0.29414 | 0.42711 | 0.42818 | 0.19728 | 0.25977 | 0.40421 | 0.29478 | 0
Feb | 3 | 5 | Weekday | Friday | 0.66871 | 0.82628 | 0.84185 | 0.61159 | 0.99879 | 0.61159 | 0.61159 | 0.16136 | 0.61159 | 0.66871 | 0.66871 | 0.65291 | 0.7576 | 0.4109 | 0.30131 | 0.28008 | 0.76773 | 0.75737 | 0.26904 | 0.7095 | 0.16204 | 0.55647 | 0.37492 | 0.16136 | 0.21336 | 0.34326 | 0.60696 | 0.49412 | 0.61128 | 0.42996 | 0.3502 | 0.28439 | 0.5761 | 0.67749 | 0.35172 | 0.49177 | 0.2994 | 0.50743 | 0.45786 | 0.19793 | 0.2608 | 0.40566 | 0.30558 | 0
Feb | 3 | 6 | Weekday | Friday | 0.69218 | 0.87726 | 0.92092 | 0.71854 | 0.0044286 | 0.71854 | 0.71854 | 0.96458 | 0.71854 | 0.69218 | 0.69218 | 0.85534 | 0.84968 | 0.69293 | 0.56811 | 0.97552 | 0.8985 | 0.90161 | 0.89128 | 1 | 0.94189 | 0.78463 | 0.78343 | 0.96458 | 1 | 0.81692 | 0.73147 | 0.80821 | 0.78066 | 0.7427 | 0.40235 | 1 | 0.66447 | 0.85808 | 0.38061 | 0.9707 | 0.42906 | 0.76559 | 0.54781 | 0.36418 | 0.32849 | 0.55157 | 0.34826 | 0
Feb | 3 | 7 | Weekday | Friday | 0.72036 | 0.89818 | 0.9728 | 0.72392 | 0.0044286 | 0.72392 | 0.72392 | 0.82406 | 0.72392 | 0.72036 | 0.72036 | 0.9513 | 0.91739 | 0.97524 | 0.72559 | 0.88798 | 0.87017 | 0.97528 | 0.93717 | 0.9478 | 0.99407 | 0.90466 | 0.7682 | 0.82406 | 0.82892 | 0.76909 | 0.8075 | 0.90785 | 0.86896 | 0.93593 | 0.48655 | 0.83097 | 0.64305 | 0.94947 | 0.7135 | 0.90643 | 0.78496 | 0.90206 | 0.50253 | 0.38114 | 0.30474 | 0.54043 | 0.54783 | 0
Feb | 3 | 8 | Weekday | Friday | 0.78765 | 0.93683 | 0.99349 | 0.7271 | 0.0044286 | 0.7271 | 0.7271 | 0.90489 | 0.7271 | 0.78765 | 0.78765 | 0.9645 | 0.94431 | 0.8427 | 1 | 1 | 0.85013 | 0.97629 | 1 | 0.82206 | 1 | 0.83655 | 1 | 0.90489 | 0.89536 | 0.94377 | 0.94747 | 0.90798 | 0.9074 | 0.79111 | 1 | 0.95282 | 0.62361 | 0.95862 | 0.97292 | 0.7292 | 0.98475 | 0.80677 | 0.993 | 0.59256 | 0.5212 | 0.82033 | 0.82608 | 0
Feb | 3 | 9 | Weekday | Friday | 0.89623 | 0.95407 | 0.99841 | 0.68603 | 0.0044286 | 0.68603 | 0.68603 | 1 | 0.68603 | 0.89623 | 0.89623 | 0.82914 | 0.96876 | 0.72894 | 0.92275 | 0.87665 | 0.75788 | 1 | 0.95548 | 0.80844 | 0.96282 | 0.7857 | 0.94418 | 1 | 0.97558 | 0.97005 | 1 | 0.74497 | 0.93995 | 0.70122 | 0.96272 | 0.83234 | 0.55033 | 1 | 0.97254 | 0.72962 | 0.98473 | 0.76612 | 0.99105 | 0.85174 | 0.79052 | 0.90657 | 0.99592 | 0
Feb | 3 | 10 | Weekday | Friday | 0.97613 | 0.97788 | 1 | 0.67234 | 0.0044286 | 0.67234 | 0.67234 | 0.97602 | 0.67234 | 0.97613 | 0.97613 | 0.96848 | 0.97941 | 0.59995 | 0.85552 | 0.83341 | 0.66248 | 0.98504 | 0.94196 | 0.89415 | 0.93835 | 0.61952 | 0.91368 | 0.97602 | 0.94123 | 0.92561 | 0.9505 | 0.90822 | 0.95817 | 0.55611 | 0.91426 | 0.79598 | 0.47365 | 0.98827 | 0.99517 | 0.90679 | 0.99762 | 0.57807 | 0.98935 | 0.88738 | 0.83079 | 0.87743 | 0.99534 | 0
Feb | 3 | 11 | Weekday | Friday | 1 | 0.99115 | 0.99346 | 0.6646 | 0.0044286 | 0.6646 | 0.6646 | 0.92499 | 0.6646 | 1 | 1 | 0.94744 | 0.98576 | 0.56435 | 0.83323 | 0.81099 | 0.62292 | 0.96968 | 0.91125 | 0.88929 | 0.9036 | 0.60031 | 0.89204 | 0.92499 | 0.88204 | 1 | 0.91012 | 0.92485 | 0.97119 | 0.55746 | 0.91454 | 0.78129 | 0.47432 | 0.97962 | 1 | 0.94765 | 1 | 0.57137 | 0.9887 | 0.88498 | 0.83079 | 1 | 0.99395 | 0
Feb | 3 | 12 | Weekday | Friday | 0.97853 | 0.98927 | 0.98297 | 0.65482 | 0.0044286 | 0.65482 | 0.65482 | 0.8962 | 0.65482 | 0.97853 | 0.97853 | 0.90123 | 0.96052 | 0.56184 | 0.78938 | 0.81736 | 0.59076 | 0.91912 | 0.89923 | 0.83753 | 0.8858 | 0.59067 | 0.86537 | 0.8962 | 0.84909 | 0.93175 | 0.82695 | 0.90935 | 0.94827 | 0.5594 | 0.86809 | 0.79345 | 0.46461 | 0.92791 | 0.99599 | 0.91477 | 0.99777 | 0.56469 | 0.94462 | 0.88378 | 0.83079 | 0.92659 | 0.90159 | 0
Feb | 3 | 13 | Weekday | Friday | 0.94738 | 0.99116 | 0.98198 | 0.64409 | 0.0044286 | 0.64409 | 0.64409 | 0.87252 | 0.64409 | 0.94738 | 0.94738 | 0.7783 | 0.98913 | 0.54205 | 0.81255 | 0.77493 | 0.56597 | 0.94115 | 0.89315 | 0.82413 | 0.87403 | 0.5827 | 0.87321 | 0.87252 | 0.82284 | 0.91347 | 0.87455 | 0.74549 | 0.9813 | 0.53046 | 0.91495 | 0.75556 | 0.45587 | 0.95859 | 0.97325 | 0.90775 | 0.98467 | 0.56185 | 0.98995 | 0.88352 | 0.83079 | 0.91463 | 0.99351 | 0
Feb | 3 | 14 | Weekday | Friday | 0.9307 | 0.9952 | 0.96797 | 0.65504 | 0.0044286 | 0.65504 | 0.65504 | 0.85554 | 0.65504 | 0.9307 | 0.9307 | 0.75927 | 0.99194 | 0.53746 | 0.80262 | 0.72975 | 0.54661 | 0.93424 | 0.87872 | 0.71434 | 0.85775 | 0.57763 | 0.85757 | 0.85554 | 0.80455 | 0.8952 | 0.87128 | 0.74551 | 0.98863 | 0.52817 | 0.91461 | 0.714 | 0.45098 | 0.95636 | 0.97348 | 0.73053 | 0.9846 | 0.55816 | 0.98937 | 0.88352 | 0.83079 | 0.90005 | 0.99421 | 0
Feb | 3 | 15 | Weekday | Friday | 0.90947 | 0.99404 | 0.95153 | 0.69115 | 0.0044286 | 0.69115 | 0.69115 | 0.84338 | 0.69115 | 0.90947 | 0.90947 | 0.80134 | 0.99293 | 0.53005 | 0.80429 | 0.72015 | 0.57507 | 0.89451 | 0.87371 | 0.72721 | 0.83102 | 0.57413 | 0.85343 | 0.84338 | 0.79292 | 0.88108 | 0.8719 | 0.74524 | 0.99209 | 0.51641 | 0.91395 | 0.70495 | 0.48452 | 0.92287 | 0.96134 | 0.73 | 0.96713 | 0.55179 | 0.99021 | 0.88441 | 0.83079 | 0.88727 | 0.99371 | 0
Feb | 3 | 16 | Weekday | Friday | 0.87572 | 0.99609 | 0.94075 | 0.78357 | 0.99879 | 0.78357 | 0.78357 | 0.85757 | 0.78357 | 0.87572 | 0.87572 | 0.94941 | 0.9958 | 0.54068 | 0.85256 | 0.75174 | 0.72955 | 0.89678 | 0.84983 | 0.73387 | 0.79382 | 0.56306 | 0.86877 | 0.85757 | 0.81353 | 0.88738 | 0.895 | 0.91285 | 0.99582 | 0.57211 | 0.964 | 0.73611 | 0.67647 | 0.92561 | 0.961 | 0.73269 | 0.95725 | 0.59289 | 1 | 0.89117 | 0.8373 | 0.8907 | 1 | 0
Feb | 3 | 17 | Weekday | Friday | 0.87839 | 1 | 0.9327 | 0.93643 | 0.99879 | 0.93643 | 0.93643 | 0.96062 | 0.93643 | 0.87839 | 0.87839 | 0.99361 | 1 | 0.6651 | 0.81943 | 0.81454 | 0.9399 | 0.94035 | 0.73667 | 0.90028 | 0.76471 | 0.72132 | 0.79102 | 0.96062 | 0.96003 | 0.92739 | 0.49136 | 0.99135 | 1 | 0.71349 | 0.9031 | 0.8005 | 0.93327 | 0.97182 | 0.75528 | 0.98631 | 0.81773 | 0.76994 | 0.80834 | 1 | 1 | 0.9304 | 0.45426 | 0
Feb | 3 | 18 | Weekday | Friday | 0.85324 | 0.99112 | 0.91119 | 1 | 0.99879 | 1 | 1 | 0.85579 | 1 | 0.85324 | 0.85324 | 1 | 0.81164 | 0.87282 | 0.69806 | 0.6987 | 1 | 0.63417 | 0.76679 | 0.92101 | 0.78633 | 0.82049 | 0.74626 | 0.85579 | 0.86757 | 0.9416 | 0.3804 | 0.99953 | 0.79031 | 0.90091 | 0.72237 | 0.67502 | 1 | 0.63914 | 0.7617 | 0.99417 | 0.82294 | 0.85211 | 0.69849 | 0.80775 | 0.80921 | 0.93272 | 0.2732 | 0
Feb | 3 | 19 | Weekday | Friday | 0.81637 | 0.97633 | 0.89173 | 0.94881 | 0.99879 | 0.94881 | 0.94881 | 0.86459 | 0.94881 | 0.81637 | 0.81637 | 0.86787 | 0.80454 | 0.83812 | 0.69332 | 0.70876 | 0.98688 | 0.63873 | 0.78659 | 0.93462 | 0.79017 | 0.83615 | 0.76086 | 0.86459 | 0.88354 | 0.89439 | 0.47107 | 0.83795 | 0.77829 | 0.91855 | 0.69857 | 0.68111 | 0.97704 | 0.64056 | 0.76272 | 0.99713 | 0.82353 | 0.87891 | 0.69906 | 0.77799 | 0.77829 | 0.85742 | 0.29015 | 0
Feb | 3 | 20 | Weekday | Friday | 0.79517 | 0.9261 | 0.8731 | 0.86896 | 0.99879 | 0.86896 | 0.86896 | 0.83941 | 0.86896 | 0.79517 | 0.79517 | 0.8634 | 0.71782 | 0.88642 | 0.60431 | 0.68759 | 0.98374 | 0.58272 | 0.79991 | 0.82428 | 0.80482 | 0.91806 | 0.73903 | 0.83941 | 0.86424 | 0.83108 | 0.43079 | 0.83759 | 0.66901 | 1 | 0.55826 | 0.65379 | 0.96777 | 0.55641 | 0.76282 | 0.81942 | 0.82371 | 0.97025 | 0.65425 | 0.71682 | 0.71644 | 0.76164 | 0.2802 | 0
Feb | 3 | 21 | Weekday | Friday | 0.7408 | 0.86495 | 0.84558 | 0.79498 | 0.99879 | 0.79498 | 0.79498 | 0.3099 | 0.79498 | 0.7408 | 0.7408 | 0.86772 | 0.68915 | 0.94201 | 0.59979 | 0.70908 | 0.87757 | 0.48481 | 0.23506 | 0.8372 | 0.14199 | 0.8896 | 0.748 | 0.3099 | 0.34412 | 0.64758 | 0.51681 | 0.8363 | 0.63362 | 0.98082 | 0.53445 | 0.67255 | 0.83285 | 0.46205 | 0.33689 | 0.81751 | 0.27215 | 0.91574 | 0.65469 | 0.34291 | 0.39196 | 0.5462 | 0.29649 | 0
Feb | 3 | 22 | Weekday | Friday | 0.74035 | 0.83133 | 0.81655 | 0.6932 | 0.99879 | 0.6932 | 0.6932 | 0.13666 | 0.6932 | 0.74035 | 0.74035 | 0.84516 | 0.64496 | 0.76179 | 0.28057 | 0.22962 | 0.76366 | 0.39078 | 0.23148 | 0.84781 | 0.13967 | 0.67202 | 0.35141 | 0.13666 | 0.17615 | 0.24727 | 0.46471 | 0.83477 | 0.57746 | 0.76131 | 0.3421 | 0.2347 | 0.66275 | 0.36413 | 0.33681 | 0.81527 | 0.27233 | 0.66015 | 0.43316 | 0.19206 | 0.25529 | 0.32081 | 0.28431 | 0
Feb | 3 | 23 | Weekday | Friday | 0.7077 | 0.84558 | 0.79254 | 0.60062 | 0.99879 | 0.60062 | 0.60062 | 0.13249 | 0.60062 | 0.7077 | 0.7077 | 0.78428 | 0.66713 | 0.55812 | 0.22268 | 0.19803 | 0.61126 | 0.49135 | 0.23678 | 0.84843 | 0.14308 | 0.4881 | 0.31106 | 0.13249 | 0.17229 | 0.35383 | 0.47054 | 0.85247 | 0.60635 | 0.54114 | 0.27218 | 0.20282 | 0.51385 | 0.44449 | 0.3436 | 0.85794 | 0.27984 | 0.45983 | 0.38499 | 0.18504 | 0.24923 | 0.45951 | 0.2878 | 0
Feb | 4 | 24 | Weekend | Saturday | 0.71873 | 0.84393 | 0.77193 | 0.58171 | 1 | 0.58171 | 0.58171 | 0.13557 | 0.58171 | 0.71873 | 0.71873 | 0.59183 | 0.65347 | 0.3721 | 0.19296 | 0.18567 | 0.54099 | 0.43175 | 0.23405 | 0.63596 | 0.14206 | 0.44526 | 0.29547 | 0.13557 | 0.17452 | 0.2651 | 0.47733 | 0.4876 | 0.58884 | 0.43152 | 0.2355 | 0.18949 | 0.42445 | 0.40042 | 0.34049 | 0.48672 | 0.27696 | 0.41426 | 0.36147 | 0.18873 | 0.25213 | 0.33907 | 0.28825 | 0
Feb | 4 | 1 | Weekend | Saturday | 0.71512 | 0.80768 | 0.76243 | 0.55923 | 1 | 0.55923 | 0.55923 | 0.13762 | 0.55923 | 0.71512 | 0.71512 | 0.19144 | 0.65133 | 0.33618 | 0.19364 | 0.19203 | 0.54034 | 0.50229 | 0.23751 | 0.23467 | 0.14339 | 0.44858 | 0.29339 | 0.13762 | 0.17622 | 0.25546 | 0.49311 | 0.31969 | 0.58399 | 0.41034 | 0.2357 | 0.19627 | 0.41173 | 0.45575 | 0.34129 | 0.33694 | 0.2782 | 0.41915 | 0.36147 | 0.18917 | 0.25238 | 0.32029 | 0.29071 | 0
Feb | 4 | 2 | Weekend | Saturday | 0.7129 | 0.79725 | 0.75736 | 0.54874 | 1 | 0.54874 | 0.54874 | 0.14123 | 0.54874 | 0.7129 | 0.7129 | 0.19198 | 0.65026 | 0.29418 | 0.19399 | 0.19652 | 0.54231 | 0.43823 | 0.23579 | 0.23528 | 0.14778 | 0.41152 | 0.29234 | 0.14123 | 0.17764 | 0.26816 | 0.49659 | 0.32019 | 0.58144 | 0.35017 | 0.23575 | 0.20056 | 0.40583 | 0.40668 | 0.34081 | 0.33783 | 0.28282 | 0.37712 | 0.36147 | 0.1899 | 0.25259 | 0.33078 | 0.29068 | 0
Feb | 4 | 3 | Weekend | Saturday | 0.70654 | 0.79314 | 0.7582 | 0.54254 | 1 | 0.54254 | 0.54254 | 0.14455 | 0.54254 | 0.70654 | 0.70654 | 0.19214 | 0.65277 | 0.29423 | 0.19511 | 0.20056 | 0.54881 | 0.50912 | 0.24472 | 0.23514 | 0.14841 | 0.42518 | 0.29703 | 0.14455 | 0.18024 | 0.27362 | 0.50391 | 0.32048 | 0.58185 | 0.35152 | 0.23585 | 0.20444 | 0.40334 | 0.46218 | 0.34273 | 0.33833 | 0.2855 | 0.38299 | 0.36449 | 0.19066 | 0.25297 | 0.33334 | 0.2917 | 0
Feb | 4 | 4 | Weekend | Saturday | 0.70635 | 0.79538 | 0.77223 | 0.54469 | 1 | 0.54469 | 0.54469 | 0.14648 | 0.54469 | 0.70635 | 0.70635 | 0.19396 | 0.65607 | 0.32099 | 0.20719 | 0.20173 | 0.59748 | 0.50637 | 0.24821 | 0.23929 | 0.15315 | 0.44484 | 0.30403 | 0.14648 | 0.18373 | 0.2959 | 0.50682 | 0.32374 | 0.5869 | 0.36861 | 0.24948 | 0.20553 | 0.45605 | 0.46874 | 0.34459 | 0.34363 | 0.29126 | 0.40432 | 0.37265 | 0.19114 | 0.25349 | 0.35929 | 0.29186 | 0
Feb | 4 | 5 | Weekend | Saturday | 0.67983 | 0.81783 | 0.81135 | 0.61185 | 1 | 0.61185 | 0.61185 | 0.14905 | 0.61185 | 0.67983 | 0.67983 | 0.60708 | 0.65528 | 0.35921 | 0.23086 | 0.20911 | 0.70468 | 0.63657 | 0.25332 | 0.64838 | 0.15384 | 0.48351 | 0.30661 | 0.14905 | 0.18819 | 0.29869 | 0.51297 | 0.49001 | 0.58537 | 0.40184 | 0.27542 | 0.21247 | 0.56883 | 0.57257 | 0.34681 | 0.485 | 0.29105 | 0.45199 | 0.37805 | 0.19165 | 0.25415 | 0.36025 | 0.29275 | 0
Feb | 4 | 6 | Weekend | Saturday | 0.69167 | 0.85454 | 0.86731 | 0.69572 | 0.0044286 | 0.69572 | 0.69572 | 0.41397 | 0.69572 | 0.69167 | 0.69167 | 0.81143 | 0.68984 | 0.52734 | 0.39669 | 0.5431 | 0.83962 | 0.63969 | 0.24657 | 0.94506 | 0.14925 | 0.64187 | 0.52602 | 0.41397 | 0.44055 | 0.73817 | 0.48576 | 0.80598 | 0.6378 | 0.6127 | 0.35981 | 0.55645 | 0.66323 | 0.60078 | 0.33275 | 0.96737 | 0.279 | 0.62882 | 0.44509 | 0.22439 | 0.23452 | 0.4741 | 0.25607 | 0
Feb | 4 | 7 | Weekend | Saturday | 0.6964 | 0.85961 | 0.89791 | 0.72492 | 0.0044286 | 0.72492 | 0.72492 | 0.3305 | 0.72492 | 0.6964 | 0.6964 | 0.8515 | 0.76103 | 0.79056 | 0.41347 | 0.44831 | 0.80418 | 0.66016 | 0.20297 | 0.87296 | 0.12734 | 0.74104 | 0.42421 | 0.3305 | 0.32747 | 0.70247 | 0.4882 | 0.90806 | 0.68552 | 0.78445 | 0.34598 | 0.42504 | 0.63109 | 0.61779 | 0.29076 | 0.90695 | 0.24099 | 0.73952 | 0.2982 | 0.18608 | 0.1547 | 0.47528 | 0.20352 | 0
Feb | 4 | 8 | Weekend | Saturday | 0.74761 | 0.88955 | 0.91118 | 0.78252 | 0.0044286 | 0.78252 | 0.78252 | 0.85041 | 0.78252 | 0.74761 | 0.74761 | 0.86808 | 0.7779 | 1 | 0.47192 | 0.43881 | 0.75631 | 0.67471 | 0.19996 | 0.74928 | 0.1243 | 1 | 0.43566 | 0.85041 | 0.84527 | 0.81308 | 0.47278 | 0.90823 | 0.72776 | 0.9589 | 0.46803 | 0.41957 | 0.57593 | 0.65849 | 0.28909 | 0.7297 | 0.23689 | 1 | 0.36698 | 0.43387 | 0.35886 | 0.67013 | 0.21622 | 0
Feb | 4 | 9 | Weekend | Saturday | 0.84623 | 0.91116 | 0.9113 | 0.77362 | 0.0044286 | 0.77362 | 0.77362 | 0.79762 | 0.77362 | 0.84623 | 0.84623 | 0.76935 | 0.81705 | 0.79981 | 0.41587 | 0.3944 | 0.6666 | 0.71473 | 0.19759 | 0.74038 | 0.12337 | 0.84757 | 0.40366 | 0.79762 | 0.78517 | 0.76694 | 0.43777 | 0.7453 | 0.77962 | 0.78139 | 0.43177 | 0.37849 | 0.50254 | 0.69642 | 0.28819 | 0.73019 | 0.23676 | 0.85122 | 0.36321 | 0.53024 | 0.46336 | 0.65078 | 0.27988 | 0
Feb | 4 | 10 | Weekend | Saturday | 0.91728 | 0.93544 | 0.90977 | 0.77132 | 0.0044286 | 0.77132 | 0.77132 | 0.84204 | 0.77132 | 0.91728 | 0.91728 | 0.92223 | 0.8305 | 0.63853 | 0.36036 | 0.37162 | 0.57664 | 0.66505 | 0.19618 | 0.83519 | 0.12721 | 0.62682 | 0.38477 | 0.84204 | 0.81766 | 0.8248 | 0.41605 | 0.90877 | 0.79916 | 0.60945 | 0.38315 | 0.36067 | 0.42637 | 0.65294 | 0.28756 | 0.90753 | 0.23472 | 0.59357 | 0.36321 | 0.67268 | 0.60831 | 0.76964 | 0.28288 | 0
Feb | 4 | 11 | Weekend | Saturday | 0.93908 | 0.94567 | 0.90205 | 0.75574 | 0.0044286 | 0.75574 | 0.75574 | 0.80325 | 0.75574 | 0.93908 | 0.93908 | 0.91116 | 0.83787 | 0.59282 | 0.35451 | 0.35711 | 0.54188 | 0.69324 | 0.19753 | 0.83802 | 0.1238 | 0.59207 | 0.37624 | 0.80325 | 0.77155 | 0.90189 | 0.35719 | 0.92519 | 0.80982 | 0.59393 | 0.38334 | 0.34869 | 0.42743 | 0.67685 | 0.29029 | 0.94817 | 0.23653 | 0.56766 | 0.36321 | 0.67057 | 0.60831 | 0.89252 | 0.27481 | 0
Feb | 4 | 12 | Weekend | Saturday | 0.91782 | 0.93951 | 0.88929 | 0.74127 | 0.0044286 | 0.74127 | 0.74127 | 0.83147 | 0.74127 | 0.91782 | 0.91782 | 0.87798 | 0.83044 | 0.55503 | 0.34979 | 0.34305 | 0.51239 | 0.63454 | 0.19457 | 0.79345 | 0.12176 | 0.58098 | 0.32387 | 0.83147 | 0.79312 | 0.86578 | 0.30174 | 0.90993 | 0.8045 | 0.59418 | 0.38337 | 0.33715 | 0.42141 | 0.62399 | 0.28548 | 0.91573 | 0.23352 | 0.56552 | 0.29267 | 0.7658 | 0.70494 | 0.86911 | 0.19654 | 0
Feb | 4 | 13 | Weekend | Saturday | 0.88563 | 0.9377 | 0.88471 | 0.72603 | 0.0044286 | 0.72603 | 0.72603 | 0.81154 | 0.72603 | 0.88563 | 0.88563 | 0.75182 | 0.83209 | 0.5312 | 0.34558 | 0.32428 | 0.48509 | 0.67826 | 0.19253 | 0.78009 | 0.12136 | 0.5781 | 0.32138 | 0.81154 | 0.77115 | 0.84753 | 0.26724 | 0.74611 | 0.80812 | 0.56064 | 0.38352 | 0.32009 | 0.40875 | 0.66352 | 0.28558 | 0.90875 | 0.23349 | 0.56339 | 0.29267 | 0.76521 | 0.70494 | 0.85889 | 0.19093 | 0
Feb | 4 | 14 | Weekend | Saturday | 0.86819 | 0.93987 | 0.87334 | 0.73108 | 0.0044286 | 0.73108 | 0.73108 | 0.79901 | 0.73108 | 0.86819 | 0.86819 | 0.72328 | 0.83503 | 0.52751 | 0.25202 | 0.27117 | 0.46803 | 0.6343 | 0.19384 | 0.66467 | 0.12011 | 0.5683 | 0.31123 | 0.79901 | 0.75846 | 0.83032 | 0.28361 | 0.74613 | 0.81317 | 0.55574 | 0.26015 | 0.26622 | 0.40407 | 0.62722 | 0.28568 | 0.73149 | 0.23249 | 0.56044 | 0.29267 | 0.76557 | 0.70494 | 0.84385 | 0.19513 | 0
Feb | 4 | 15 | Weekend | Saturday | 0.84873 | 0.94386 | 0.86195 | 0.75589 | 0.0044286 | 0.75589 | 0.75589 | 0.79379 | 0.75589 | 0.84873 | 0.84873 | 0.75791 | 0.7953 | 0.5204 | 0.25749 | 0.27663 | 0.4987 | 0.66901 | 0.19297 | 0.67179 | 0.12006 | 0.56389 | 0.31652 | 0.79379 | 0.7547 | 0.81875 | 0.27008 | 0.74588 | 0.78285 | 0.5368 | 0.26014 | 0.27354 | 0.4379 | 0.65395 | 0.28562 | 0.73094 | 0.23233 | 0.55417 | 0.29267 | 0.76628 | 0.70494 | 0.83071 | 0.19182 | 0
Feb | 4 | 16 | Weekend | Saturday | 0.8407 | 0.95936 | 0.85924 | 0.82984 | 1 | 0.82984 | 0.82984 | 0.80516 | 0.82984 | 0.8407 | 0.8407 | 0.90771 | 0.78846 | 0.52823 | 0.31077 | 0.3055 | 0.6539 | 0.59672 | 0.19444 | 0.68203 | 0.11938 | 0.55665 | 0.33551 | 0.80516 | 0.77118 | 0.82361 | 0.24511 | 0.91346 | 0.77211 | 0.58238 | 0.31047 | 0.30141 | 0.62991 | 0.58154 | 0.28719 | 0.73362 | 0.23399 | 0.59641 | 0.30314 | 0.77305 | 0.71308 | 0.83386 | 0.13809 | 0
Feb | 4 | 17 | Weekend | Saturday | 0.87593 | 0.97773 | 0.86148 | 0.96073 | 1 | 0.96073 | 0.96073 | 0.86794 | 0.96073 | 0.87593 | 0.87593 | 0.96427 | 0.76304 | 0.62114 | 0.36632 | 0.38874 | 0.89114 | 0.66182 | 0.22355 | 0.86093 | 0.1364 | 0.68002 | 0.46016 | 0.86794 | 0.88 | 0.83705 | 0.31831 | 0.99131 | 0.74003 | 0.69692 | 0.35227 | 0.38441 | 0.92173 | 0.6383 | 0.33057 | 0.98661 | 0.26847 | 0.73856 | 0.43704 | 0.78074 | 0.77914 | 0.82185 | 0.24758 | 0
Feb | 4 | 18 | Weekend | Saturday | 0.85951 | 0.96879 | 0.84789 | 0.99907 | 1 | 0.99907 | 0.99907 | 0.78728 | 0.99907 | 0.85951 | 0.85951 | 0.96664 | 0.74155 | 0.77114 | 0.28273 | 0.19327 | 0.95449 | 0.49364 | 0.22749 | 0.87143 | 0.14026 | 0.83393 | 0.30191 | 0.78728 | 0.81073 | 0.84657 | 0.409 | 1 | 0.70983 | 0.89399 | 0.34436 | 0.19751 | 0.99405 | 0.47019 | 0.33704 | 0.99499 | 0.27403 | 0.90071 | 0.37293 | 0.62768 | 0.63141 | 0.80834 | 0.28073 | 0
Feb | 4 | 19 | Weekend | Saturday | 0.84077 | 0.95467 | 0.83303 | 0.93234 | 1 | 0.93234 | 0.93234 | 0.42021 | 0.93234 | 0.84077 | 0.84077 | 0.81851 | 0.73269 | 0.82519 | 0.26352 | 0.19472 | 0.93813 | 0.53903 | 0.22875 | 0.88059 | 0.14273 | 0.84893 | 0.30758 | 0.42021 | 0.4546 | 0.75809 | 0.37152 | 0.83969 | 0.69784 | 0.92528 | 0.32032 | 0.19837 | 0.97072 | 0.5044 | 0.33831 | 1 | 0.27593 | 0.9091 | 0.37588 | 0.42488 | 0.46499 | 0.67781 | 0.27198 | 0
Feb | 4 | 20 | Weekend | Saturday | 0.82124 | 0.91067 | 0.81817 | 0.84908 | 1 | 0.84908 | 0.84908 | 0.40409 | 0.84908 | 0.82124 | 0.82124 | 0.81888 | 0.68756 | 0.86199 | 0.26375 | 0.19518 | 0.93033 | 0.48277 | 0.22965 | 0.76639 | 0.14249 | 0.90415 | 0.30749 | 0.40409 | 0.44003 | 0.73567 | 0.44513 | 0.83923 | 0.63764 | 0.98916 | 0.32023 | 0.19984 | 0.96093 | 0.44929 | 0.33916 | 0.8221 | 0.27678 | 0.97469 | 0.37801 | 0.39602 | 0.436 | 0.63958 | 0.28656 | 0
Feb | 4 | 21 | Weekend | Saturday | 0.77205 | 0.86173 | 0.79421 | 0.78724 | 1 | 0.78724 | 0.78724 | 0.16731 | 0.78724 | 0.77205 | 0.77205 | 0.81679 | 0.68529 | 0.83605 | 0.24781 | 0.19677 | 0.81971 | 0.48835 | 0.23148 | 0.77878 | 0.15629 | 0.88668 | 0.31189 | 0.16731 | 0.20589 | 0.62269 | 0.39259 | 0.8376 | 0.63262 | 0.94351 | 0.29785 | 0.20062 | 0.82554 | 0.44749 | 0.34023 | 0.81962 | 0.27771 | 0.95141 | 0.38263 | 0.23514 | 0.29839 | 0.52544 | 0.27537 | 0
Feb | 4 | 22 | Weekend | Saturday | 0.76536 | 0.84522 | 0.76766 | 0.71221 | 1 | 0.71221 | 0.71221 | 0.13419 | 0.71221 | 0.76536 | 0.76536 | 0.78982 | 0.6787 | 0.81771 | 0.23011 | 0.20162 | 0.70129 | 0.41532 | 0.2306 | 0.78791 | 0.14821 | 0.70632 | 0.31432 | 0.13419 | 0.17391 | 0.24121 | 0.47108 | 0.83515 | 0.61897 | 0.80121 | 0.27456 | 0.20584 | 0.65498 | 0.38273 | 0.33927 | 0.81586 | 0.27955 | 0.70949 | 0.38427 | 0.18826 | 0.25204 | 0.31309 | 0.29099 | 0
Feb | 4 | 23 | Weekend | Saturday | 0.73236 | 0.85935 | 0.74725 | 0.63664 | 1 | 0.63664 | 0.63664 | 0.13249 | 0.63664 | 0.73236 | 0.73236 | 0.78428 | 0.66713 | 0.55812 | 0.22268 | 0.19803 | 0.61126 | 0.49135 | 0.23678 | 0.84843 | 0.14308 | 0.4881 | 0.31106 | 0.13249 | 0.17229 | 0.35383 | 0.47054 | 0.85247 | 0.60635 | 0.54114 | 0.27218 | 0.20282 | 0.51385 | 0.44449 | 0.3436 | 0.85794 | 0.27984 | 0.45983 | 0.38499 | 0.18504 | 0.24923 | 0.45951 | 0.2878 | 0
Feb | 5 | 24 | Weekend | Sunday | 0.71873 | 0.84393 | 0.77193 | 0.58171 | 1 | 0.58171 | 0.58171 | 0.13557 | 0.58171 | 0.71873 | 0.71873 | 0.59183 | 0.65347 | 0.3721 | 0.19296 | 0.18567 | 0.54099 | 0.43175 | 0.23405 | 0.63596 | 0.14206 | 0.44526 | 0.29547 | 0.13557 | 0.17452 | 0.2651 | 0.47733 | 0.4876 | 0.58884 | 0.43152 | 0.2355 | 0.18949 | 0.42445 | 0.40042 | 0.34049 | 0.48672 | 0.27696 | 0.41426 | 0.36147 | 0.18873 | 0.25213 | 0.33907 | 0.28825 | 0
Feb | 5 | 1 | Weekend | Sunday | 0.71512 | 0.80768 | 0.76243 | 0.55923 | 1 | 0.55923 | 0.55923 | 0.13762 | 0.55923 | 0.71512 | 0.71512 | 0.19144 | 0.65133 | 0.33618 | 0.19364 | 0.19203 | 0.54034 | 0.50229 | 0.23751 | 0.23467 | 0.14339 | 0.44858 | 0.29339 | 0.13762 | 0.17622 | 0.25546 | 0.49311 | 0.31969 | 0.58399 | 0.41034 | 0.2357 | 0.19627 | 0.41173 | 0.45575 | 0.34129 | 0.33694 | 0.2782 | 0.41915 | 0.36147 | 0.18917 | 0.25238 | 0.32029 | 0.29071 | 0
Feb | 5 | 2 | Weekend | Sunday | 0.7129 | 0.79725 | 0.75736 | 0.54874 | 1 | 0.54874 | 0.54874 | 0.14123 | 0.54874 | 0.7129 | 0.7129 | 0.19198 | 0.65026 | 0.29418 | 0.19399 | 0.19652 | 0.54231 | 0.43823 | 0.23579 | 0.23528 | 0.14778 | 0.41152 | 0.29234 | 0.14123 | 0.17764 | 0.26816 | 0.49659 | 0.32019 | 0.58144 | 0.35017 | 0.23575 | 0.20056 | 0.40583 | 0.40668 | 0.34081 | 0.33783 | 0.28282 | 0.37712 | 0.36147 | 0.1899 | 0.25259 | 0.33078 | 0.29068 | 0
Feb | 5 | 3 | Weekend | Sunday | 0.70654 | 0.79314 | 0.7582 | 0.54254 | 1 | 0.54254 | 0.54254 | 0.14455 | 0.54254 | 0.70654 | 0.70654 | 0.19214 | 0.65277 | 0.29423 | 0.19511 | 0.20056 | 0.54881 | 0.50912 | 0.24472 | 0.23514 | 0.14841 | 0.42518 | 0.29703 | 0.14455 | 0.18024 | 0.27362 | 0.50391 | 0.32048 | 0.58185 | 0.35152 | 0.23585 | 0.20444 | 0.40334 | 0.46218 | 0.34273 | 0.33833 | 0.2855 | 0.38299 | 0.36449 | 0.19066 | 0.25297 | 0.33334 | 0.2917 | 0
Feb | 5 | 4 | Weekend | Sunday | 0.70635 | 0.79538 | 0.77223 | 0.54469 | 1 | 0.54469 | 0.54469 | 0.14648 | 0.54469 | 0.70635 | 0.70635 | 0.19396 | 0.65607 | 0.32099 | 0.20719 | 0.20173 | 0.59748 | 0.50637 | 0.24821 | 0.23929 | 0.15315 | 0.44484 | 0.30403 | 0.14648 | 0.18373 | 0.2959 | 0.50682 | 0.32374 | 0.5869 | 0.36861 | 0.24948 | 0.20553 | 0.45605 | 0.46874 | 0.34459 | 0.34363 | 0.29126 | 0.40432 | 0.37265 | 0.19114 | 0.25349 | 0.35929 | 0.29186 | 0
Feb | 5 | 5 | Weekend | Sunday | 0.67983 | 0.81783 | 0.81135 | 0.61185 | 1 | 0.61185 | 0.61185 | 0.14905 | 0.61185 | 0.67983 | 0.67983 | 0.60708 | 0.65528 | 0.35921 | 0.23086 | 0.20911 | 0.70468 | 0.63657 | 0.25332 | 0.64838 | 0.15384 | 0.48351 | 0.30661 | 0.14905 | 0.18819 | 0.29869 | 0.51297 | 0.49001 | 0.58537 | 0.40184 | 0.27542 | 0.21247 | 0.56883 | 0.57257 | 0.34681 | 0.485 | 0.29105 | 0.45199 | 0.37805 | 0.19165 | 0.25415 | 0.36025 | 0.29275 | 0
Feb | 5 | 6 | Weekend | Sunday | 0.69167 | 0.85454 | 0.86731 | 0.69572 | 0.0044286 | 0.69572 | 0.69572 | 0.41397 | 0.69572 | 0.69167 | 0.69167 | 0.81143 | 0.68984 | 0.52734 | 0.39669 | 0.5431 | 0.83962 | 0.63969 | 0.24657 | 0.94506 | 0.14925 | 0.64187 | 0.52602 | 0.41397 | 0.44055 | 0.73817 | 0.48576 | 0.80598 | 0.6378 | 0.6127 | 0.35981 | 0.55645 | 0.66323 | 0.60078 | 0.33275 | 0.96737 | 0.279 | 0.62882 | 0.44509 | 0.22439 | 0.23452 | 0.4741 | 0.25607 | 0
Feb | 5 | 7 | Weekend | Sunday | 0.6964 | 0.85961 | 0.89791 | 0.72492 | 0.0044286 | 0.72492 | 0.72492 | 0.3305 | 0.72492 | 0.6964 | 0.6964 | 0.8515 | 0.76103 | 0.79056 | 0.41347 | 0.44831 | 0.80418 | 0.66016 | 0.20297 | 0.87296 | 0.12734 | 0.74104 | 0.42421 | 0.3305 | 0.32747 | 0.70247 | 0.4882 | 0.90806 | 0.68552 | 0.78445 | 0.34598 | 0.42504 | 0.63109 | 0.61779 | 0.29076 | 0.90695 | 0.24099 | 0.73952 | 0.2982 | 0.18608 | 0.1547 | 0.47528 | 0.20352 | 0
Feb | 5 | 8 | Weekend | Sunday | 0.74761 | 0.88955 | 0.91118 | 0.78252 | 0.0044286 | 0.78252 | 0.78252 | 0.85041 | 0.78252 | 0.74761 | 0.74761 | 0.86808 | 0.7779 | 1 | 0.47192 | 0.43881 | 0.75631 | 0.67471 | 0.19996 | 0.74928 | 0.1243 | 1 | 0.43566 | 0.85041 | 0.84527 | 0.81308 | 0.47278 | 0.90823 | 0.72776 | 0.9589 | 0.46803 | 0.41957 | 0.57593 | 0.65849 | 0.28909 | 0.7297 | 0.23689 | 1 | 0.36698 | 0.43387 | 0.35886 | 0.67013 | 0.21622 | 0
Feb | 5 | 9 | Weekend | Sunday | 0.84623 | 0.91116 | 0.9113 | 0.77362 | 0.0044286 | 0.77362 | 0.77362 | 0.79762 | 0.77362 | 0.84623 | 0.84623 | 0.76935 | 0.81705 | 0.79981 | 0.41587 | 0.3944 | 0.6666 | 0.71473 | 0.19759 | 0.74038 | 0.12337 | 0.84757 | 0.40366 | 0.79762 | 0.78517 | 0.76694 | 0.43777 | 0.7453 | 0.77962 | 0.78139 | 0.43177 | 0.37849 | 0.50254 | 0.69642 | 0.28819 | 0.73019 | 0.23676 | 0.85122 | 0.36321 | 0.53024 | 0.46336 | 0.65078 | 0.27988 | 0
Feb | 5 | 10 | Weekend | Sunday | 0.91728 | 0.93544 | 0.90977 | 0.77132 | 0.0044286 | 0.77132 | 0.77132 | 0.84204 | 0.77132 | 0.91728 | 0.91728 | 0.92223 | 0.8305 | 0.63853 | 0.36036 | 0.37162 | 0.57664 | 0.66505 | 0.19618 | 0.83519 | 0.12721 | 0.62682 | 0.38477 | 0.84204 | 0.81766 | 0.8248 | 0.41605 | 0.90877 | 0.79916 | 0.60945 | 0.38315 | 0.36067 | 0.42637 | 0.65294 | 0.28756 | 0.90753 | 0.23472 | 0.59357 | 0.36321 | 0.67268 | 0.60831 | 0.76964 | 0.28288 | 0
Feb | 5 | 11 | Weekend | Sunday | 0.93908 | 0.94567 | 0.90205 | 0.75574 | 0.0044286 | 0.75574 | 0.75574 | 0.80325 | 0.75574 | 0.93908 | 0.93908 | 0.91116 | 0.83787 | 0.59282 | 0.35451 | 0.35711 | 0.54188 | 0.69324 | 0.19753 | 0.83802 | 0.1238 | 0.59207 | 0.37624 | 0.80325 | 0.77155 | 0.90189 | 0.35719 | 0.92519 | 0.80982 | 0.59393 | 0.38334 | 0.34869 | 0.42743 | 0.67685 | 0.29029 | 0.94817 | 0.23653 | 0.56766 | 0.36321 | 0.67057 | 0.60831 | 0.89252 | 0.27481 | 0
Feb | 5 | 12 | Weekend | Sunday | 0.91782 | 0.93951 | 0.88929 | 0.74127 | 0.0044286 | 0.74127 | 0.74127 | 0.83147 | 0.74127 | 0.91782 | 0.91782 | 0.87798 | 0.83044 | 0.55503 | 0.34979 | 0.34305 | 0.51239 | 0.63454 | 0.19457 | 0.79345 | 0.12176 | 0.58098 | 0.32387 | 0.83147 | 0.79312 | 0.86578 | 0.30174 | 0.90993 | 0.8045 | 0.59418 | 0.38337 | 0.33715 | 0.42141 | 0.62399 | 0.28548 | 0.91573 | 0.23352 | 0.56552 | 0.29267 | 0.7658 | 0.70494 | 0.86911 | 0.19654 | 0
Feb | 5 | 13 | Weekend | Sunday | 0.88563 | 0.9377 | 0.88471 | 0.72603 | 0.0044286 | 0.72603 | 0.72603 | 0.81154 | 0.72603 | 0.88563 | 0.88563 | 0.75182 | 0.83209 | 0.5312 | 0.34558 | 0.32428 | 0.48509 | 0.67826 | 0.19253 | 0.78009 | 0.12136 | 0.5781 | 0.32138 | 0.81154 | 0.77115 | 0.84753 | 0.26724 | 0.74611 | 0.80812 | 0.56064 | 0.38352 | 0.32009 | 0.40875 | 0.66352 | 0.28558 | 0.90875 | 0.23349 | 0.56339 | 0.29267 | 0.76521 | 0.70494 | 0.85889 | 0.19093 | 0
Feb | 5 | 14 | Weekend | Sunday | 0.86819 | 0.93987 | 0.87334 | 0.73108 | 0.0044286 | 0.73108 | 0.73108 | 0.79901 | 0.73108 | 0.86819 | 0.86819 | 0.72328 | 0.83503 | 0.52751 | 0.25202 | 0.27117 | 0.46803 | 0.6343 | 0.19384 | 0.66467 | 0.12011 | 0.5683 | 0.31123 | 0.79901 | 0.75846 | 0.83032 | 0.28361 | 0.74613 | 0.81317 | 0.55574 | 0.26015 | 0.26622 | 0.40407 | 0.62722 | 0.28568 | 0.73149 | 0.23249 | 0.56044 | 0.29267 | 0.76557 | 0.70494 | 0.84385 | 0.19513 | 0
Feb | 5 | 15 | Weekend | Sunday | 0.84873 | 0.94386 | 0.86195 | 0.75589 | 0.0044286 | 0.75589 | 0.75589 | 0.79379 | 0.75589 | 0.84873 | 0.84873 | 0.75791 | 0.7953 | 0.5204 | 0.25749 | 0.27663 | 0.4987 | 0.66901 | 0.19297 | 0.67179 | 0.12006 | 0.56389 | 0.31652 | 0.79379 | 0.7547 | 0.81875 | 0.27008 | 0.74588 | 0.78285 | 0.5368 | 0.26014 | 0.27354 | 0.4379 | 0.65395 | 0.28562 | 0.73094 | 0.23233 | 0.55417 | 0.29267 | 0.76628 | 0.70494 | 0.83071 | 0.19182 | 0
Feb | 5 | 16 | Weekend | Sunday | 0.8407 | 0.95936 | 0.85924 | 0.82984 | 1 | 0.82984 | 0.82984 | 0.80516 | 0.82984 | 0.8407 | 0.8407 | 0.90771 | 0.78846 | 0.52823 | 0.31077 | 0.3055 | 0.6539 | 0.59672 | 0.19444 | 0.68203 | 0.11938 | 0.55665 | 0.33551 | 0.80516 | 0.77118 | 0.82361 | 0.24511 | 0.91346 | 0.77211 | 0.58238 | 0.31047 | 0.30141 | 0.62991 | 0.58154 | 0.28719 | 0.73362 | 0.23399 | 0.59641 | 0.30314 | 0.77305 | 0.71308 | 0.83386 | 0.13809 | 0
Feb | 5 | 17 | Weekend | Sunday | 0.87593 | 0.97773 | 0.86148 | 0.96073 | 1 | 0.96073 | 0.96073 | 0.86794 | 0.96073 | 0.87593 | 0.87593 | 0.96427 | 0.76304 | 0.62114 | 0.36632 | 0.38874 | 0.89114 | 0.66182 | 0.22355 | 0.86093 | 0.1364 | 0.68002 | 0.46016 | 0.86794 | 0.88 | 0.83705 | 0.31831 | 0.99131 | 0.74003 | 0.69692 | 0.35227 | 0.38441 | 0.92173 | 0.6383 | 0.33057 | 0.98661 | 0.26847 | 0.73856 | 0.43704 | 0.78074 | 0.77914 | 0.82185 | 0.24758 | 0
Feb | 5 | 18 | Weekend | Sunday | 0.85951 | 0.96879 | 0.84789 | 0.99907 | 1 | 0.99907 | 0.99907 | 0.78728 | 0.99907 | 0.85951 | 0.85951 | 0.96664 | 0.74155 | 0.77114 | 0.28273 | 0.19327 | 0.95449 | 0.49364 | 0.22749 | 0.87143 | 0.14026 | 0.83393 | 0.30191 | 0.78728 | 0.81073 | 0.84657 | 0.409 | 1 | 0.70983 | 0.89399 | 0.34436 | 0.19751 | 0.99405 | 0.47019 | 0.33704 | 0.99499 | 0.27403 | 0.90071 | 0.37293 | 0.62768 | 0.63141 | 0.80834 | 0.28073 | 0
Feb | 5 | 19 | Weekend | Sunday | 0.84077 | 0.95467 | 0.83303 | 0.93234 | 1 | 0.93234 | 0.93234 | 0.42021 | 0.93234 | 0.84077 | 0.84077 | 0.81851 | 0.73269 | 0.82519 | 0.26352 | 0.19472 | 0.93813 | 0.53903 | 0.22875 | 0.88059 | 0.14273 | 0.84893 | 0.30758 | 0.42021 | 0.4546 | 0.75809 | 0.37152 | 0.83969 | 0.69784 | 0.92528 | 0.32032 | 0.19837 | 0.97072 | 0.5044 | 0.33831 | 1 | 0.27593 | 0.9091 | 0.37588 | 0.42488 | 0.46499 | 0.67781 | 0.27198 | 0
Feb | 5 | 20 | Weekend | Sunday | 0.82124 | 0.91067 | 0.81817 | 0.84908 | 1 | 0.84908 | 0.84908 | 0.40409 | 0.84908 | 0.82124 | 0.82124 | 0.81888 | 0.68756 | 0.86199 | 0.26375 | 0.19518 | 0.93033 | 0.48277 | 0.22965 | 0.76639 | 0.14249 | 0.90415 | 0.30749 | 0.40409 | 0.44003 | 0.73567 | 0.44513 | 0.83923 | 0.63764 | 0.98916 | 0.32023 | 0.19984 | 0.96093 | 0.44929 | 0.33916 | 0.8221 | 0.27678 | 0.97469 | 0.37801 | 0.39602 | 0.436 | 0.63958 | 0.28656 | 0
Feb | 5 | 21 | Weekend | Sunday | 0.77205 | 0.86173 | 0.79421 | 0.78724 | 1 | 0.78724 | 0.78724 | 0.16731 | 0.78724 | 0.77205 | 0.77205 | 0.81679 | 0.68529 | 0.83605 | 0.24781 | 0.19677 | 0.81971 | 0.48835 | 0.23148 | 0.77878 | 0.15629 | 0.88668 | 0.31189 | 0.16731 | 0.20589 | 0.62269 | 0.39259 | 0.8376 | 0.63262 | 0.94351 | 0.29785 | 0.20062 | 0.82554 | 0.44749 | 0.34023 | 0.81962 | 0.27771 | 0.95141 | 0.38263 | 0.23514 | 0.29839 | 0.52544 | 0.27537 | 0
Feb | 5 | 22 | Weekend | Sunday | 0.76536 | 0.84522 | 0.76766 | 0.71221 | 1 | 0.71221 | 0.71221 | 0.13419 | 0.71221 | 0.76536 | 0.76536 | 0.78982 | 0.6787 | 0.81771 | 0.23011 | 0.20162 | 0.70129 | 0.41532 | 0.2306 | 0.78791 | 0.14821 | 0.70632 | 0.31432 | 0.13419 | 0.17391 | 0.24121 | 0.47108 | 0.83515 | 0.61897 | 0.80121 | 0.27456 | 0.20584 | 0.65498 | 0.38273 | 0.33927 | 0.81586 | 0.27955 | 0.70949 | 0.38427 | 0.18826 | 0.25204 | 0.31309 | 0.29099 | 0
Feb | 5 | 23 | Weekend | Sunday | 0.73236 | 0.85935 | 0.74725 | 0.63664 | 1 | 0.63664 | 0.63664 | 0.13968 | 0.63664 | 0.73236 | 0.73236 | 0.81927 | 0.64702 | 0.55998 | 0.23822 | 0.21846 | 0.65044 | 0.46768 | 0.23653 | 0.88576 | 0.14593 | 0.50128 | 0.33374 | 0.13968 | 0.17842 | 0.35378 | 0.53622 | 0.85225 | 0.57268 | 0.52934 | 0.28621 | 0.22312 | 0.51863 | 0.4272 | 0.34334 | 0.85766 | 0.27971 | 0.46144 | 0.41057 | 0.1939 | 0.25665 | 0.45947 | 0.29811 | 0
Feb | 6 | 24 | Weekday | Monday | 0.69317 | 0.82093 | 0.76777 | 0.54502 | 0.99879 | 0.54502 | 0.54502 | 0.14367 | 0.54502 | 0.69317 | 0.69317 | 0.62604 | 0.6388 | 0.34379 | 0.23699 | 0.22888 | 0.58403 | 0.4097 | 0.23395 | 0.67713 | 0.14547 | 0.45595 | 0.34124 | 0.14367 | 0.18044 | 0.27625 | 0.50529 | 0.48726 | 0.56078 | 0.38597 | 0.28433 | 0.23382 | 0.4296 | 0.38267 | 0.3401 | 0.48625 | 0.27898 | 0.41261 | 0.42014 | 0.19368 | 0.25592 | 0.34935 | 0.29037 | 0
Feb | 6 | 1 | Weekday | Monday | 0.69357 | 0.7893 | 0.76043 | 0.52454 | 0.99879 | 0.52454 | 0.52454 | 0.14875 | 0.52454 | 0.69357 | 0.69357 | 0.19157 | 0.63786 | 0.29761 | 0.23963 | 0.23719 | 0.58823 | 0.48292 | 0.23669 | 0.23386 | 0.14871 | 0.45225 | 0.34333 | 0.14875 | 0.18453 | 0.27591 | 0.56516 | 0.31929 | 0.55586 | 0.35043 | 0.28549 | 0.24195 | 0.41736 | 0.44235 | 0.34137 | 0.33633 | 0.28168 | 0.40781 | 0.42137 | 0.19489 | 0.25653 | 0.33743 | 0.30106 | 0
Feb | 6 | 2 | Weekday | Monday | 0.69589 | 0.78227 | 0.75762 | 0.51582 | 0.99879 | 0.51582 | 0.51582 | 0.15257 | 0.51582 | 0.69589 | 0.69589 | 0.19144 | 0.6362 | 0.27593 | 0.2404 | 0.24525 | 0.59513 | 0.42278 | 0.24002 | 0.23482 | 0.14974 | 0.44582 | 0.3427 | 0.15257 | 0.19101 | 0.27927 | 0.53068 | 0.31977 | 0.55085 | 0.32029 | 0.28535 | 0.2499 | 0.41197 | 0.3957 | 0.34295 | 0.33715 | 0.28437 | 0.39638 | 0.4211 | 0.19581 | 0.25748 | 0.33881 | 0.2928 | 0
Feb | 6 | 3 | Weekday | Monday | 0.69152 | 0.78002 | 0.76213 | 0.51193 | 0.99879 | 0.51193 | 0.51193 | 0.15563 | 0.51193 | 0.69152 | 0.69152 | 0.19209 | 0.63501 | 0.27416 | 0.24417 | 0.25439 | 0.60593 | 0.49915 | 0.25151 | 0.23494 | 0.154 | 0.45566 | 0.34434 | 0.15563 | 0.19966 | 0.29047 | 0.58924 | 0.32004 | 0.54652 | 0.31925 | 0.28721 | 0.25891 | 0.40994 | 0.4579 | 0.34583 | 0.33761 | 0.2896 | 0.40405 | 0.42215 | 0.19654 | 0.25877 | 0.34639 | 0.30356 | 0
Feb | 6 | 4 | Weekday | Monday | 0.69525 | 0.78911 | 0.78491 | 0.52411 | 0.99879 | 0.52411 | 0.52411 | 0.15901 | 0.52411 | 0.69525 | 0.69525 | 0.19594 | 0.68968 | 0.30384 | 0.2583 | 0.26054 | 0.65733 | 0.59311 | 0.25775 | 0.24367 | 0.1583 | 0.48054 | 0.34976 | 0.15901 | 0.20643 | 0.34074 | 0.54955 | 0.32779 | 0.61162 | 0.33881 | 0.30129 | 0.26473 | 0.46294 | 0.55 | 0.34959 | 0.35027 | 0.29414 | 0.42711 | 0.42818 | 0.19728 | 0.25977 | 0.40421 | 0.29478 | 0
Feb | 6 | 5 | Weekday | Monday | 0.66871 | 0.82628 | 0.84185 | 0.61159 | 0.99879 | 0.61159 | 0.61159 | 0.16136 | 0.61159 | 0.66871 | 0.66871 | 0.65291 | 0.7576 | 0.4109 | 0.30131 | 0.28008 | 0.76773 | 0.75737 | 0.26904 | 0.7095 | 0.16204 | 0.55647 | 0.37492 | 0.16136 | 0.21336 | 0.34326 | 0.60696 | 0.49412 | 0.61128 | 0.42996 | 0.3502 | 0.28439 | 0.5761 | 0.67749 | 0.35172 | 0.49177 | 0.2994 | 0.50743 | 0.45786 | 0.19793 | 0.2608 | 0.40566 | 0.30558 | 0
Feb | 6 | 6 | Weekday | Monday | 0.69218 | 0.87726 | 0.92092 | 0.71854 | 0.0044286 | 0.71854 | 0.71854 | 0.96458 | 0.71854 | 0.69218 | 0.69218 | 0.85534 | 0.84968 | 0.69293 | 0.56811 | 0.97552 | 0.8985 | 0.90161 | 0.89128 | 1 | 0.94189 | 0.78463 | 0.78343 | 0.96458 | 1 | 0.81692 | 0.73147 | 0.80821 | 0.78066 | 0.7427 | 0.40235 | 1 | 0.66447 | 0.85808 | 0.38061 | 0.9707 | 0.42906 | 0.76559 | 0.54781 | 0.36418 | 0.32849 | 0.55157 | 0.34826 | 0
Feb | 6 | 7 | Weekday | Monday | 0.72036 | 0.89818 | 0.9728 | 0.72392 | 0.0044286 | 0.72392 | 0.72392 | 0.82406 | 0.72392 | 0.72036 | 0.72036 | 0.9513 | 0.91739 | 0.97524 | 0.72559 | 0.88798 | 0.87017 | 0.97528 | 0.93717 | 0.9478 | 0.99407 | 0.90466 | 0.7682 | 0.82406 | 0.82892 | 0.76909 | 0.8075 | 0.90785 | 0.86896 | 0.93593 | 0.48655 | 0.83097 | 0.64305 | 0.94947 | 0.7135 | 0.90643 | 0.78496 | 0.90206 | 0.50253 | 0.38114 | 0.30474 | 0.54043 | 0.54783 | 0
Feb | 6 | 8 | Weekday | Monday | 0.78765 | 0.93683 | 0.99349 | 0.7271 | 0.0044286 | 0.7271 | 0.7271 | 0.90489 | 0.7271 | 0.78765 | 0.78765 | 0.9645 | 0.94431 | 0.8427 | 1 | 1 | 0.85013 | 0.97629 | 1 | 0.82206 | 1 | 0.83655 | 1 | 0.90489 | 0.89536 | 0.94377 | 0.94747 | 0.90798 | 0.9074 | 0.79111 | 1 | 0.95282 | 0.62361 | 0.95862 | 0.97292 | 0.7292 | 0.98475 | 0.80677 | 0.993 | 0.59256 | 0.5212 | 0.82033 | 0.82608 | 0
Feb | 6 | 9 | Weekday | Monday | 0.89623 | 0.95407 | 0.99841 | 0.68603 | 0.0044286 | 0.68603 | 0.68603 | 1 | 0.68603 | 0.89623 | 0.89623 | 0.82914 | 0.96876 | 0.72894 | 0.92275 | 0.87665 | 0.75788 | 1 | 0.95548 | 0.80844 | 0.96282 | 0.7857 | 0.94418 | 1 | 0.97558 | 0.97005 | 1 | 0.74497 | 0.93995 | 0.70122 | 0.96272 | 0.83234 | 0.55033 | 1 | 0.97254 | 0.72962 | 0.98473 | 0.76612 | 0.99105 | 0.85174 | 0.79052 | 0.90657 | 0.99592 | 0
Feb | 6 | 10 | Weekday | Monday | 0.97613 | 0.97788 | 1 | 0.67234 | 0.0044286 | 0.67234 | 0.67234 | 0.97602 | 0.67234 | 0.97613 | 0.97613 | 0.96848 | 0.97941 | 0.59995 | 0.85552 | 0.83341 | 0.66248 | 0.98504 | 0.94196 | 0.89415 | 0.93835 | 0.61952 | 0.91368 | 0.97602 | 0.94123 | 0.92561 | 0.9505 | 0.90822 | 0.95817 | 0.55611 | 0.91426 | 0.79598 | 0.47365 | 0.98827 | 0.99517 | 0.90679 | 0.99762 | 0.57807 | 0.98935 | 0.88738 | 0.83079 | 0.87743 | 0.99534 | 0
Feb | 6 | 11 | Weekday | Monday | 1 | 0.99115 | 0.99346 | 0.6646 | 0.0044286 | 0.6646 | 0.6646 | 0.92499 | 0.6646 | 1 | 1 | 0.94744 | 0.98576 | 0.56435 | 0.83323 | 0.81099 | 0.62292 | 0.96968 | 0.91125 | 0.88929 | 0.9036 | 0.60031 | 0.89204 | 0.92499 | 0.88204 | 1 | 0.91012 | 0.92485 | 0.97119 | 0.55746 | 0.91454 | 0.78129 | 0.47432 | 0.97962 | 1 | 0.94765 | 1 | 0.57137 | 0.9887 | 0.88498 | 0.83079 | 1 | 0.99395 | 0
Feb | 6 | 12 | Weekday | Monday | 0.97853 | 0.98927 | 0.98297 | 0.65482 | 0.0044286 | 0.65482 | 0.65482 | 0.8962 | 0.65482 | 0.97853 | 0.97853 | 0.90123 | 0.96052 | 0.56184 | 0.78938 | 0.81736 | 0.59076 | 0.91912 | 0.89923 | 0.83753 | 0.8858 | 0.59067 | 0.86537 | 0.8962 | 0.84909 | 0.93175 | 0.82695 | 0.90935 | 0.94827 | 0.5594 | 0.86809 | 0.79345 | 0.46461 | 0.92791 | 0.99599 | 0.91477 | 0.99777 | 0.56469 | 0.94462 | 0.88378 | 0.83079 | 0.92659 | 0.90159 | 0
Feb | 6 | 13 | Weekday | Monday | 0.94738 | 0.99116 | 0.98198 | 0.64409 | 0.0044286 | 0.64409 | 0.64409 | 0.87252 | 0.64409 | 0.94738 | 0.94738 | 0.7783 | 0.98913 | 0.54205 | 0.81255 | 0.77493 | 0.56597 | 0.94115 | 0.89315 | 0.82413 | 0.87403 | 0.5827 | 0.87321 | 0.87252 | 0.82284 | 0.91347 | 0.87455 | 0.74549 | 0.9813 | 0.53046 | 0.91495 | 0.75556 | 0.45587 | 0.95859 | 0.97325 | 0.90775 | 0.98467 | 0.56185 | 0.98995 | 0.88352 | 0.83079 | 0.91463 | 0.99351 | 0
Feb | 6 | 14 | Weekday | Monday | 0.9307 | 0.9952 | 0.96797 | 0.65504 | 0.0044286 | 0.65504 | 0.65504 | 0.85554 | 0.65504 | 0.9307 | 0.9307 | 0.75927 | 0.99194 | 0.53746 | 0.80262 | 0.72975 | 0.54661 | 0.93424 | 0.87872 | 0.71434 | 0.85775 | 0.57763 | 0.85757 | 0.85554 | 0.80455 | 0.8952 | 0.87128 | 0.74551 | 0.98863 | 0.52817 | 0.91461 | 0.714 | 0.45098 | 0.95636 | 0.97348 | 0.73053 | 0.9846 | 0.55816 | 0.98937 | 0.88352 | 0.83079 | 0.90005 | 0.99421 | 0
Feb | 6 | 15 | Weekday | Monday | 0.90947 | 0.99404 | 0.95153 | 0.69115 | 0.0044286 | 0.69115 | 0.69115 | 0.84338 | 0.69115 | 0.90947 | 0.90947 | 0.80134 | 0.99293 | 0.53005 | 0.80429 | 0.72015 | 0.57507 | 0.89451 | 0.87371 | 0.72721 | 0.83102 | 0.57413 | 0.85343 | 0.84338 | 0.79292 | 0.88108 | 0.8719 | 0.74524 | 0.99209 | 0.51641 | 0.91395 | 0.70495 | 0.48452 | 0.92287 | 0.96134 | 0.73 | 0.96713 | 0.55179 | 0.99021 | 0.88441 | 0.83079 | 0.88727 | 0.99371 | 0
Feb | 6 | 16 | Weekday | Monday | 0.87572 | 0.99609 | 0.94075 | 0.78357 | 0.99879 | 0.78357 | 0.78357 | 0.85757 | 0.78357 | 0.87572 | 0.87572 | 0.94941 | 0.9958 | 0.54068 | 0.85256 | 0.75174 | 0.72955 | 0.89678 | 0.84983 | 0.73387 | 0.79382 | 0.56306 | 0.86877 | 0.85757 | 0.81353 | 0.88738 | 0.895 | 0.91285 | 0.99582 | 0.57211 | 0.964 | 0.73611 | 0.67647 | 0.92561 | 0.961 | 0.73269 | 0.95725 | 0.59289 | 1 | 0.89117 | 0.8373 | 0.8907 | 1 | 0
Feb | 6 | 17 | Weekday | Monday | 0.87839 | 1 | 0.9327 | 0.93643 | 0.99879 | 0.93643 | 0.93643 | 0.96062 | 0.93643 | 0.87839 | 0.87839 | 0.99361 | 1 | 0.6651 | 0.81943 | 0.81454 | 0.9399 | 0.94035 | 0.73667 | 0.90028 | 0.76471 | 0.72132 | 0.79102 | 0.96062 | 0.96003 | 0.92739 | 0.49136 | 0.99135 | 1 | 0.71349 | 0.9031 | 0.8005 | 0.93327 | 0.97182 | 0.75528 | 0.98631 | 0.81773 | 0.76994 | 0.80834 | 1 | 1 | 0.9304 | 0.45426 | 0
Feb | 6 | 18 | Weekday | Monday | 0.85324 | 0.99112 | 0.91119 | 1 | 0.99879 | 1 | 1 | 0.85579 | 1 | 0.85324 | 0.85324 | 1 | 0.81164 | 0.87282 | 0.69806 | 0.6987 | 1 | 0.63417 | 0.76679 | 0.92101 | 0.78633 | 0.82049 | 0.74626 | 0.85579 | 0.86757 | 0.9416 | 0.3804 | 0.99953 | 0.79031 | 0.90091 | 0.72237 | 0.67502 | 1 | 0.63914 | 0.7617 | 0.99417 | 0.82294 | 0.85211 | 0.69849 | 0.80775 | 0.80921 | 0.93272 | 0.2732 | 0
Feb | 6 | 19 | Weekday | Monday | 0.81637 | 0.97633 | 0.89173 | 0.94881 | 0.99879 | 0.94881 | 0.94881 | 0.86459 | 0.94881 | 0.81637 | 0.81637 | 0.86787 | 0.80454 | 0.83812 | 0.69332 | 0.70876 | 0.98688 | 0.63873 | 0.78659 | 0.93462 | 0.79017 | 0.83615 | 0.76086 | 0.86459 | 0.88354 | 0.89439 | 0.47107 | 0.83795 | 0.77829 | 0.91855 | 0.69857 | 0.68111 | 0.97704 | 0.64056 | 0.76272 | 0.99713 | 0.82353 | 0.87891 | 0.69906 | 0.77799 | 0.77829 | 0.85742 | 0.29015 | 0
Feb | 6 | 20 | Weekday | Monday | 0.79517 | 0.9261 | 0.8731 | 0.86896 | 0.99879 | 0.86896 | 0.86896 | 0.83941 | 0.86896 | 0.79517 | 0.79517 | 0.8634 | 0.71782 | 0.88642 | 0.60431 | 0.68759 | 0.98374 | 0.58272 | 0.79991 | 0.82428 | 0.80482 | 0.91806 | 0.73903 | 0.83941 | 0.86424 | 0.83108 | 0.43079 | 0.83759 | 0.66901 | 1 | 0.55826 | 0.65379 | 0.96777 | 0.55641 | 0.76282 | 0.81942 | 0.82371 | 0.97025 | 0.65425 | 0.71682 | 0.71644 | 0.76164 | 0.2802 | 0
Feb | 6 | 21 | Weekday | Monday | 0.7408 | 0.86495 | 0.84558 | 0.79498 | 0.99879 | 0.79498 | 0.79498 | 0.3099 | 0.79498 | 0.7408 | 0.7408 | 0.86772 | 0.68915 | 0.94201 | 0.59979 | 0.70908 | 0.87757 | 0.48481 | 0.23506 | 0.8372 | 0.14199 | 0.8896 | 0.748 | 0.3099 | 0.34412 | 0.64758 | 0.51681 | 0.8363 | 0.63362 | 0.98082 | 0.53445 | 0.67255 | 0.83285 | 0.46205 | 0.33689 | 0.81751 | 0.27215 | 0.91574 | 0.65469 | 0.34291 | 0.39196 | 0.5462 | 0.29649 | 0
Feb | 6 | 22 | Weekday | Monday | 0.74035 | 0.83133 | 0.81655 | 0.6932 | 0.99879 | 0.6932 | 0.6932 | 0.13666 | 0.6932 | 0.74035 | 0.74035 | 0.84516 | 0.64496 | 0.76179 | 0.28057 | 0.22962 | 0.76366 | 0.39078 | 0.23148 | 0.84781 | 0.13967 | 0.67202 | 0.35141 | 0.13666 | 0.17615 | 0.24727 | 0.46471 | 0.83477 | 0.57746 | 0.76131 | 0.3421 | 0.2347 | 0.66275 | 0.36413 | 0.33681 | 0.81527 | 0.27233 | 0.66015 | 0.43316 | 0.19206 | 0.25529 | 0.32081 | 0.28431 | 0
Feb | 6 | 23 | Weekday | Monday | 0.7077 | 0.84558 | 0.79254 | 0.60062 | 0.99879 | 0.60062 | 0.60062 | 0.13968 | 0.60062 | 0.7077 | 0.7077 | 0.81927 | 0.64702 | 0.55998 | 0.23822 | 0.21846 | 0.65044 | 0.46768 | 0.23653 | 0.88576 | 0.14593 | 0.50128 | 0.33374 | 0.13968 | 0.17842 | 0.35378 | 0.53622 | 0.85225 | 0.57268 | 0.52934 | 0.28621 | 0.22312 | 0.51863 | 0.4272 | 0.34334 | 0.85766 | 0.27971 | 0.46144 | 0.41057 | 0.1939 | 0.25665 | 0.45947 | 0.29811 | 0
Feb | 7 | 24 | Weekday | Tuesday | 0.69317 | 0.82093 | 0.76777 | 0.54502 | 0.99879 | 0.54502 | 0.54502 | 0.14367 | 0.54502 | 0.69317 | 0.69317 | 0.62604 | 0.6388 | 0.34379 | 0.23699 | 0.22888 | 0.58403 | 0.4097 | 0.23395 | 0.67713 | 0.14547 | 0.45595 | 0.34124 | 0.14367 | 0.18044 | 0.27625 | 0.50529 | 0.48726 | 0.56078 | 0.38597 | 0.28433 | 0.23382 | 0.4296 | 0.38267 | 0.3401 | 0.48625 | 0.27898 | 0.41261 | 0.42014 | 0.19368 | 0.25592 | 0.34935 | 0.29037 | 0
Feb | 7 | 1 | Weekday | Tuesday | 0.69357 | 0.7893 | 0.76043 | 0.52454 | 0.99879 | 0.52454 | 0.52454 | 0.14875 | 0.52454 | 0.69357 | 0.69357 | 0.19157 | 0.63786 | 0.29761 | 0.23963 | 0.23719 | 0.58823 | 0.48292 | 0.23669 | 0.23386 | 0.14871 | 0.45225 | 0.34333 | 0.14875 | 0.18453 | 0.27591 | 0.56516 | 0.31929 | 0.55586 | 0.35043 | 0.28549 | 0.24195 | 0.41736 | 0.44235 | 0.34137 | 0.33633 | 0.28168 | 0.40781 | 0.42137 | 0.19489 | 0.25653 | 0.33743 | 0.30106 | 0
Feb | 7 | 2 | Weekday | Tuesday | 0.69589 | 0.78227 | 0.75762 | 0.51582 | 0.99879 | 0.51582 | 0.51582 | 0.15257 | 0.51582 | 0.69589 | 0.69589 | 0.19144 | 0.6362 | 0.27593 | 0.2404 | 0.24525 | 0.59513 | 0.42278 | 0.24002 | 0.23482 | 0.14974 | 0.44582 | 0.3427 | 0.15257 | 0.19101 | 0.27927 | 0.53068 | 0.31977 | 0.55085 | 0.32029 | 0.28535 | 0.2499 | 0.41197 | 0.3957 | 0.34295 | 0.33715 | 0.28437 | 0.39638 | 0.4211 | 0.19581 | 0.25748 | 0.33881 | 0.2928 | 0
Feb | 7 | 3 | Weekday | Tuesday | 0.69152 | 0.78002 | 0.76213 | 0.51193 | 0.99879 | 0.51193 | 0.51193 | 0.15563 | 0.51193 | 0.69152 | 0.69152 | 0.19209 | 0.63501 | 0.27416 | 0.24417 | 0.25439 | 0.60593 | 0.49915 | 0.25151 | 0.23494 | 0.154 | 0.45566 | 0.34434 | 0.15563 | 0.19966 | 0.29047 | 0.58924 | 0.32004 | 0.54652 | 0.31925 | 0.28721 | 0.25891 | 0.40994 | 0.4579 | 0.34583 | 0.33761 | 0.2896 | 0.40405 | 0.42215 | 0.19654 | 0.25877 | 0.34639 | 0.30356 | 0
Feb | 7 | 4 | Weekday | Tuesday | 0.69525 | 0.78911 | 0.78491 | 0.52411 | 0.99879 | 0.52411 | 0.52411 | 0.15901 | 0.52411 | 0.69525 | 0.69525 | 0.19594 | 0.68968 | 0.30384 | 0.2583 | 0.26054 | 0.65733 | 0.59311 | 0.25775 | 0.24367 | 0.1583 | 0.48054 | 0.34976 | 0.15901 | 0.20643 | 0.34074 | 0.54955 | 0.32779 | 0.61162 | 0.33881 | 0.30129 | 0.26473 | 0.46294 | 0.55 | 0.34959 | 0.35027 | 0.29414 | 0.42711 | 0.42818 | 0.19728 | 0.25977 | 0.40421 | 0.29478 | 0
Feb | 7 | 5 | Weekday | Tuesday | 0.66871 | 0.82628 | 0.84185 | 0.61159 | 0.99879 | 0.61159 | 0.61159 | 0.16136 | 0.61159 | 0.66871 | 0.66871 | 0.65291 | 0.7576 | 0.4109 | 0.30131 | 0.28008 | 0.76773 | 0.75737 | 0.26904 | 0.7095 | 0.16204 | 0.55647 | 0.37492 | 0.16136 | 0.21336 | 0.34326 | 0.60696 | 0.49412 | 0.61128 | 0.42996 | 0.3502 | 0.28439 | 0.5761 | 0.67749 | 0.35172 | 0.49177 | 0.2994 | 0.50743 | 0.45786 | 0.19793 | 0.2608 | 0.40566 | 0.30558 | 0
Feb | 7 | 6 | Weekday | Tuesday | 0.69218 | 0.87726 | 0.92092 | 0.71854 | 0.0044286 | 0.71854 | 0.71854 | 0.96458 | 0.71854 | 0.69218 | 0.69218 | 0.85534 | 0.84968 | 0.69293 | 0.56811 | 0.97552 | 0.8985 | 0.90161 | 0.89128 | 1 | 0.94189 | 0.78463 | 0.78343 | 0.96458 | 1 | 0.81692 | 0.73147 | 0.80821 | 0.78066 | 0.7427 | 0.40235 | 1 | 0.66447 | 0.85808 | 0.38061 | 0.9707 | 0.42906 | 0.76559 | 0.54781 | 0.36418 | 0.32849 | 0.55157 | 0.34826 | 0
Feb | 7 | 7 | Weekday | Tuesday | 0.72036 | 0.89818 | 0.9728 | 0.72392 | 0.0044286 | 0.72392 | 0.72392 | 0.82406 | 0.72392 | 0.72036 | 0.72036 | 0.9513 | 0.91739 | 0.97524 | 0.72559 | 0.88798 | 0.87017 | 0.97528 | 0.93717 | 0.9478 | 0.99407 | 0.90466 | 0.7682 | 0.82406 | 0.82892 | 0.76909 | 0.8075 | 0.90785 | 0.86896 | 0.93593 | 0.48655 | 0.83097 | 0.64305 | 0.94947 | 0.7135 | 0.90643 | 0.78496 | 0.90206 | 0.50253 | 0.38114 | 0.30474 | 0.54043 | 0.54783 | 0
Feb | 7 | 8 | Weekday | Tuesday | 0.78765 | 0.93683 | 0.99349 | 0.7271 | 0.0044286 | 0.7271 | 0.7271 | 0.90489 | 0.7271 | 0.78765 | 0.78765 | 0.9645 | 0.94431 | 0.8427 | 1 | 1 | 0.85013 | 0.97629 | 1 | 0.82206 | 1 | 0.83655 | 1 | 0.90489 | 0.89536 | 0.94377 | 0.94747 | 0.90798 | 0.9074 | 0.79111 | 1 | 0.95282 | 0.62361 | 0.95862 | 0.97292 | 0.7292 | 0.98475 | 0.80677 | 0.993 | 0.59256 | 0.5212 | 0.82033 | 0.82608 | 0
Feb | 7 | 9 | Weekday | Tuesday | 0.89623 | 0.95407 | 0.99841 | 0.68603 | 0.0044286 | 0.68603 | 0.68603 | 1 | 0.68603 | 0.89623 | 0.89623 | 0.82914 | 0.96876 | 0.72894 | 0.92275 | 0.87665 | 0.75788 | 1 | 0.95548 | 0.80844 | 0.96282 | 0.7857 | 0.94418 | 1 | 0.97558 | 0.97005 | 1 | 0.74497 | 0.93995 | 0.70122 | 0.96272 | 0.83234 | 0.55033 | 1 | 0.97254 | 0.72962 | 0.98473 | 0.76612 | 0.99105 | 0.85174 | 0.79052 | 0.90657 | 0.99592 | 0
Feb | 7 | 10 | Weekday | Tuesday | 0.97613 | 0.97788 | 1 | 0.67234 | 0.0044286 | 0.67234 | 0.67234 | 0.97602 | 0.67234 | 0.97613 | 0.97613 | 0.96848 | 0.97941 | 0.59995 | 0.85552 | 0.83341 | 0.66248 | 0.98504 | 0.94196 | 0.89415 | 0.93835 | 0.61952 | 0.91368 | 0.97602 | 0.94123 | 0.92561 | 0.9505 | 0.90822 | 0.95817 | 0.55611 | 0.91426 | 0.79598 | 0.47365 | 0.98827 | 0.99517 | 0.90679 | 0.99762 | 0.57807 | 0.98935 | 0.88738 | 0.83079 | 0.87743 | 0.99534 | 0
Feb | 7 | 11 | Weekday | Tuesday | 1 | 0.99115 | 0.99346 | 0.6646 | 0.0044286 | 0.6646 | 0.6646 | 0.92499 | 0.6646 | 1 | 1 | 0.94744 | 0.98576 | 0.56435 | 0.83323 | 0.81099 | 0.62292 | 0.96968 | 0.91125 | 0.88929 | 0.9036 | 0.60031 | 0.89204 | 0.92499 | 0.88204 | 1 | 0.91012 | 0.92485 | 0.97119 | 0.55746 | 0.91454 | 0.78129 | 0.47432 | 0.97962 | 1 | 0.94765 | 1 | 0.57137 | 0.9887 | 0.88498 | 0.83079 | 1 | 0.99395 | 0
Feb | 7 | 12 | Weekday | Tuesday | 0.97853 | 0.98927 | 0.98297 | 0.65482 | 0.0044286 | 0.65482 | 0.65482 | 0.8962 | 0.65482 | 0.97853 | 0.97853 | 0.90123 | 0.96052 | 0.56184 | 0.78938 | 0.81736 | 0.59076 | 0.91912 | 0.89923 | 0.83753 | 0.8858 | 0.59067 | 0.86537 | 0.8962 | 0.84909 | 0.93175 | 0.82695 | 0.90935 | 0.94827 | 0.5594 | 0.86809 | 0.79345 | 0.46461 | 0.92791 | 0.99599 | 0.91477 | 0.99777 | 0.56469 | 0.94462 | 0.88378 | 0.83079 | 0.92659 | 0.90159 | 0
Feb | 7 | 13 | Weekday | Tuesday | 0.94738 | 0.99116 | 0.98198 | 0.64409 | 0.0044286 | 0.64409 | 0.64409 | 0.87252 | 0.64409 | 0.94738 | 0.94738 | 0.7783 | 0.98913 | 0.54205 | 0.81255 | 0.77493 | 0.56597 | 0.94115 | 0.89315 | 0.82413 | 0.87403 | 0.5827 | 0.87321 | 0.87252 | 0.82284 | 0.91347 | 0.87455 | 0.74549 | 0.9813 | 0.53046 | 0.91495 | 0.75556 | 0.45587 | 0.95859 | 0.97325 | 0.90775 | 0.98467 | 0.56185 | 0.98995 | 0.88352 | 0.83079 | 0.91463 | 0.99351 | 0
Feb | 7 | 14 | Weekday | Tuesday | 0.9307 | 0.9952 | 0.96797 | 0.65504 | 0.0044286 | 0.65504 | 0.65504 | 0.85554 | 0.65504 | 0.9307 | 0.9307 | 0.75927 | 0.99194 | 0.53746 | 0.80262 | 0.72975 | 0.54661 | 0.93424 | 0.87872 | 0.71434 | 0.85775 | 0.57763 | 0.85757 | 0.85554 | 0.80455 | 0.8952 | 0.87128 | 0.74551 | 0.98863 | 0.52817 | 0.91461 | 0.714 | 0.45098 | 0.95636 | 0.97348 | 0.73053 | 0.9846 | 0.55816 | 0.98937 | 0.88352 | 0.83079 | 0.90005 | 0.99421 | 0
Feb | 7 | 15 | Weekday | Tuesday | 0.90947 | 0.99404 | 0.95153 | 0.69115 | 0.0044286 | 0.69115 | 0.69115 | 0.84338 | 0.69115 | 0.90947 | 0.90947 | 0.80134 | 0.99293 | 0.53005 | 0.80429 | 0.72015 | 0.57507 | 0.89451 | 0.87371 | 0.72721 | 0.83102 | 0.57413 | 0.85343 | 0.84338 | 0.79292 | 0.88108 | 0.8719 | 0.74524 | 0.99209 | 0.51641 | 0.91395 | 0.70495 | 0.48452 | 0.92287 | 0.96134 | 0.73 | 0.96713 | 0.55179 | 0.99021 | 0.88441 | 0.83079 | 0.88727 | 0.99371 | 0
Feb | 7 | 16 | Weekday | Tuesday | 0.87572 | 0.99609 | 0.94075 | 0.78357 | 0.99879 | 0.78357 | 0.78357 | 0.85757 | 0.78357 | 0.87572 | 0.87572 | 0.94941 | 0.9958 | 0.54068 | 0.85256 | 0.75174 | 0.72955 | 0.89678 | 0.84983 | 0.73387 | 0.79382 | 0.56306 | 0.86877 | 0.85757 | 0.81353 | 0.88738 | 0.895 | 0.91285 | 0.99582 | 0.57211 | 0.964 | 0.73611 | 0.67647 | 0.92561 | 0.961 | 0.73269 | 0.95725 | 0.59289 | 1 | 0.89117 | 0.8373 | 0.8907 | 1 | 0
Feb | 7 | 17 | Weekday | Tuesday | 0.87839 | 1 | 0.9327 | 0.93643 | 0.99879 | 0.93643 | 0.93643 | 0.96062 | 0.93643 | 0.87839 | 0.87839 | 0.99361 | 1 | 0.6651 | 0.81943 | 0.81454 | 0.9399 | 0.94035 | 0.73667 | 0.90028 | 0.76471 | 0.72132 | 0.79102 | 0.96062 | 0.96003 | 0.92739 | 0.49136 | 0.99135 | 1 | 0.71349 | 0.9031 | 0.8005 | 0.93327 | 0.97182 | 0.75528 | 0.98631 | 0.81773 | 0.76994 | 0.80834 | 1 | 1 | 0.9304 | 0.45426 | 0
Feb | 7 | 18 | Weekday | Tuesday | 0.85324 | 0.99112 | 0.91119 | 1 | 0.99879 | 1 | 1 | 0.85579 | 1 | 0.85324 | 0.85324 | 1 | 0.81164 | 0.87282 | 0.69806 | 0.6987 | 1 | 0.63417 | 0.76679 | 0.92101 | 0.78633 | 0.82049 | 0.74626 | 0.85579 | 0.86757 | 0.9416 | 0.3804 | 0.99953 | 0.79031 | 0.90091 | 0.72237 | 0.67502 | 1 | 0.63914 | 0.7617 | 0.99417 | 0.82294 | 0.85211 | 0.69849 | 0.80775 | 0.80921 | 0.93272 | 0.2732 | 0
Feb | 7 | 19 | Weekday | Tuesday | 0.81637 | 0.97633 | 0.89173 | 0.94881 | 0.99879 | 0.94881 | 0.94881 | 0.86459 | 0.94881 | 0.81637 | 0.81637 | 0.86787 | 0.80454 | 0.83812 | 0.69332 | 0.70876 | 0.98688 | 0.63873 | 0.78659 | 0.93462 | 0.79017 | 0.83615 | 0.76086 | 0.86459 | 0.88354 | 0.89439 | 0.47107 | 0.83795 | 0.77829 | 0.91855 | 0.69857 | 0.68111 | 0.97704 | 0.64056 | 0.76272 | 0.99713 | 0.82353 | 0.87891 | 0.69906 | 0.77799 | 0.77829 | 0.85742 | 0.29015 | 0
Feb | 7 | 20 | Weekday | Tuesday | 0.79517 | 0.9261 | 0.8731 | 0.86896 | 0.99879 | 0.86896 | 0.86896 | 0.83941 | 0.86896 | 0.79517 | 0.79517 | 0.8634 | 0.71782 | 0.88642 | 0.60431 | 0.68759 | 0.98374 | 0.58272 | 0.79991 | 0.82428 | 0.80482 | 0.91806 | 0.73903 | 0.83941 | 0.86424 | 0.83108 | 0.43079 | 0.83759 | 0.66901 | 1 | 0.55826 | 0.65379 | 0.96777 | 0.55641 | 0.76282 | 0.81942 | 0.82371 | 0.97025 | 0.65425 | 0.71682 | 0.71644 | 0.76164 | 0.2802 | 0
Feb | 7 | 21 | Weekday | Tuesday | 0.7408 | 0.86495 | 0.84558 | 0.79498 | 0.99879 | 0.79498 | 0.79498 | 0.3099 | 0.79498 | 0.7408 | 0.7408 | 0.86772 | 0.68915 | 0.94201 | 0.59979 | 0.70908 | 0.87757 | 0.48481 | 0.23506 | 0.8372 | 0.14199 | 0.8896 | 0.748 | 0.3099 | 0.34412 | 0.64758 | 0.51681 | 0.8363 | 0.63362 | 0.98082 | 0.53445 | 0.67255 | 0.83285 | 0.46205 | 0.33689 | 0.81751 | 0.27215 | 0.91574 | 0.65469 | 0.34291 | 0.39196 | 0.5462 | 0.29649 | 0
Feb | 7 | 22 | Weekday | Tuesday | 0.74035 | 0.83133 | 0.81655 | 0.6932 | 0.99879 | 0.6932 | 0.6932 | 0.13666 | 0.6932 | 0.74035 | 0.74035 | 0.84516 | 0.64496 | 0.76179 | 0.28057 | 0.22962 | 0.76366 | 0.39078 | 0.23148 | 0.84781 | 0.13967 | 0.67202 | 0.35141 | 0.13666 | 0.17615 | 0.24727 | 0.46471 | 0.83477 | 0.57746 | 0.76131 | 0.3421 | 0.2347 | 0.66275 | 0.36413 | 0.33681 | 0.81527 | 0.27233 | 0.66015 | 0.43316 | 0.19206 | 0.25529 | 0.32081 | 0.28431 | 0
Feb | 7 | 23 | Weekday | Tuesday | 0.7077 | 0.84558 | 0.79254 | 0.60062 | 0.99879 | 0.60062 | 0.60062 | 0.13968 | 0.60062 | 0.7077 | 0.7077 | 0.81927 | 0.64702 | 0.55998 | 0.23822 | 0.21846 | 0.65044 | 0.46768 | 0.23653 | 0.88576 | 0.14593 | 0.50128 | 0.33374 | 0.13968 | 0.17842 | 0.35378 | 0.53622 | 0.85225 | 0.57268 | 0.52934 | 0.28621 | 0.22312 | 0.51863 | 0.4272 | 0.34334 | 0.85766 | 0.27971 | 0.46144 | 0.41057 | 0.1939 | 0.25665 | 0.45947 | 0.29811 | 0
Feb | 8 | 24 | Weekday | Wednesday | 0.69317 | 0.82093 | 0.76777 | 0.54502 | 0.99879 | 0.54502 | 0.54502 | 0.14367 | 0.54502 | 0.69317 | 0.69317 | 0.62604 | 0.6388 | 0.34379 | 0.23699 | 0.22888 | 0.58403 | 0.4097 | 0.23395 | 0.67713 | 0.14547 | 0.45595 | 0.34124 | 0.14367 | 0.18044 | 0.27625 | 0.50529 | 0.48726 | 0.56078 | 0.38597 | 0.28433 | 0.23382 | 0.4296 | 0.38267 | 0.3401 | 0.48625 | 0.27898 | 0.41261 | 0.42014 | 0.19368 | 0.25592 | 0.34935 | 0.29037 | 0
Feb | 8 | 1 | Weekday | Wednesday | 0.69357 | 0.7893 | 0.76043 | 0.52454 | 0.99879 | 0.52454 | 0.52454 | 0.14875 | 0.52454 | 0.69357 | 0.69357 | 0.19157 | 0.63786 | 0.29761 | 0.23963 | 0.23719 | 0.58823 | 0.48292 | 0.23669 | 0.23386 | 0.14871 | 0.45225 | 0.34333 | 0.14875 | 0.18453 | 0.27591 | 0.56516 | 0.31929 | 0.55586 | 0.35043 | 0.28549 | 0.24195 | 0.41736 | 0.44235 | 0.34137 | 0.33633 | 0.28168 | 0.40781 | 0.42137 | 0.19489 | 0.25653 | 0.33743 | 0.30106 | 0
Feb | 8 | 2 | Weekday | Wednesday | 0.69589 | 0.78227 | 0.75762 | 0.51582 | 0.99879 | 0.51582 | 0.51582 | 0.15257 | 0.51582 | 0.69589 | 0.69589 | 0.19144 | 0.6362 | 0.27593 | 0.2404 | 0.24525 | 0.59513 | 0.42278 | 0.24002 | 0.23482 | 0.14974 | 0.44582 | 0.3427 | 0.15257 | 0.19101 | 0.27927 | 0.53068 | 0.31977 | 0.55085 | 0.32029 | 0.28535 | 0.2499 | 0.41197 | 0.3957 | 0.34295 | 0.33715 | 0.28437 | 0.39638 | 0.4211 | 0.19581 | 0.25748 | 0.33881 | 0.2928 | 0
Feb | 8 | 3 | Weekday | Wednesday | 0.69152 | 0.78002 | 0.76213 | 0.51193 | 0.99879 | 0.51193 | 0.51193 | 0.15563 | 0.51193 | 0.69152 | 0.69152 | 0.19209 | 0.63501 | 0.27416 | 0.24417 | 0.25439 | 0.60593 | 0.49915 | 0.25151 | 0.23494 | 0.154 | 0.45566 | 0.34434 | 0.15563 | 0.19966 | 0.29047 | 0.58924 | 0.32004 | 0.54652 | 0.31925 | 0.28721 | 0.25891 | 0.40994 | 0.4579 | 0.34583 | 0.33761 | 0.2896 | 0.40405 | 0.42215 | 0.19654 | 0.25877 | 0.34639 | 0.30356 | 0
Feb | 8 | 4 | Weekday | Wednesday | 0.69525 | 0.78911 | 0.78491 | 0.52411 | 0.99879 | 0.52411 | 0.52411 | 0.15901 | 0.52411 | 0.69525 | 0.69525 | 0.19594 | 0.68968 | 0.30384 | 0.2583 | 0.26054 | 0.65733 | 0.59311 | 0.25775 | 0.24367 | 0.1583 | 0.48054 | 0.34976 | 0.15901 | 0.20643 | 0.34074 | 0.54955 | 0.32779 | 0.61162 | 0.33881 | 0.30129 | 0.26473 | 0.46294 | 0.55 | 0.34959 | 0.35027 | 0.29414 | 0.42711 | 0.42818 | 0.19728 | 0.25977 | 0.40421 | 0.29478 | 0
Feb | 8 | 5 | Weekday | Wednesday | 0.66871 | 0.82628 | 0.84185 | 0.61159 | 0.99879 | 0.61159 | 0.61159 | 0.16136 | 0.61159 | 0.66871 | 0.66871 | 0.65291 | 0.7576 | 0.4109 | 0.30131 | 0.28008 | 0.76773 | 0.75737 | 0.26904 | 0.7095 | 0.16204 | 0.55647 | 0.37492 | 0.16136 | 0.21336 | 0.34326 | 0.60696 | 0.49412 | 0.61128 | 0.42996 | 0.3502 | 0.28439 | 0.5761 | 0.67749 | 0.35172 | 0.49177 | 0.2994 | 0.50743 | 0.45786 | 0.19793 | 0.2608 | 0.40566 | 0.30558 | 0
Feb | 8 | 6 | Weekday | Wednesday | 0.69218 | 0.87726 | 0.92092 | 0.71854 | 0.0044286 | 0.71854 | 0.71854 | 0.96458 | 0.71854 | 0.69218 | 0.69218 | 0.85534 | 0.84968 | 0.69293 | 0.56811 | 0.97552 | 0.8985 | 0.90161 | 0.89128 | 1 | 0.94189 | 0.78463 | 0.78343 | 0.96458 | 1 | 0.81692 | 0.73147 | 0.80821 | 0.78066 | 0.7427 | 0.40235 | 1 | 0.66447 | 0.85808 | 0.38061 | 0.9707 | 0.42906 | 0.76559 | 0.54781 | 0.36418 | 0.32849 | 0.55157 | 0.34826 | 0
Feb | 8 | 7 | Weekday | Wednesday | 0.72036 | 0.89818 | 0.9728 | 0.72392 | 0.0044286 | 0.72392 | 0.72392 | 0.82406 | 0.72392 | 0.72036 | 0.72036 | 0.9513 | 0.91739 | 0.97524 | 0.72559 | 0.88798 | 0.87017 | 0.97528 | 0.93717 | 0.9478 | 0.99407 | 0.90466 | 0.7682 | 0.82406 | 0.82892 | 0.76909 | 0.8075 | 0.90785 | 0.86896 | 0.93593 | 0.48655 | 0.83097 | 0.64305 | 0.94947 | 0.7135 | 0.90643 | 0.78496 | 0.90206 | 0.50253 | 0.38114 | 0.30474 | 0.54043 | 0.54783 | 0
Feb | 8 | 8 | Weekday | Wednesday | 0.78765 | 0.93683 | 0.99349 | 0.7271 | 0.0044286 | 0.7271 | 0.7271 | 0.90489 | 0.7271 | 0.78765 | 0.78765 | 0.9645 | 0.94431 | 0.8427 | 1 | 1 | 0.85013 | 0.97629 | 1 | 0.82206 | 1 | 0.83655 | 1 | 0.90489 | 0.89536 | 0.94377 | 0.94747 | 0.90798 | 0.9074 | 0.79111 | 1 | 0.95282 | 0.62361 | 0.95862 | 0.97292 | 0.7292 | 0.98475 | 0.80677 | 0.993 | 0.59256 | 0.5212 | 0.82033 | 0.82608 | 0
Feb | 8 | 9 | Weekday | Wednesday | 0.89623 | 0.95407 | 0.99841 | 0.68603 | 0.0044286 | 0.68603 | 0.68603 | 1 | 0.68603 | 0.89623 | 0.89623 | 0.82914 | 0.96876 | 0.72894 | 0.92275 | 0.87665 | 0.75788 | 1 | 0.95548 | 0.80844 | 0.96282 | 0.7857 | 0.94418 | 1 | 0.97558 | 0.97005 | 1 | 0.74497 | 0.93995 | 0.70122 | 0.96272 | 0.83234 | 0.55033 | 1 | 0.97254 | 0.72962 | 0.98473 | 0.76612 | 0.99105 | 0.85174 | 0.79052 | 0.90657 | 0.99592 | 0
Feb | 8 | 10 | Weekday | Wednesday | 0.97613 | 0.97788 | 1 | 0.67234 | 0.0044286 | 0.67234 | 0.67234 | 0.97602 | 0.67234 | 0.97613 | 0.97613 | 0.96848 | 0.97941 | 0.59995 | 0.85552 | 0.83341 | 0.66248 | 0.98504 | 0.94196 | 0.89415 | 0.93835 | 0.61952 | 0.91368 | 0.97602 | 0.94123 | 0.92561 | 0.9505 | 0.90822 | 0.95817 | 0.55611 | 0.91426 | 0.79598 | 0.47365 | 0.98827 | 0.99517 | 0.90679 | 0.99762 | 0.57807 | 0.98935 | 0.88738 | 0.83079 | 0.87743 | 0.99534 | 0
Feb | 8 | 11 | Weekday | Wednesday | 1 | 0.99115 | 0.99346 | 0.6646 | 0.0044286 | 0.6646 | 0.6646 | 0.92499 | 0.6646 | 1 | 1 | 0.94744 | 0.98576 | 0.56435 | 0.83323 | 0.81099 | 0.62292 | 0.96968 | 0.91125 | 0.88929 | 0.9036 | 0.60031 | 0.89204 | 0.92499 | 0.88204 | 1 | 0.91012 | 0.92485 | 0.97119 | 0.55746 | 0.91454 | 0.78129 | 0.47432 | 0.97962 | 1 | 0.94765 | 1 | 0.57137 | 0.9887 | 0.88498 | 0.83079 | 1 | 0.99395 | 0
Feb | 8 | 12 | Weekday | Wednesday | 0.97853 | 0.98927 | 0.98297 | 0.65482 | 0.0044286 | 0.65482 | 0.65482 | 0.8962 | 0.65482 | 0.97853 | 0.97853 | 0.90123 | 0.96052 | 0.56184 | 0.78938 | 0.81736 | 0.59076 | 0.91912 | 0.89923 | 0.83753 | 0.8858 | 0.59067 | 0.86537 | 0.8962 | 0.84909 | 0.93175 | 0.82695 | 0.90935 | 0.94827 | 0.5594 | 0.86809 | 0.79345 | 0.46461 | 0.92791 | 0.99599 | 0.91477 | 0.99777 | 0.56469 | 0.94462 | 0.88378 | 0.83079 | 0.92659 | 0.90159 | 0
Feb | 8 | 13 | Weekday | Wednesday | 0.94738 | 0.99116 | 0.98198 | 0.64409 | 0.0044286 | 0.64409 | 0.64409 | 0.87252 | 0.64409 | 0.94738 | 0.94738 | 0.7783 | 0.98913 | 0.54205 | 0.81255 | 0.77493 | 0.56597 | 0.94115 | 0.89315 | 0.82413 | 0.87403 | 0.5827 | 0.87321 | 0.87252 | 0.82284 | 0.91347 | 0.87455 | 0.74549 | 0.9813 | 0.53046 | 0.91495 | 0.75556 | 0.45587 | 0.95859 | 0.97325 | 0.90775 | 0.98467 | 0.56185 | 0.98995 | 0.88352 | 0.83079 | 0.91463 | 0.99351 | 0
Feb | 8 | 14 | Weekday | Wednesday | 0.9307 | 0.9952 | 0.96797 | 0.65504 | 0.0044286 | 0.65504 | 0.65504 | 0.85554 | 0.65504 | 0.9307 | 0.9307 | 0.75927 | 0.99194 | 0.53746 | 0.80262 | 0.72975 | 0.54661 | 0.93424 | 0.87872 | 0.71434 | 0.85775 | 0.57763 | 0.85757 | 0.85554 | 0.80455 | 0.8952 | 0.87128 | 0.74551 | 0.98863 | 0.52817 | 0.91461 | 0.714 | 0.45098 | 0.95636 | 0.97348 | 0.73053 | 0.9846 | 0.55816 | 0.98937 | 0.88352 | 0.83079 | 0.90005 | 0.99421 | 0
Feb | 8 | 15 | Weekday | Wednesday | 0.90947 | 0.99404 | 0.95153 | 0.69115 | 0.0044286 | 0.69115 | 0.69115 | 0.84338 | 0.69115 | 0.90947 | 0.90947 | 0.80134 | 0.99293 | 0.53005 | 0.80429 | 0.72015 | 0.57507 | 0.89451 | 0.87371 | 0.72721 | 0.83102 | 0.57413 | 0.85343 | 0.84338 | 0.79292 | 0.88108 | 0.8719 | 0.74524 | 0.99209 | 0.51641 | 0.91395 | 0.70495 | 0.48452 | 0.92287 | 0.96134 | 0.73 | 0.96713 | 0.55179 | 0.99021 | 0.88441 | 0.83079 | 0.88727 | 0.99371 | 0
Feb | 8 | 16 | Weekday | Wednesday | 0.87572 | 0.99609 | 0.94075 | 0.78357 | 0.99879 | 0.78357 | 0.78357 | 0.85757 | 0.78357 | 0.87572 | 0.87572 | 0.94941 | 0.9958 | 0.54068 | 0.85256 | 0.75174 | 0.72955 | 0.89678 | 0.84983 | 0.73387 | 0.79382 | 0.56306 | 0.86877 | 0.85757 | 0.81353 | 0.88738 | 0.895 | 0.91285 | 0.99582 | 0.57211 | 0.964 | 0.73611 | 0.67647 | 0.92561 | 0.961 | 0.73269 | 0.95725 | 0.59289 | 1 | 0.89117 | 0.8373 | 0.8907 | 1 | 0
Feb | 8 | 17 | Weekday | Wednesday | 0.87839 | 1 | 0.9327 | 0.93643 | 0.99879 | 0.93643 | 0.93643 | 0.96062 | 0.93643 | 0.87839 | 0.87839 | 0.99361 | 1 | 0.6651 | 0.81943 | 0.81454 | 0.9399 | 0.94035 | 0.73667 | 0.90028 | 0.76471 | 0.72132 | 0.79102 | 0.96062 | 0.96003 | 0.92739 | 0.49136 | 0.99135 | 1 | 0.71349 | 0.9031 | 0.8005 | 0.93327 | 0.97182 | 0.75528 | 0.98631 | 0.81773 | 0.76994 | 0.80834 | 1 | 1 | 0.9304 | 0.45426 | 0
Feb | 8 | 18 | Weekday | Wednesday | 0.85324 | 0.99112 | 0.91119 | 1 | 0.99879 | 1 | 1 | 0.85579 | 1 | 0.85324 | 0.85324 | 1 | 0.81164 | 0.87282 | 0.69806 | 0.6987 | 1 | 0.63417 | 0.76679 | 0.92101 | 0.78633 | 0.82049 | 0.74626 | 0.85579 | 0.86757 | 0.9416 | 0.3804 | 0.99953 | 0.79031 | 0.90091 | 0.72237 | 0.67502 | 1 | 0.63914 | 0.7617 | 0.99417 | 0.82294 | 0.85211 | 0.69849 | 0.80775 | 0.80921 | 0.93272 | 0.2732 | 0
Feb | 8 | 19 | Weekday | Wednesday | 0.81637 | 0.97633 | 0.89173 | 0.94881 | 0.99879 | 0.94881 | 0.94881 | 0.86459 | 0.94881 | 0.81637 | 0.81637 | 0.86787 | 0.80454 | 0.83812 | 0.69332 | 0.70876 | 0.98688 | 0.63873 | 0.78659 | 0.93462 | 0.79017 | 0.83615 | 0.76086 | 0.86459 | 0.88354 | 0.89439 | 0.47107 | 0.83795 | 0.77829 | 0.91855 | 0.69857 | 0.68111 | 0.97704 | 0.64056 | 0.76272 | 0.99713 | 0.82353 | 0.87891 | 0.69906 | 0.77799 | 0.77829 | 0.85742 | 0.29015 | 0
Feb | 8 | 20 | Weekday | Wednesday | 0.79517 | 0.9261 | 0.8731 | 0.86896 | 0.99879 | 0.86896 | 0.86896 | 0.83941 | 0.86896 | 0.79517 | 0.79517 | 0.8634 | 0.71782 | 0.88642 | 0.60431 | 0.68759 | 0.98374 | 0.58272 | 0.79991 | 0.82428 | 0.80482 | 0.91806 | 0.73903 | 0.83941 | 0.86424 | 0.83108 | 0.43079 | 0.83759 | 0.66901 | 1 | 0.55826 | 0.65379 | 0.96777 | 0.55641 | 0.76282 | 0.81942 | 0.82371 | 0.97025 | 0.65425 | 0.71682 | 0.71644 | 0.76164 | 0.2802 | 0
Feb | 8 | 21 | Weekday | Wednesday | 0.7408 | 0.86495 | 0.84558 | 0.79498 | 0.99879 | 0.79498 | 0.79498 | 0.3099 | 0.79498 | 0.7408 | 0.7408 | 0.86772 | 0.68915 | 0.94201 | 0.59979 | 0.70908 | 0.87757 | 0.48481 | 0.23506 | 0.8372 | 0.14199 | 0.8896 | 0.748 | 0.3099 | 0.34412 | 0.64758 | 0.51681 | 0.8363 | 0.63362 | 0.98082 | 0.53445 | 0.67255 | 0.83285 | 0.46205 | 0.33689 | 0.81751 | 0.27215 | 0.91574 | 0.65469 | 0.34291 | 0.39196 | 0.5462 | 0.29649 | 0
Feb | 8 | 22 | Weekday | Wednesday | 0.74035 | 0.83133 | 0.81655 | 0.6932 | 0.99879 | 0.6932 | 0.6932 | 0.13666 | 0.6932 | 0.74035 | 0.74035 | 0.84516 | 0.64496 | 0.76179 | 0.28057 | 0.22962 | 0.76366 | 0.39078 | 0.23148 | 0.84781 | 0.13967 | 0.67202 | 0.35141 | 0.13666 | 0.17615 | 0.24727 | 0.46471 | 0.83477 | 0.57746 | 0.76131 | 0.3421 | 0.2347 | 0.66275 | 0.36413 | 0.33681 | 0.81527 | 0.27233 | 0.66015 | 0.43316 | 0.19206 | 0.25529 | 0.32081 | 0.28431 | 0
Feb | 8 | 23 | Weekday | Wednesday | 0.7077 | 0.84558 | 0.79254 | 0.60062 | 0.99879 | 0.60062 | 0.60062 | 0.13968 | 0.60062 | 0.7077 | 0.7077 | 0.81927 | 0.64702 | 0.55998 | 0.23822 | 0.21846 | 0.65044 | 0.46768 | 0.23653 | 0.88576 | 0.14593 | 0.50128 | 0.33374 | 0.13968 | 0.17842 | 0.35378 | 0.53622 | 0.85225 | 0.57268 | 0.52934 | 0.28621 | 0.22312 | 0.51863 | 0.4272 | 0.34334 | 0.85766 | 0.27971 | 0.46144 | 0.41057 | 0.1939 | 0.25665 | 0.45947 | 0.29811 | 0
Feb | 9 | 24 | Weekday | Thursday | 0.69317 | 0.82093 | 0.76777 | 0.54502 | 0.99879 | 0.54502 | 0.54502 | 0.14367 | 0.54502 | 0.69317 | 0.69317 | 0.62604 | 0.6388 | 0.34379 | 0.23699 | 0.22888 | 0.58403 | 0.4097 | 0.23395 | 0.67713 | 0.14547 | 0.45595 | 0.34124 | 0.14367 | 0.18044 | 0.27625 | 0.50529 | 0.48726 | 0.56078 | 0.38597 | 0.28433 | 0.23382 | 0.4296 | 0.38267 | 0.3401 | 0.48625 | 0.27898 | 0.41261 | 0.42014 | 0.19368 | 0.25592 | 0.34935 | 0.29037 | 0
Feb | 9 | 1 | Weekday | Thursday | 0.69357 | 0.7893 | 0.76043 | 0.52454 | 0.99879 | 0.52454 | 0.52454 | 0.14875 | 0.52454 | 0.69357 | 0.69357 | 0.19157 | 0.63786 | 0.29761 | 0.23963 | 0.23719 | 0.58823 | 0.48292 | 0.23669 | 0.23386 | 0.14871 | 0.45225 | 0.34333 | 0.14875 | 0.18453 | 0.27591 | 0.56516 | 0.31929 | 0.55586 | 0.35043 | 0.28549 | 0.24195 | 0.41736 | 0.44235 | 0.34137 | 0.33633 | 0.28168 | 0.40781 | 0.42137 | 0.19489 | 0.25653 | 0.33743 | 0.30106 | 0
Feb | 9 | 2 | Weekday | Thursday | 0.69589 | 0.78227 | 0.75762 | 0.51582 | 0.99879 | 0.51582 | 0.51582 | 0.15257 | 0.51582 | 0.69589 | 0.69589 | 0.19144 | 0.6362 | 0.27593 | 0.2404 | 0.24525 | 0.59513 | 0.42278 | 0.24002 | 0.23482 | 0.14974 | 0.44582 | 0.3427 | 0.15257 | 0.19101 | 0.27927 | 0.53068 | 0.31977 | 0.55085 | 0.32029 | 0.28535 | 0.2499 | 0.41197 | 0.3957 | 0.34295 | 0.33715 | 0.28437 | 0.39638 | 0.4211 | 0.19581 | 0.25748 | 0.33881 | 0.2928 | 0
Feb | 9 | 3 | Weekday | Thursday | 0.69152 | 0.78002 | 0.76213 | 0.51193 | 0.99879 | 0.51193 | 0.51193 | 0.15563 | 0.51193 | 0.69152 | 0.69152 | 0.19209 | 0.63501 | 0.27416 | 0.24417 | 0.25439 | 0.60593 | 0.49915 | 0.25151 | 0.23494 | 0.154 | 0.45566 | 0.34434 | 0.15563 | 0.19966 | 0.29047 | 0.58924 | 0.32004 | 0.54652 | 0.31925 | 0.28721 | 0.25891 | 0.40994 | 0.4579 | 0.34583 | 0.33761 | 0.2896 | 0.40405 | 0.42215 | 0.19654 | 0.25877 | 0.34639 | 0.30356 | 0
Feb | 9 | 4 | Weekday | Thursday | 0.69525 | 0.78911 | 0.78491 | 0.52411 | 0.99879 | 0.52411 | 0.52411 | 0.15901 | 0.52411 | 0.69525 | 0.69525 | 0.19594 | 0.68968 | 0.30384 | 0.2583 | 0.26054 | 0.65733 | 0.59311 | 0.25775 | 0.24367 | 0.1583 | 0.48054 | 0.34976 | 0.15901 | 0.20643 | 0.34074 | 0.54955 | 0.32779 | 0.61162 | 0.33881 | 0.30129 | 0.26473 | 0.46294 | 0.55 | 0.34959 | 0.35027 | 0.29414 | 0.42711 | 0.42818 | 0.19728 | 0.25977 | 0.40421 | 0.29478 | 0
Feb | 9 | 5 | Weekday | Thursday | 0.66871 | 0.82628 | 0.84185 | 0.61159 | 0.99879 | 0.61159 | 0.61159 | 0.16136 | 0.61159 | 0.66871 | 0.66871 | 0.65291 | 0.7576 | 0.4109 | 0.30131 | 0.28008 | 0.76773 | 0.75737 | 0.26904 | 0.7095 | 0.16204 | 0.55647 | 0.37492 | 0.16136 | 0.21336 | 0.34326 | 0.60696 | 0.49412 | 0.61128 | 0.42996 | 0.3502 | 0.28439 | 0.5761 | 0.67749 | 0.35172 | 0.49177 | 0.2994 | 0.50743 | 0.45786 | 0.19793 | 0.2608 | 0.40566 | 0.30558 | 0
Feb | 9 | 6 | Weekday | Thursday | 0.69218 | 0.87726 | 0.92092 | 0.71854 | 0.0044286 | 0.71854 | 0.71854 | 0.96458 | 0.71854 | 0.69218 | 0.69218 | 0.85534 | 0.84968 | 0.69293 | 0.56811 | 0.97552 | 0.8985 | 0.90161 | 0.89128 | 1 | 0.94189 | 0.78463 | 0.78343 | 0.96458 | 1 | 0.81692 | 0.73147 | 0.80821 | 0.78066 | 0.7427 | 0.40235 | 1 | 0.66447 | 0.85808 | 0.38061 | 0.9707 | 0.42906 | 0.76559 | 0.54781 | 0.36418 | 0.32849 | 0.55157 | 0.34826 | 0
Feb | 9 | 7 | Weekday | Thursday | 0.72036 | 0.89818 | 0.9728 | 0.72392 | 0.0044286 | 0.72392 | 0.72392 | 0.82406 | 0.72392 | 0.72036 | 0.72036 | 0.9513 | 0.91739 | 0.97524 | 0.72559 | 0.88798 | 0.87017 | 0.97528 | 0.93717 | 0.9478 | 0.99407 | 0.90466 | 0.7682 | 0.82406 | 0.82892 | 0.76909 | 0.8075 | 0.90785 | 0.86896 | 0.93593 | 0.48655 | 0.83097 | 0.64305 | 0.94947 | 0.7135 | 0.90643 | 0.78496 | 0.90206 | 0.50253 | 0.38114 | 0.30474 | 0.54043 | 0.54783 | 0
Feb | 9 | 8 | Weekday | Thursday | 0.78765 | 0.93683 | 0.99349 | 0.7271 | 0.0044286 | 0.7271 | 0.7271 | 0.90489 | 0.7271 | 0.78765 | 0.78765 | 0.9645 | 0.94431 | 0.8427 | 1 | 1 | 0.85013 | 0.97629 | 1 | 0.82206 | 1 | 0.83655 | 1 | 0.90489 | 0.89536 | 0.94377 | 0.94747 | 0.90798 | 0.9074 | 0.79111 | 1 | 0.95282 | 0.62361 | 0.95862 | 0.97292 | 0.7292 | 0.98475 | 0.80677 | 0.993 | 0.59256 | 0.5212 | 0.82033 | 0.82608 | 0
Feb | 9 | 9 | Weekday | Thursday | 0.89623 | 0.95407 | 0.99841 | 0.68603 | 0.0044286 | 0.68603 | 0.68603 | 1 | 0.68603 | 0.89623 | 0.89623 | 0.82914 | 0.96876 | 0.72894 | 0.92275 | 0.87665 | 0.75788 | 1 | 0.95548 | 0.80844 | 0.96282 | 0.7857 | 0.94418 | 1 | 0.97558 | 0.97005 | 1 | 0.74497 | 0.93995 | 0.70122 | 0.96272 | 0.83234 | 0.55033 | 1 | 0.97254 | 0.72962 | 0.98473 | 0.76612 | 0.99105 | 0.85174 | 0.79052 | 0.90657 | 0.99592 | 0
Feb | 9 | 10 | Weekday | Thursday | 0.97613 | 0.97788 | 1 | 0.67234 | 0.0044286 | 0.67234 | 0.67234 | 0.97602 | 0.67234 | 0.97613 | 0.97613 | 0.96848 | 0.97941 | 0.59995 | 0.85552 | 0.83341 | 0.66248 | 0.98504 | 0.94196 | 0.89415 | 0.93835 | 0.61952 | 0.91368 | 0.97602 | 0.94123 | 0.92561 | 0.9505 | 0.90822 | 0.95817 | 0.55611 | 0.91426 | 0.79598 | 0.47365 | 0.98827 | 0.99517 | 0.90679 | 0.99762 | 0.57807 | 0.98935 | 0.88738 | 0.83079 | 0.87743 | 0.99534 | 0
Feb | 9 | 11 | Weekday | Thursday | 1 | 0.99115 | 0.99346 | 0.6646 | 0.0044286 | 0.6646 | 0.6646 | 0.92499 | 0.6646 | 1 | 1 | 0.94744 | 0.98576 | 0.56435 | 0.83323 | 0.81099 | 0.62292 | 0.96968 | 0.91125 | 0.88929 | 0.9036 | 0.60031 | 0.89204 | 0.92499 | 0.88204 | 1 | 0.91012 | 0.92485 | 0.97119 | 0.55746 | 0.91454 | 0.78129 | 0.47432 | 0.97962 | 1 | 0.94765 | 1 | 0.57137 | 0.9887 | 0.88498 | 0.83079 | 1 | 0.99395 | 0
Feb | 9 | 12 | Weekday | Thursday | 0.97853 | 0.98927 | 0.98297 | 0.65482 | 0.0044286 | 0.65482 | 0.65482 | 0.8962 | 0.65482 | 0.97853 | 0.97853 | 0.90123 | 0.96052 | 0.56184 | 0.78938 | 0.81736 | 0.59076 | 0.91912 | 0.89923 | 0.83753 | 0.8858 | 0.59067 | 0.86537 | 0.8962 | 0.84909 | 0.93175 | 0.82695 | 0.90935 | 0.94827 | 0.5594 | 0.86809 | 0.79345 | 0.46461 | 0.92791 | 0.99599 | 0.91477 | 0.99777 | 0.56469 | 0.94462 | 0.88378 | 0.83079 | 0.92659 | 0.90159 | 0
Feb | 9 | 13 | Weekday | Thursday | 0.94738 | 0.99116 | 0.98198 | 0.64409 | 0.0044286 | 0.64409 | 0.64409 | 0.87252 | 0.64409 | 0.94738 | 0.94738 | 0.7783 | 0.98913 | 0.54205 | 0.81255 | 0.77493 | 0.56597 | 0.94115 | 0.89315 | 0.82413 | 0.87403 | 0.5827 | 0.87321 | 0.87252 | 0.82284 | 0.91347 | 0.87455 | 0.74549 | 0.9813 | 0.53046 | 0.91495 | 0.75556 | 0.45587 | 0.95859 | 0.97325 | 0.90775 | 0.98467 | 0.56185 | 0.98995 | 0.88352 | 0.83079 | 0.91463 | 0.99351 | 0
Feb | 9 | 14 | Weekday | Thursday | 0.9307 | 0.9952 | 0.96797 | 0.65504 | 0.0044286 | 0.65504 | 0.65504 | 0.85554 | 0.65504 | 0.9307 | 0.9307 | 0.75927 | 0.99194 | 0.53746 | 0.80262 | 0.72975 | 0.54661 | 0.93424 | 0.87872 | 0.71434 | 0.85775 | 0.57763 | 0.85757 | 0.85554 | 0.80455 | 0.8952 | 0.87128 | 0.74551 | 0.98863 | 0.52817 | 0.91461 | 0.714 | 0.45098 | 0.95636 | 0.97348 | 0.73053 | 0.9846 | 0.55816 | 0.98937 | 0.88352 | 0.83079 | 0.90005 | 0.99421 | 0
Feb | 9 | 15 | Weekday | Thursday | 0.90947 | 0.99404 | 0.95153 | 0.69115 | 0.0044286 | 0.69115 | 0.69115 | 0.84338 | 0.69115 | 0.90947 | 0.90947 | 0.80134 | 0.99293 | 0.53005 | 0.80429 | 0.72015 | 0.57507 | 0.89451 | 0.87371 | 0.72721 | 0.83102 | 0.57413 | 0.85343 | 0.84338 | 0.79292 | 0.88108 | 0.8719 | 0.74524 | 0.99209 | 0.51641 | 0.91395 | 0.70495 | 0.48452 | 0.92287 | 0.96134 | 0.73 | 0.96713 | 0.55179 | 0.99021 | 0.88441 | 0.83079 | 0.88727 | 0.99371 | 0
Feb | 9 | 16 | Weekday | Thursday | 0.87572 | 0.99609 | 0.94075 | 0.78357 | 0.99879 | 0.78357 | 0.78357 | 0.85757 | 0.78357 | 0.87572 | 0.87572 | 0.94941 | 0.9958 | 0.54068 | 0.85256 | 0.75174 | 0.72955 | 0.89678 | 0.84983 | 0.73387 | 0.79382 | 0.56306 | 0.86877 | 0.85757 | 0.81353 | 0.88738 | 0.895 | 0.91285 | 0.99582 | 0.57211 | 0.964 | 0.73611 | 0.67647 | 0.92561 | 0.961 | 0.73269 | 0.95725 | 0.59289 | 1 | 0.89117 | 0.8373 | 0.8907 | 1 | 0
Feb | 9 | 17 | Weekday | Thursday | 0.87839 | 1 | 0.9327 | 0.93643 | 0.99879 | 0.93643 | 0.93643 | 0.96062 | 0.93643 | 0.87839 | 0.87839 | 0.99361 | 1 | 0.6651 | 0.81943 | 0.81454 | 0.9399 | 0.94035 | 0.73667 | 0.90028 | 0.76471 | 0.72132 | 0.79102 | 0.96062 | 0.96003 | 0.92739 | 0.49136 | 0.99135 | 1 | 0.71349 | 0.9031 | 0.8005 | 0.93327 | 0.97182 | 0.75528 | 0.98631 | 0.81773 | 0.76994 | 0.80834 | 1 | 1 | 0.9304 | 0.45426 | 0
Feb | 9 | 18 | Weekday | Thursday | 0.85324 | 0.99112 | 0.91119 | 1 | 0.99879 | 1 | 1 | 0.85579 | 1 | 0.85324 | 0.85324 | 1 | 0.81164 | 0.87282 | 0.69806 | 0.6987 | 1 | 0.63417 | 0.76679 | 0.92101 | 0.78633 | 0.82049 | 0.74626 | 0.85579 | 0.86757 | 0.9416 | 0.3804 | 0.99953 | 0.79031 | 0.90091 | 0.72237 | 0.67502 | 1 | 0.63914 | 0.7617 | 0.99417 | 0.82294 | 0.85211 | 0.69849 | 0.80775 | 0.80921 | 0.93272 | 0.2732 | 0
Feb | 9 | 19 | Weekday | Thursday | 0.81637 | 0.97633 | 0.89173 | 0.94881 | 0.99879 | 0.94881 | 0.94881 | 0.86459 | 0.94881 | 0.81637 | 0.81637 | 0.86787 | 0.80454 | 0.83812 | 0.69332 | 0.70876 | 0.98688 | 0.63873 | 0.78659 | 0.93462 | 0.79017 | 0.83615 | 0.76086 | 0.86459 | 0.88354 | 0.89439 | 0.47107 | 0.83795 | 0.77829 | 0.91855 | 0.69857 | 0.68111 | 0.97704 | 0.64056 | 0.76272 | 0.99713 | 0.82353 | 0.87891 | 0.69906 | 0.77799 | 0.77829 | 0.85742 | 0.29015 | 0
Feb | 9 | 20 | Weekday | Thursday | 0.79517 | 0.9261 | 0.8731 | 0.86896 | 0.99879 | 0.86896 | 0.86896 | 0.83941 | 0.86896 | 0.79517 | 0.79517 | 0.8634 | 0.71782 | 0.88642 | 0.60431 | 0.68759 | 0.98374 | 0.58272 | 0.79991 | 0.82428 | 0.80482 | 0.91806 | 0.73903 | 0.83941 | 0.86424 | 0.83108 | 0.43079 | 0.83759 | 0.66901 | 1 | 0.55826 | 0.65379 | 0.96777 | 0.55641 | 0.76282 | 0.81942 | 0.82371 | 0.97025 | 0.65425 | 0.71682 | 0.71644 | 0.76164 | 0.2802 | 0
Feb | 9 | 21 | Weekday | Thursday | 0.7408 | 0.86495 | 0.84558 | 0.79498 | 0.99879 | 0.79498 | 0.79498 | 0.3099 | 0.79498 | 0.7408 | 0.7408 | 0.86772 | 0.68915 | 0.94201 | 0.59979 | 0.70908 | 0.87757 | 0.48481 | 0.23506 | 0.8372 | 0.14199 | 0.8896 | 0.748 | 0.3099 | 0.34412 | 0.64758 | 0.51681 | 0.8363 | 0.63362 | 0.98082 | 0.53445 | 0.67255 | 0.83285 | 0.46205 | 0.33689 | 0.81751 | 0.27215 | 0.91574 | 0.65469 | 0.34291 | 0.39196 | 0.5462 | 0.29649 | 0
Feb | 9 | 22 | Weekday | Thursday | 0.74035 | 0.83133 | 0.81655 | 0.6932 | 0.99879 | 0.6932 | 0.6932 | 0.13666 | 0.6932 | 0.74035 | 0.74035 | 0.84516 | 0.64496 | 0.76179 | 0.28057 | 0.22962 | 0.76366 | 0.39078 | 0.23148 | 0.84781 | 0.13967 | 0.67202 | 0.35141 | 0.13666 | 0.17615 | 0.24727 | 0.46471 | 0.83477 | 0.57746 | 0.76131 | 0.3421 | 0.2347 | 0.66275 | 0.36413 | 0.33681 | 0.81527 | 0.27233 | 0.66015 | 0.43316 | 0.19206 | 0.25529 | 0.32081 | 0.28431 | 0
Feb | 9 | 23 | Weekday | Thursday | 0.7077 | 0.84558 | 0.79254 | 0.60062 | 0.99879 | 0.60062 | 0.60062 | 0.13968 | 0.60062 | 0.7077 | 0.7077 | 0.81927 | 0.64702 | 0.55998 | 0.23822 | 0.21846 | 0.65044 | 0.46768 | 0.23653 | 0.88576 | 0.14593 | 0.50128 | 0.33374 | 0.13968 | 0.17842 | 0.35378 | 0.53622 | 0.85225 | 0.57268 | 0.52934 | 0.28621 | 0.22312 | 0.51863 | 0.4272 | 0.34334 | 0.85766 | 0.27971 | 0.46144 | 0.41057 | 0.1939 | 0.25665 | 0.45947 | 0.29811 | 0
Feb | 10 | 24 | Weekday | Friday | 0.69317 | 0.82093 | 0.76777 | 0.54502 | 0.99879 | 0.54502 | 0.54502 | 0.14367 | 0.54502 | 0.69317 | 0.69317 | 0.62604 | 0.6388 | 0.34379 | 0.23699 | 0.22888 | 0.58403 | 0.4097 | 0.23395 | 0.67713 | 0.14547 | 0.45595 | 0.34124 | 0.14367 | 0.18044 | 0.27625 | 0.50529 | 0.48726 | 0.56078 | 0.38597 | 0.28433 | 0.23382 | 0.4296 | 0.38267 | 0.3401 | 0.48625 | 0.27898 | 0.41261 | 0.42014 | 0.19368 | 0.25592 | 0.34935 | 0.29037 | 0
Feb | 10 | 1 | Weekday | Friday | 0.69357 | 0.7893 | 0.76043 | 0.52454 | 0.99879 | 0.52454 | 0.52454 | 0.14875 | 0.52454 | 0.69357 | 0.69357 | 0.19157 | 0.63786 | 0.29761 | 0.23963 | 0.23719 | 0.58823 | 0.48292 | 0.23669 | 0.23386 | 0.14871 | 0.45225 | 0.34333 | 0.14875 | 0.18453 | 0.27591 | 0.56516 | 0.31929 | 0.55586 | 0.35043 | 0.28549 | 0.24195 | 0.41736 | 0.44235 | 0.34137 | 0.33633 | 0.28168 | 0.40781 | 0.42137 | 0.19489 | 0.25653 | 0.33743 | 0.30106 | 0
Feb | 10 | 2 | Weekday | Friday | 0.69589 | 0.78227 | 0.75762 | 0.51582 | 0.99879 | 0.51582 | 0.51582 | 0.15257 | 0.51582 | 0.69589 | 0.69589 | 0.19144 | 0.6362 | 0.27593 | 0.2404 | 0.24525 | 0.59513 | 0.42278 | 0.24002 | 0.23482 | 0.14974 | 0.44582 | 0.3427 | 0.15257 | 0.19101 | 0.27927 | 0.53068 | 0.31977 | 0.55085 | 0.32029 | 0.28535 | 0.2499 | 0.41197 | 0.3957 | 0.34295 | 0.33715 | 0.28437 | 0.39638 | 0.4211 | 0.19581 | 0.25748 | 0.33881 | 0.2928 | 0
Feb | 10 | 3 | Weekday | Friday | 0.69152 | 0.78002 | 0.76213 | 0.51193 | 0.99879 | 0.51193 | 0.51193 | 0.15563 | 0.51193 | 0.69152 | 0.69152 | 0.19209 | 0.63501 | 0.27416 | 0.24417 | 0.25439 | 0.60593 | 0.49915 | 0.25151 | 0.23494 | 0.154 | 0.45566 | 0.34434 | 0.15563 | 0.19966 | 0.29047 | 0.58924 | 0.32004 | 0.54652 | 0.31925 | 0.28721 | 0.25891 | 0.40994 | 0.4579 | 0.34583 | 0.33761 | 0.2896 | 0.40405 | 0.42215 | 0.19654 | 0.25877 | 0.34639 | 0.30356 | 0
Feb | 10 | 4 | Weekday | Friday | 0.69525 | 0.78911 | 0.78491 | 0.52411 | 0.99879 | 0.52411 | 0.52411 | 0.15901 | 0.52411 | 0.69525 | 0.69525 | 0.19594 | 0.68968 | 0.30384 | 0.2583 | 0.26054 | 0.65733 | 0.59311 | 0.25775 | 0.24367 | 0.1583 | 0.48054 | 0.34976 | 0.15901 | 0.20643 | 0.34074 | 0.54955 | 0.32779 | 0.61162 | 0.33881 | 0.30129 | 0.26473 | 0.46294 | 0.55 | 0.34959 | 0.35027 | 0.29414 | 0.42711 | 0.42818 | 0.19728 | 0.25977 | 0.40421 | 0.29478 | 0
Feb | 10 | 5 | Weekday | Friday | 0.66871 | 0.82628 | 0.84185 | 0.61159 | 0.99879 | 0.61159 | 0.61159 | 0.16136 | 0.61159 | 0.66871 | 0.66871 | 0.65291 | 0.7576 | 0.4109 | 0.30131 | 0.28008 | 0.76773 | 0.75737 | 0.26904 | 0.7095 | 0.16204 | 0.55647 | 0.37492 | 0.16136 | 0.21336 | 0.34326 | 0.60696 | 0.49412 | 0.61128 | 0.42996 | 0.3502 | 0.28439 | 0.5761 | 0.67749 | 0.35172 | 0.49177 | 0.2994 | 0.50743 | 0.45786 | 0.19793 | 0.2608 | 0.40566 | 0.30558 | 0
Feb | 10 | 6 | Weekday | Friday | 0.69218 | 0.87726 | 0.92092 | 0.71854 | 0.0044286 | 0.71854 | 0.71854 | 0.96458 | 0.71854 | 0.69218 | 0.69218 | 0.85534 | 0.84968 | 0.69293 | 0.56811 | 0.97552 | 0.8985 | 0.90161 | 0.89128 | 1 | 0.94189 | 0.78463 | 0.78343 | 0.96458 | 1 | 0.81692 | 0.73147 | 0.80821 | 0.78066 | 0.7427 | 0.40235 | 1 | 0.66447 | 0.85808 | 0.38061 | 0.9707 | 0.42906 | 0.76559 | 0.54781 | 0.36418 | 0.32849 | 0.55157 | 0.34826 | 0
Feb | 10 | 7 | Weekday | Friday | 0.72036 | 0.89818 | 0.9728 | 0.72392 | 0.0044286 | 0.72392 | 0.72392 | 0.82406 | 0.72392 | 0.72036 | 0.72036 | 0.9513 | 0.91739 | 0.97524 | 0.72559 | 0.88798 | 0.87017 | 0.97528 | 0.93717 | 0.9478 | 0.99407 | 0.90466 | 0.7682 | 0.82406 | 0.82892 | 0.76909 | 0.8075 | 0.90785 | 0.86896 | 0.93593 | 0.48655 | 0.83097 | 0.64305 | 0.94947 | 0.7135 | 0.90643 | 0.78496 | 0.90206 | 0.50253 | 0.38114 | 0.30474 | 0.54043 | 0.54783 | 0
Feb | 10 | 8 | Weekday | Friday | 0.78765 | 0.93683 | 0.99349 | 0.7271 | 0.0044286 | 0.7271 | 0.7271 | 0.90489 | 0.7271 | 0.78765 | 0.78765 | 0.9645 | 0.94431 | 0.8427 | 1 | 1 | 0.85013 | 0.97629 | 1 | 0.82206 | 1 | 0.83655 | 1 | 0.90489 | 0.89536 | 0.94377 | 0.94747 | 0.90798 | 0.9074 | 0.79111 | 1 | 0.95282 | 0.62361 | 0.95862 | 0.97292 | 0.7292 | 0.98475 | 0.80677 | 0.993 | 0.59256 | 0.5212 | 0.82033 | 0.82608 | 0
Feb | 10 | 9 | Weekday | Friday | 0.89623 | 0.95407 | 0.99841 | 0.68603 | 0.0044286 | 0.68603 | 0.68603 | 1 | 0.68603 | 0.89623 | 0.89623 | 0.82914 | 0.96876 | 0.72894 | 0.92275 | 0.87665 | 0.75788 | 1 | 0.95548 | 0.80844 | 0.96282 | 0.7857 | 0.94418 | 1 | 0.97558 | 0.97005 | 1 | 0.74497 | 0.93995 | 0.70122 | 0.96272 | 0.83234 | 0.55033 | 1 | 0.97254 | 0.72962 | 0.98473 | 0.76612 | 0.99105 | 0.85174 | 0.79052 | 0.90657 | 0.99592 | 0
Feb | 10 | 10 | Weekday | Friday | 0.97613 | 0.97788 | 1 | 0.67234 | 0.0044286 | 0.67234 | 0.67234 | 0.97602 | 0.67234 | 0.97613 | 0.97613 | 0.96848 | 0.97941 | 0.59995 | 0.85552 | 0.83341 | 0.66248 | 0.98504 | 0.94196 | 0.89415 | 0.93835 | 0.61952 | 0.91368 | 0.97602 | 0.94123 | 0.92561 | 0.9505 | 0.90822 | 0.95817 | 0.55611 | 0.91426 | 0.79598 | 0.47365 | 0.98827 | 0.99517 | 0.90679 | 0.99762 | 0.57807 | 0.98935 | 0.88738 | 0.83079 | 0.87743 | 0.99534 | 0
Feb | 10 | 11 | Weekday | Friday | 1 | 0.99115 | 0.99346 | 0.6646 | 0.0044286 | 0.6646 | 0.6646 | 0.92499 | 0.6646 | 1 | 1 | 0.94744 | 0.98576 | 0.56435 | 0.83323 | 0.81099 | 0.62292 | 0.96968 | 0.91125 | 0.88929 | 0.9036 | 0.60031 | 0.89204 | 0.92499 | 0.88204 | 1 | 0.91012 | 0.92485 | 0.97119 | 0.55746 | 0.91454 | 0.78129 | 0.47432 | 0.97962 | 1 | 0.94765 | 1 | 0.57137 | 0.9887 | 0.88498 | 0.83079 | 1 | 0.99395 | 0
Feb | 10 | 12 | Weekday | Friday | 0.97853 | 0.98927 | 0.98297 | 0.65482 | 0.0044286 | 0.65482 | 0.65482 | 0.8962 | 0.65482 | 0.97853 | 0.97853 | 0.90123 | 0.96052 | 0.56184 | 0.78938 | 0.81736 | 0.59076 | 0.91912 | 0.89923 | 0.83753 | 0.8858 | 0.59067 | 0.86537 | 0.8962 | 0.84909 | 0.93175 | 0.82695 | 0.90935 | 0.94827 | 0.5594 | 0.86809 | 0.79345 | 0.46461 | 0.92791 | 0.99599 | 0.91477 | 0.99777 | 0.56469 | 0.94462 | 0.88378 | 0.83079 | 0.92659 | 0.90159 | 0
Feb | 10 | 13 | Weekday | Friday | 0.94738 | 0.99116 | 0.98198 | 0.64409 | 0.0044286 | 0.64409 | 0.64409 | 0.87252 | 0.64409 | 0.94738 | 0.94738 | 0.7783 | 0.98913 | 0.54205 | 0.81255 | 0.77493 | 0.56597 | 0.94115 | 0.89315 | 0.82413 | 0.87403 | 0.5827 | 0.87321 | 0.87252 | 0.82284 | 0.91347 | 0.87455 | 0.74549 | 0.9813 | 0.53046 | 0.91495 | 0.75556 | 0.45587 | 0.95859 | 0.97325 | 0.90775 | 0.98467 | 0.56185 | 0.98995 | 0.88352 | 0.83079 | 0.91463 | 0.99351 | 0
Feb | 10 | 14 | Weekday | Friday | 0.9307 | 0.9952 | 0.96797 | 0.65504 | 0.0044286 | 0.65504 | 0.65504 | 0.85554 | 0.65504 | 0.9307 | 0.9307 | 0.75927 | 0.99194 | 0.53746 | 0.80262 | 0.72975 | 0.54661 | 0.93424 | 0.87872 | 0.71434 | 0.85775 | 0.57763 | 0.85757 | 0.85554 | 0.80455 | 0.8952 | 0.87128 | 0.74551 | 0.98863 | 0.52817 | 0.91461 | 0.714 | 0.45098 | 0.95636 | 0.97348 | 0.73053 | 0.9846 | 0.55816 | 0.98937 | 0.88352 | 0.83079 | 0.90005 | 0.99421 | 0
Feb | 10 | 15 | Weekday | Friday | 0.90947 | 0.99404 | 0.95153 | 0.69115 | 0.0044286 | 0.69115 | 0.69115 | 0.84338 | 0.69115 | 0.90947 | 0.90947 | 0.80134 | 0.99293 | 0.53005 | 0.80429 | 0.72015 | 0.57507 | 0.89451 | 0.87371 | 0.72721 | 0.83102 | 0.57413 | 0.85343 | 0.84338 | 0.79292 | 0.88108 | 0.8719 | 0.74524 | 0.99209 | 0.51641 | 0.91395 | 0.70495 | 0.48452 | 0.92287 | 0.96134 | 0.73 | 0.96713 | 0.55179 | 0.99021 | 0.88441 | 0.83079 | 0.88727 | 0.99371 | 0
Feb | 10 | 16 | Weekday | Friday | 0.87572 | 0.99609 | 0.94075 | 0.78357 | 0.99879 | 0.78357 | 0.78357 | 0.85757 | 0.78357 | 0.87572 | 0.87572 | 0.94941 | 0.9958 | 0.54068 | 0.85256 | 0.75174 | 0.72955 | 0.89678 | 0.84983 | 0.73387 | 0.79382 | 0.56306 | 0.86877 | 0.85757 | 0.81353 | 0.88738 | 0.895 | 0.91285 | 0.99582 | 0.57211 | 0.964 | 0.73611 | 0.67647 | 0.92561 | 0.961 | 0.73269 | 0.95725 | 0.59289 | 1 | 0.89117 | 0.8373 | 0.8907 | 1 | 0
Feb | 10 | 17 | Weekday | Friday | 0.87839 | 1 | 0.9327 | 0.93643 | 0.99879 | 0.93643 | 0.93643 | 0.96062 | 0.93643 | 0.87839 | 0.87839 | 0.99361 | 1 | 0.6651 | 0.81943 | 0.81454 | 0.9399 | 0.94035 | 0.73667 | 0.90028 | 0.76471 | 0.72132 | 0.79102 | 0.96062 | 0.96003 | 0.92739 | 0.49136 | 0.99135 | 1 | 0.71349 | 0.9031 | 0.8005 | 0.93327 | 0.97182 | 0.75528 | 0.98631 | 0.81773 | 0.76994 | 0.80834 | 1 | 1 | 0.9304 | 0.45426 | 0
Feb | 10 | 18 | Weekday | Friday | 0.85324 | 0.99112 | 0.91119 | 1 | 0.99879 | 1 | 1 | 0.85579 | 1 | 0.85324 | 0.85324 | 1 | 0.81164 | 0.87282 | 0.69806 | 0.6987 | 1 | 0.63417 | 0.76679 | 0.92101 | 0.78633 | 0.82049 | 0.74626 | 0.85579 | 0.86757 | 0.9416 | 0.3804 | 0.99953 | 0.79031 | 0.90091 | 0.72237 | 0.67502 | 1 | 0.63914 | 0.7617 | 0.99417 | 0.82294 | 0.85211 | 0.69849 | 0.80775 | 0.80921 | 0.93272 | 0.2732 | 0
Feb | 10 | 19 | Weekday | Friday | 0.81637 | 0.97633 | 0.89173 | 0.94881 | 0.99879 | 0.94881 | 0.94881 | 0.86459 | 0.94881 | 0.81637 | 0.81637 | 0.86787 | 0.80454 | 0.83812 | 0.69332 | 0.70876 | 0.98688 | 0.63873 | 0.78659 | 0.93462 | 0.79017 | 0.83615 | 0.76086 | 0.86459 | 0.88354 | 0.89439 | 0.47107 | 0.83795 | 0.77829 | 0.91855 | 0.69857 | 0.68111 | 0.97704 | 0.64056 | 0.76272 | 0.99713 | 0.82353 | 0.87891 | 0.69906 | 0.77799 | 0.77829 | 0.85742 | 0.29015 | 0
Feb | 10 | 20 | Weekday | Friday | 0.79517 | 0.9261 | 0.8731 | 0.86896 | 0.99879 | 0.86896 | 0.86896 | 0.83941 | 0.86896 | 0.79517 | 0.79517 | 0.8634 | 0.71782 | 0.88642 | 0.60431 | 0.68759 | 0.98374 | 0.58272 | 0.79991 | 0.82428 | 0.80482 | 0.91806 | 0.73903 | 0.83941 | 0.86424 | 0.83108 | 0.43079 | 0.83759 | 0.66901 | 1 | 0.55826 | 0.65379 | 0.96777 | 0.55641 | 0.76282 | 0.81942 | 0.82371 | 0.97025 | 0.65425 | 0.71682 | 0.71644 | 0.76164 | 0.2802 | 0
Feb | 10 | 21 | Weekday | Friday | 0.7408 | 0.86495 | 0.84558 | 0.79498 | 0.99879 | 0.79498 | 0.79498 | 0.3099 | 0.79498 | 0.7408 | 0.7408 | 0.86772 | 0.68915 | 0.94201 | 0.59979 | 0.70908 | 0.87757 | 0.48481 | 0.23506 | 0.8372 | 0.14199 | 0.8896 | 0.748 | 0.3099 | 0.34412 | 0.64758 | 0.51681 | 0.8363 | 0.63362 | 0.98082 | 0.53445 | 0.67255 | 0.83285 | 0.46205 | 0.33689 | 0.81751 | 0.27215 | 0.91574 | 0.65469 | 0.34291 | 0.39196 | 0.5462 | 0.29649 | 0
Feb | 10 | 22 | Weekday | Friday | 0.74035 | 0.83133 | 0.81655 | 0.6932 | 0.99879 | 0.6932 | 0.6932 | 0.13666 | 0.6932 | 0.74035 | 0.74035 | 0.84516 | 0.64496 | 0.76179 | 0.28057 | 0.22962 | 0.76366 | 0.39078 | 0.23148 | 0.84781 | 0.13967 | 0.67202 | 0.35141 | 0.13666 | 0.17615 | 0.24727 | 0.46471 | 0.83477 | 0.57746 | 0.76131 | 0.3421 | 0.2347 | 0.66275 | 0.36413 | 0.33681 | 0.81527 | 0.27233 | 0.66015 | 0.43316 | 0.19206 | 0.25529 | 0.32081 | 0.28431 | 0
Feb | 10 | 23 | Weekday | Friday | 0.7077 | 0.84558 | 0.79254 | 0.60062 | 0.99879 | 0.60062 | 0.60062 | 0.13249 | 0.60062 | 0.7077 | 0.7077 | 0.78428 | 0.66713 | 0.55812 | 0.22268 | 0.19803 | 0.61126 | 0.49135 | 0.23678 | 0.84843 | 0.14308 | 0.4881 | 0.31106 | 0.13249 | 0.17229 | 0.35383 | 0.47054 | 0.85247 | 0.60635 | 0.54114 | 0.27218 | 0.20282 | 0.51385 | 0.44449 | 0.3436 | 0.85794 | 0.27984 | 0.45983 | 0.38499 | 0.18504 | 0.24923 | 0.45951 | 0.2878 | 0
Feb | 11 | 24 | Weekend | Saturday | 0.71873 | 0.84393 | 0.77193 | 0.58171 | 1 | 0.58171 | 0.58171 | 0.13557 | 0.58171 | 0.71873 | 0.71873 | 0.59183 | 0.65347 | 0.3721 | 0.19296 | 0.18567 | 0.54099 | 0.43175 | 0.23405 | 0.63596 | 0.14206 | 0.44526 | 0.29547 | 0.13557 | 0.17452 | 0.2651 | 0.47733 | 0.4876 | 0.58884 | 0.43152 | 0.2355 | 0.18949 | 0.42445 | 0.40042 | 0.34049 | 0.48672 | 0.27696 | 0.41426 | 0.36147 | 0.18873 | 0.25213 | 0.33907 | 0.28825 | 0
Feb | 11 | 1 | Weekend | Saturday | 0.71512 | 0.80768 | 0.76243 | 0.55923 | 1 | 0.55923 | 0.55923 | 0.13762 | 0.55923 | 0.71512 | 0.71512 | 0.19144 | 0.65133 | 0.33618 | 0.19364 | 0.19203 | 0.54034 | 0.50229 | 0.23751 | 0.23467 | 0.14339 | 0.44858 | 0.29339 | 0.13762 | 0.17622 | 0.25546 | 0.49311 | 0.31969 | 0.58399 | 0.41034 | 0.2357 | 0.19627 | 0.41173 | 0.45575 | 0.34129 | 0.33694 | 0.2782 | 0.41915 | 0.36147 | 0.18917 | 0.25238 | 0.32029 | 0.29071 | 0
Feb | 11 | 2 | Weekend | Saturday | 0.7129 | 0.79725 | 0.75736 | 0.54874 | 1 | 0.54874 | 0.54874 | 0.14123 | 0.54874 | 0.7129 | 0.7129 | 0.19198 | 0.65026 | 0.29418 | 0.19399 | 0.19652 | 0.54231 | 0.43823 | 0.23579 | 0.23528 | 0.14778 | 0.41152 | 0.29234 | 0.14123 | 0.17764 | 0.26816 | 0.49659 | 0.32019 | 0.58144 | 0.35017 | 0.23575 | 0.20056 | 0.40583 | 0.40668 | 0.34081 | 0.33783 | 0.28282 | 0.37712 | 0.36147 | 0.1899 | 0.25259 | 0.33078 | 0.29068 | 0
Feb | 11 | 3 | Weekend | Saturday | 0.70654 | 0.79314 | 0.7582 | 0.54254 | 1 | 0.54254 | 0.54254 | 0.14455 | 0.54254 | 0.70654 | 0.70654 | 0.19214 | 0.65277 | 0.29423 | 0.19511 | 0.20056 | 0.54881 | 0.50912 | 0.24472 | 0.23514 | 0.14841 | 0.42518 | 0.29703 | 0.14455 | 0.18024 | 0.27362 | 0.50391 | 0.32048 | 0.58185 | 0.35152 | 0.23585 | 0.20444 | 0.40334 | 0.46218 | 0.34273 | 0.33833 | 0.2855 | 0.38299 | 0.36449 | 0.19066 | 0.25297 | 0.33334 | 0.2917 | 0
Feb | 11 | 4 | Weekend | Saturday | 0.70635 | 0.79538 | 0.77223 | 0.54469 | 1 | 0.54469 | 0.54469 | 0.14648 | 0.54469 | 0.70635 | 0.70635 | 0.19396 | 0.65607 | 0.32099 | 0.20719 | 0.20173 | 0.59748 | 0.50637 | 0.24821 | 0.23929 | 0.15315 | 0.44484 | 0.30403 | 0.14648 | 0.18373 | 0.2959 | 0.50682 | 0.32374 | 0.5869 | 0.36861 | 0.24948 | 0.20553 | 0.45605 | 0.46874 | 0.34459 | 0.34363 | 0.29126 | 0.40432 | 0.37265 | 0.19114 | 0.25349 | 0.35929 | 0.29186 | 0
Feb | 11 | 5 | Weekend | Saturday | 0.67983 | 0.81783 | 0.81135 | 0.61185 | 1 | 0.61185 | 0.61185 | 0.14905 | 0.61185 | 0.67983 | 0.67983 | 0.60708 | 0.65528 | 0.35921 | 0.23086 | 0.20911 | 0.70468 | 0.63657 | 0.25332 | 0.64838 | 0.15384 | 0.48351 | 0.30661 | 0.14905 | 0.18819 | 0.29869 | 0.51297 | 0.49001 | 0.58537 | 0.40184 | 0.27542 | 0.21247 | 0.56883 | 0.57257 | 0.34681 | 0.485 | 0.29105 | 0.45199 | 0.37805 | 0.19165 | 0.25415 | 0.36025 | 0.29275 | 0
Feb | 11 | 6 | Weekend | Saturday | 0.69167 | 0.85454 | 0.86731 | 0.69572 | 0.0044286 | 0.69572 | 0.69572 | 0.41397 | 0.69572 | 0.69167 | 0.69167 | 0.81143 | 0.68984 | 0.52734 | 0.39669 | 0.5431 | 0.83962 | 0.63969 | 0.24657 | 0.94506 | 0.14925 | 0.64187 | 0.52602 | 0.41397 | 0.44055 | 0.73817 | 0.48576 | 0.80598 | 0.6378 | 0.6127 | 0.35981 | 0.55645 | 0.66323 | 0.60078 | 0.33275 | 0.96737 | 0.279 | 0.62882 | 0.44509 | 0.22439 | 0.23452 | 0.4741 | 0.25607 | 0
Feb | 11 | 7 | Weekend | Saturday | 0.6964 | 0.85961 | 0.89791 | 0.72492 | 0.0044286 | 0.72492 | 0.72492 | 0.3305 | 0.72492 | 0.6964 | 0.6964 | 0.8515 | 0.76103 | 0.79056 | 0.41347 | 0.44831 | 0.80418 | 0.66016 | 0.20297 | 0.87296 | 0.12734 | 0.74104 | 0.42421 | 0.3305 | 0.32747 | 0.70247 | 0.4882 | 0.90806 | 0.68552 | 0.78445 | 0.34598 | 0.42504 | 0.63109 | 0.61779 | 0.29076 | 0.90695 | 0.24099 | 0.73952 | 0.2982 | 0.18608 | 0.1547 | 0.47528 | 0.20352 | 0
Feb | 11 | 8 | Weekend | Saturday | 0.74761 | 0.88955 | 0.91118 | 0.78252 | 0.0044286 | 0.78252 | 0.78252 | 0.85041 | 0.78252 | 0.74761 | 0.74761 | 0.86808 | 0.7779 | 1 | 0.47192 | 0.43881 | 0.75631 | 0.67471 | 0.19996 | 0.74928 | 0.1243 | 1 | 0.43566 | 0.85041 | 0.84527 | 0.81308 | 0.47278 | 0.90823 | 0.72776 | 0.9589 | 0.46803 | 0.41957 | 0.57593 | 0.65849 | 0.28909 | 0.7297 | 0.23689 | 1 | 0.36698 | 0.43387 | 0.35886 | 0.67013 | 0.21622 | 0
Feb | 11 | 9 | Weekend | Saturday | 0.84623 | 0.91116 | 0.9113 | 0.77362 | 0.0044286 | 0.77362 | 0.77362 | 0.79762 | 0.77362 | 0.84623 | 0.84623 | 0.76935 | 0.81705 | 0.79981 | 0.41587 | 0.3944 | 0.6666 | 0.71473 | 0.19759 | 0.74038 | 0.12337 | 0.84757 | 0.40366 | 0.79762 | 0.78517 | 0.76694 | 0.43777 | 0.7453 | 0.77962 | 0.78139 | 0.43177 | 0.37849 | 0.50254 | 0.69642 | 0.28819 | 0.73019 | 0.23676 | 0.85122 | 0.36321 | 0.53024 | 0.46336 | 0.65078 | 0.27988 | 0
Feb | 11 | 10 | Weekend | Saturday | 0.91728 | 0.93544 | 0.90977 | 0.77132 | 0.0044286 | 0.77132 | 0.77132 | 0.84204 | 0.77132 | 0.91728 | 0.91728 | 0.92223 | 0.8305 | 0.63853 | 0.36036 | 0.37162 | 0.57664 | 0.66505 | 0.19618 | 0.83519 | 0.12721 | 0.62682 | 0.38477 | 0.84204 | 0.81766 | 0.8248 | 0.41605 | 0.90877 | 0.79916 | 0.60945 | 0.38315 | 0.36067 | 0.42637 | 0.65294 | 0.28756 | 0.90753 | 0.23472 | 0.59357 | 0.36321 | 0.67268 | 0.60831 | 0.76964 | 0.28288 | 0
Feb | 11 | 11 | Weekend | Saturday | 0.93908 | 0.94567 | 0.90205 | 0.75574 | 0.0044286 | 0.75574 | 0.75574 | 0.80325 | 0.75574 | 0.93908 | 0.93908 | 0.91116 | 0.83787 | 0.59282 | 0.35451 | 0.35711 | 0.54188 | 0.69324 | 0.19753 | 0.83802 | 0.1238 | 0.59207 | 0.37624 | 0.80325 | 0.77155 | 0.90189 | 0.35719 | 0.92519 | 0.80982 | 0.59393 | 0.38334 | 0.34869 | 0.42743 | 0.67685 | 0.29029 | 0.94817 | 0.23653 | 0.56766 | 0.36321 | 0.67057 | 0.60831 | 0.89252 | 0.27481 | 0
Feb | 11 | 12 | Weekend | Saturday | 0.91782 | 0.93951 | 0.88929 | 0.74127 | 0.0044286 | 0.74127 | 0.74127 | 0.83147 | 0.74127 | 0.91782 | 0.91782 | 0.87798 | 0.83044 | 0.55503 | 0.34979 | 0.34305 | 0.51239 | 0.63454 | 0.19457 | 0.79345 | 0.12176 | 0.58098 | 0.32387 | 0.83147 | 0.79312 | 0.86578 | 0.30174 | 0.90993 | 0.8045 | 0.59418 | 0.38337 | 0.33715 | 0.42141 | 0.62399 | 0.28548 | 0.91573 | 0.23352 | 0.56552 | 0.29267 | 0.7658 | 0.70494 | 0.86911 | 0.19654 | 0
Feb | 11 | 13 | Weekend | Saturday | 0.88563 | 0.9377 | 0.88471 | 0.72603 | 0.0044286 | 0.72603 | 0.72603 | 0.81154 | 0.72603 | 0.88563 | 0.88563 | 0.75182 | 0.83209 | 0.5312 | 0.34558 | 0.32428 | 0.48509 | 0.67826 | 0.19253 | 0.78009 | 0.12136 | 0.5781 | 0.32138 | 0.81154 | 0.77115 | 0.84753 | 0.26724 | 0.74611 | 0.80812 | 0.56064 | 0.38352 | 0.32009 | 0.40875 | 0.66352 | 0.28558 | 0.90875 | 0.23349 | 0.56339 | 0.29267 | 0.76521 | 0.70494 | 0.85889 | 0.19093 | 0
Feb | 11 | 14 | Weekend | Saturday | 0.86819 | 0.93987 | 0.87334 | 0.73108 | 0.0044286 | 0.73108 | 0.73108 | 0.79901 | 0.73108 | 0.86819 | 0.86819 | 0.72328 | 0.83503 | 0.52751 | 0.25202 | 0.27117 | 0.46803 | 0.6343 | 0.19384 | 0.66467 | 0.12011 | 0.5683 | 0.31123 | 0.79901 | 0.75846 | 0.83032 | 0.28361 | 0.74613 | 0.81317 | 0.55574 | 0.26015 | 0.26622 | 0.40407 | 0.62722 | 0.28568 | 0.73149 | 0.23249 | 0.56044 | 0.29267 | 0.76557 | 0.70494 | 0.84385 | 0.19513 | 0
Feb | 11 | 15 | Weekend | Saturday | 0.84873 | 0.94386 | 0.86195 | 0.75589 | 0.0044286 | 0.75589 | 0.75589 | 0.79379 | 0.75589 | 0.84873 | 0.84873 | 0.75791 | 0.7953 | 0.5204 | 0.25749 | 0.27663 | 0.4987 | 0.66901 | 0.19297 | 0.67179 | 0.12006 | 0.56389 | 0.31652 | 0.79379 | 0.7547 | 0.81875 | 0.27008 | 0.74588 | 0.78285 | 0.5368 | 0.26014 | 0.27354 | 0.4379 | 0.65395 | 0.28562 | 0.73094 | 0.23233 | 0.55417 | 0.29267 | 0.76628 | 0.70494 | 0.83071 | 0.19182 | 0
Feb | 11 | 16 | Weekend | Saturday | 0.8407 | 0.95936 | 0.85924 | 0.82984 | 1 | 0.82984 | 0.82984 | 0.80516 | 0.82984 | 0.8407 | 0.8407 | 0.90771 | 0.78846 | 0.52823 | 0.31077 | 0.3055 | 0.6539 | 0.59672 | 0.19444 | 0.68203 | 0.11938 | 0.55665 | 0.33551 | 0.80516 | 0.77118 | 0.82361 | 0.24511 | 0.91346 | 0.77211 | 0.58238 | 0.31047 | 0.30141 | 0.62991 | 0.58154 | 0.28719 | 0.73362 | 0.23399 | 0.59641 | 0.30314 | 0.77305 | 0.71308 | 0.83386 | 0.13809 | 0
Feb | 11 | 17 | Weekend | Saturday | 0.87593 | 0.97773 | 0.86148 | 0.96073 | 1 | 0.96073 | 0.96073 | 0.86794 | 0.96073 | 0.87593 | 0.87593 | 0.96427 | 0.76304 | 0.62114 | 0.36632 | 0.38874 | 0.89114 | 0.66182 | 0.22355 | 0.86093 | 0.1364 | 0.68002 | 0.46016 | 0.86794 | 0.88 | 0.83705 | 0.31831 | 0.99131 | 0.74003 | 0.69692 | 0.35227 | 0.38441 | 0.92173 | 0.6383 | 0.33057 | 0.98661 | 0.26847 | 0.73856 | 0.43704 | 0.78074 | 0.77914 | 0.82185 | 0.24758 | 0
Feb | 11 | 18 | Weekend | Saturday | 0.85951 | 0.96879 | 0.84789 | 0.99907 | 1 | 0.99907 | 0.99907 | 0.78728 | 0.99907 | 0.85951 | 0.85951 | 0.96664 | 0.74155 | 0.77114 | 0.28273 | 0.19327 | 0.95449 | 0.49364 | 0.22749 | 0.87143 | 0.14026 | 0.83393 | 0.30191 | 0.78728 | 0.81073 | 0.84657 | 0.409 | 1 | 0.70983 | 0.89399 | 0.34436 | 0.19751 | 0.99405 | 0.47019 | 0.33704 | 0.99499 | 0.27403 | 0.90071 | 0.37293 | 0.62768 | 0.63141 | 0.80834 | 0.28073 | 0
Feb | 11 | 19 | Weekend | Saturday | 0.84077 | 0.95467 | 0.83303 | 0.93234 | 1 | 0.93234 | 0.93234 | 0.42021 | 0.93234 | 0.84077 | 0.84077 | 0.81851 | 0.73269 | 0.82519 | 0.26352 | 0.19472 | 0.93813 | 0.53903 | 0.22875 | 0.88059 | 0.14273 | 0.84893 | 0.30758 | 0.42021 | 0.4546 | 0.75809 | 0.37152 | 0.83969 | 0.69784 | 0.92528 | 0.32032 | 0.19837 | 0.97072 | 0.5044 | 0.33831 | 1 | 0.27593 | 0.9091 | 0.37588 | 0.42488 | 0.46499 | 0.67781 | 0.27198 | 0
Feb | 11 | 20 | Weekend | Saturday | 0.82124 | 0.91067 | 0.81817 | 0.84908 | 1 | 0.84908 | 0.84908 | 0.40409 | 0.84908 | 0.82124 | 0.82124 | 0.81888 | 0.68756 | 0.86199 | 0.26375 | 0.19518 | 0.93033 | 0.48277 | 0.22965 | 0.76639 | 0.14249 | 0.90415 | 0.30749 | 0.40409 | 0.44003 | 0.73567 | 0.44513 | 0.83923 | 0.63764 | 0.98916 | 0.32023 | 0.19984 | 0.96093 | 0.44929 | 0.33916 | 0.8221 | 0.27678 | 0.97469 | 0.37801 | 0.39602 | 0.436 | 0.63958 | 0.28656 | 0
Feb | 11 | 21 | Weekend | Saturday | 0.77205 | 0.86173 | 0.79421 | 0.78724 | 1 | 0.78724 | 0.78724 | 0.16731 | 0.78724 | 0.77205 | 0.77205 | 0.81679 | 0.68529 | 0.83605 | 0.24781 | 0.19677 | 0.81971 | 0.48835 | 0.23148 | 0.77878 | 0.15629 | 0.88668 | 0.31189 | 0.16731 | 0.20589 | 0.62269 | 0.39259 | 0.8376 | 0.63262 | 0.94351 | 0.29785 | 0.20062 | 0.82554 | 0.44749 | 0.34023 | 0.81962 | 0.27771 | 0.95141 | 0.38263 | 0.23514 | 0.29839 | 0.52544 | 0.27537 | 0
Feb | 11 | 22 | Weekend | Saturday | 0.76536 | 0.84522 | 0.76766 | 0.71221 | 1 | 0.71221 | 0.71221 | 0.13419 | 0.71221 | 0.76536 | 0.76536 | 0.78982 | 0.6787 | 0.81771 | 0.23011 | 0.20162 | 0.70129 | 0.41532 | 0.2306 | 0.78791 | 0.14821 | 0.70632 | 0.31432 | 0.13419 | 0.17391 | 0.24121 | 0.47108 | 0.83515 | 0.61897 | 0.80121 | 0.27456 | 0.20584 | 0.65498 | 0.38273 | 0.33927 | 0.81586 | 0.27955 | 0.70949 | 0.38427 | 0.18826 | 0.25204 | 0.31309 | 0.29099 | 0
Feb | 11 | 23 | Weekend | Saturday | 0.73236 | 0.85935 | 0.74725 | 0.63664 | 1 | 0.63664 | 0.63664 | 0.13249 | 0.63664 | 0.73236 | 0.73236 | 0.78428 | 0.66713 | 0.55812 | 0.22268 | 0.19803 | 0.61126 | 0.49135 | 0.23678 | 0.84843 | 0.14308 | 0.4881 | 0.31106 | 0.13249 | 0.17229 | 0.35383 | 0.47054 | 0.85247 | 0.60635 | 0.54114 | 0.27218 | 0.20282 | 0.51385 | 0.44449 | 0.3436 | 0.85794 | 0.27984 | 0.45983 | 0.38499 | 0.18504 | 0.24923 | 0.45951 | 0.2878 | 0
Feb | 12 | 24 | Weekend | Sunday | 0.71873 | 0.84393 | 0.77193 | 0.58171 | 1 | 0.58171 | 0.58171 | 0.13557 | 0.58171 | 0.71873 | 0.71873 | 0.59183 | 0.65347 | 0.3721 | 0.19296 | 0.18567 | 0.54099 | 0.43175 | 0.23405 | 0.63596 | 0.14206 | 0.44526 | 0.29547 | 0.13557 | 0.17452 | 0.2651 | 0.47733 | 0.4876 | 0.58884 | 0.43152 | 0.2355 | 0.18949 | 0.42445 | 0.40042 | 0.34049 | 0.48672 | 0.27696 | 0.41426 | 0.36147 | 0.18873 | 0.25213 | 0.33907 | 0.28825 | 0
Feb | 12 | 1 | Weekend | Sunday | 0.71512 | 0.80768 | 0.76243 | 0.55923 | 1 | 0.55923 | 0.55923 | 0.13762 | 0.55923 | 0.71512 | 0.71512 | 0.19144 | 0.65133 | 0.33618 | 0.19364 | 0.19203 | 0.54034 | 0.50229 | 0.23751 | 0.23467 | 0.14339 | 0.44858 | 0.29339 | 0.13762 | 0.17622 | 0.25546 | 0.49311 | 0.31969 | 0.58399 | 0.41034 | 0.2357 | 0.19627 | 0.41173 | 0.45575 | 0.34129 | 0.33694 | 0.2782 | 0.41915 | 0.36147 | 0.18917 | 0.25238 | 0.32029 | 0.29071 | 0
Feb | 12 | 2 | Weekend | Sunday | 0.7129 | 0.79725 | 0.75736 | 0.54874 | 1 | 0.54874 | 0.54874 | 0.14123 | 0.54874 | 0.7129 | 0.7129 | 0.19198 | 0.65026 | 0.29418 | 0.19399 | 0.19652 | 0.54231 | 0.43823 | 0.23579 | 0.23528 | 0.14778 | 0.41152 | 0.29234 | 0.14123 | 0.17764 | 0.26816 | 0.49659 | 0.32019 | 0.58144 | 0.35017 | 0.23575 | 0.20056 | 0.40583 | 0.40668 | 0.34081 | 0.33783 | 0.28282 | 0.37712 | 0.36147 | 0.1899 | 0.25259 | 0.33078 | 0.29068 | 0
Feb | 12 | 3 | Weekend | Sunday | 0.70654 | 0.79314 | 0.7582 | 0.54254 | 1 | 0.54254 | 0.54254 | 0.14455 | 0.54254 | 0.70654 | 0.70654 | 0.19214 | 0.65277 | 0.29423 | 0.19511 | 0.20056 | 0.54881 | 0.50912 | 0.24472 | 0.23514 | 0.14841 | 0.42518 | 0.29703 | 0.14455 | 0.18024 | 0.27362 | 0.50391 | 0.32048 | 0.58185 | 0.35152 | 0.23585 | 0.20444 | 0.40334 | 0.46218 | 0.34273 | 0.33833 | 0.2855 | 0.38299 | 0.36449 | 0.19066 | 0.25297 | 0.33334 | 0.2917 | 0
Feb | 12 | 4 | Weekend | Sunday | 0.70635 | 0.79538 | 0.77223 | 0.54469 | 1 | 0.54469 | 0.54469 | 0.14648 | 0.54469 | 0.70635 | 0.70635 | 0.19396 | 0.65607 | 0.32099 | 0.20719 | 0.20173 | 0.59748 | 0.50637 | 0.24821 | 0.23929 | 0.15315 | 0.44484 | 0.30403 | 0.14648 | 0.18373 | 0.2959 | 0.50682 | 0.32374 | 0.5869 | 0.36861 | 0.24948 | 0.20553 | 0.45605 | 0.46874 | 0.34459 | 0.34363 | 0.29126 | 0.40432 | 0.37265 | 0.19114 | 0.25349 | 0.35929 | 0.29186 | 0
Feb | 12 | 5 | Weekend | Sunday | 0.67983 | 0.81783 | 0.81135 | 0.61185 | 1 | 0.61185 | 0.61185 | 0.14905 | 0.61185 | 0.67983 | 0.67983 | 0.60708 | 0.65528 | 0.35921 | 0.23086 | 0.20911 | 0.70468 | 0.63657 | 0.25332 | 0.64838 | 0.15384 | 0.48351 | 0.30661 | 0.14905 | 0.18819 | 0.29869 | 0.51297 | 0.49001 | 0.58537 | 0.40184 | 0.27542 | 0.21247 | 0.56883 | 0.57257 | 0.34681 | 0.485 | 0.29105 | 0.45199 | 0.37805 | 0.19165 | 0.25415 | 0.36025 | 0.29275 | 0
Feb | 12 | 6 | Weekend | Sunday | 0.69167 | 0.85454 | 0.86731 | 0.69572 | 0.0044286 | 0.69572 | 0.69572 | 0.41397 | 0.69572 | 0.69167 | 0.69167 | 0.81143 | 0.68984 | 0.52734 | 0.39669 | 0.5431 | 0.83962 | 0.63969 | 0.24657 | 0.94506 | 0.14925 | 0.64187 | 0.52602 | 0.41397 | 0.44055 | 0.73817 | 0.48576 | 0.80598 | 0.6378 | 0.6127 | 0.35981 | 0.55645 | 0.66323 | 0.60078 | 0.33275 | 0.96737 | 0.279 | 0.62882 | 0.44509 | 0.22439 | 0.23452 | 0.4741 | 0.25607 | 0
Feb | 12 | 7 | Weekend | Sunday | 0.6964 | 0.85961 | 0.89791 | 0.72492 | 0.0044286 | 0.72492 | 0.72492 | 0.3305 | 0.72492 | 0.6964 | 0.6964 | 0.8515 | 0.76103 | 0.79056 | 0.41347 | 0.44831 | 0.80418 | 0.66016 | 0.20297 | 0.87296 | 0.12734 | 0.74104 | 0.42421 | 0.3305 | 0.32747 | 0.70247 | 0.4882 | 0.90806 | 0.68552 | 0.78445 | 0.34598 | 0.42504 | 0.63109 | 0.61779 | 0.29076 | 0.90695 | 0.24099 | 0.73952 | 0.2982 | 0.18608 | 0.1547 | 0.47528 | 0.20352 | 0
Feb | 12 | 8 | Weekend | Sunday | 0.74761 | 0.88955 | 0.91118 | 0.78252 | 0.0044286 | 0.78252 | 0.78252 | 0.85041 | 0.78252 | 0.74761 | 0.74761 | 0.86808 | 0.7779 | 1 | 0.47192 | 0.43881 | 0.75631 | 0.67471 | 0.19996 | 0.74928 | 0.1243 | 1 | 0.43566 | 0.85041 | 0.84527 | 0.81308 | 0.47278 | 0.90823 | 0.72776 | 0.9589 | 0.46803 | 0.41957 | 0.57593 | 0.65849 | 0.28909 | 0.7297 | 0.23689 | 1 | 0.36698 | 0.43387 | 0.35886 | 0.67013 | 0.21622 | 0
Feb | 12 | 9 | Weekend | Sunday | 0.84623 | 0.91116 | 0.9113 | 0.77362 | 0.0044286 | 0.77362 | 0.77362 | 0.79762 | 0.77362 | 0.84623 | 0.84623 | 0.76935 | 0.81705 | 0.79981 | 0.41587 | 0.3944 | 0.6666 | 0.71473 | 0.19759 | 0.74038 | 0.12337 | 0.84757 | 0.40366 | 0.79762 | 0.78517 | 0.76694 | 0.43777 | 0.7453 | 0.77962 | 0.78139 | 0.43177 | 0.37849 | 0.50254 | 0.69642 | 0.28819 | 0.73019 | 0.23676 | 0.85122 | 0.36321 | 0.53024 | 0.46336 | 0.65078 | 0.27988 | 0
Feb | 12 | 10 | Weekend | Sunday | 0.91728 | 0.93544 | 0.90977 | 0.77132 | 0.0044286 | 0.77132 | 0.77132 | 0.84204 | 0.77132 | 0.91728 | 0.91728 | 0.92223 | 0.8305 | 0.63853 | 0.36036 | 0.37162 | 0.57664 | 0.66505 | 0.19618 | 0.83519 | 0.12721 | 0.62682 | 0.38477 | 0.84204 | 0.81766 | 0.8248 | 0.41605 | 0.90877 | 0.79916 | 0.60945 | 0.38315 | 0.36067 | 0.42637 | 0.65294 | 0.28756 | 0.90753 | 0.23472 | 0.59357 | 0.36321 | 0.67268 | 0.60831 | 0.76964 | 0.28288 | 0
Feb | 12 | 11 | Weekend | Sunday | 0.93908 | 0.94567 | 0.90205 | 0.75574 | 0.0044286 | 0.75574 | 0.75574 | 0.80325 | 0.75574 | 0.93908 | 0.93908 | 0.91116 | 0.83787 | 0.59282 | 0.35451 | 0.35711 | 0.54188 | 0.69324 | 0.19753 | 0.83802 | 0.1238 | 0.59207 | 0.37624 | 0.80325 | 0.77155 | 0.90189 | 0.35719 | 0.92519 | 0.80982 | 0.59393 | 0.38334 | 0.34869 | 0.42743 | 0.67685 | 0.29029 | 0.94817 | 0.23653 | 0.56766 | 0.36321 | 0.67057 | 0.60831 | 0.89252 | 0.27481 | 0
Feb | 12 | 12 | Weekend | Sunday | 0.91782 | 0.93951 | 0.88929 | 0.74127 | 0.0044286 | 0.74127 | 0.74127 | 0.83147 | 0.74127 | 0.91782 | 0.91782 | 0.87798 | 0.83044 | 0.55503 | 0.34979 | 0.34305 | 0.51239 | 0.63454 | 0.19457 | 0.79345 | 0.12176 | 0.58098 | 0.32387 | 0.83147 | 0.79312 | 0.86578 | 0.30174 | 0.90993 | 0.8045 | 0.59418 | 0.38337 | 0.33715 | 0.42141 | 0.62399 | 0.28548 | 0.91573 | 0.23352 | 0.56552 | 0.29267 | 0.7658 | 0.70494 | 0.86911 | 0.19654 | 0
Feb | 12 | 13 | Weekend | Sunday | 0.88563 | 0.9377 | 0.88471 | 0.72603 | 0.0044286 | 0.72603 | 0.72603 | 0.81154 | 0.72603 | 0.88563 | 0.88563 | 0.75182 | 0.83209 | 0.5312 | 0.34558 | 0.32428 | 0.48509 | 0.67826 | 0.19253 | 0.78009 | 0.12136 | 0.5781 | 0.32138 | 0.81154 | 0.77115 | 0.84753 | 0.26724 | 0.74611 | 0.80812 | 0.56064 | 0.38352 | 0.32009 | 0.40875 | 0.66352 | 0.28558 | 0.90875 | 0.23349 | 0.56339 | 0.29267 | 0.76521 | 0.70494 | 0.85889 | 0.19093 | 0
Feb | 12 | 14 | Weekend | Sunday | 0.86819 | 0.93987 | 0.87334 | 0.73108 | 0.0044286 | 0.73108 | 0.73108 | 0.79901 | 0.73108 | 0.86819 | 0.86819 | 0.72328 | 0.83503 | 0.52751 | 0.25202 | 0.27117 | 0.46803 | 0.6343 | 0.19384 | 0.66467 | 0.12011 | 0.5683 | 0.31123 | 0.79901 | 0.75846 | 0.83032 | 0.28361 | 0.74613 | 0.81317 | 0.55574 | 0.26015 | 0.26622 | 0.40407 | 0.62722 | 0.28568 | 0.73149 | 0.23249 | 0.56044 | 0.29267 | 0.76557 | 0.70494 | 0.84385 | 0.19513 | 0
Feb | 12 | 15 | Weekend | Sunday | 0.84873 | 0.94386 | 0.86195 | 0.75589 | 0.0044286 | 0.75589 | 0.75589 | 0.79379 | 0.75589 | 0.84873 | 0.84873 | 0.75791 | 0.7953 | 0.5204 | 0.25749 | 0.27663 | 0.4987 | 0.66901 | 0.19297 | 0.67179 | 0.12006 | 0.56389 | 0.31652 | 0.79379 | 0.7547 | 0.81875 | 0.27008 | 0.74588 | 0.78285 | 0.5368 | 0.26014 | 0.27354 | 0.4379 | 0.65395 | 0.28562 | 0.73094 | 0.23233 | 0.55417 | 0.29267 | 0.76628 | 0.70494 | 0.83071 | 0.19182 | 0
Feb | 12 | 16 | Weekend | Sunday | 0.8407 | 0.95936 | 0.85924 | 0.82984 | 1 | 0.82984 | 0.82984 | 0.80516 | 0.82984 | 0.8407 | 0.8407 | 0.90771 | 0.78846 | 0.52823 | 0.31077 | 0.3055 | 0.6539 | 0.59672 | 0.19444 | 0.68203 | 0.11938 | 0.55665 | 0.33551 | 0.80516 | 0.77118 | 0.82361 | 0.24511 | 0.91346 | 0.77211 | 0.58238 | 0.31047 | 0.30141 | 0.62991 | 0.58154 | 0.28719 | 0.73362 | 0.23399 | 0.59641 | 0.30314 | 0.77305 | 0.71308 | 0.83386 | 0.13809 | 0
Feb | 12 | 17 | Weekend | Sunday | 0.87593 | 0.97773 | 0.86148 | 0.96073 | 1 | 0.96073 | 0.96073 | 0.86794 | 0.96073 | 0.87593 | 0.87593 | 0.96427 | 0.76304 | 0.62114 | 0.36632 | 0.38874 | 0.89114 | 0.66182 | 0.22355 | 0.86093 | 0.1364 | 0.68002 | 0.46016 | 0.86794 | 0.88 | 0.83705 | 0.31831 | 0.99131 | 0.74003 | 0.69692 | 0.35227 | 0.38441 | 0.92173 | 0.6383 | 0.33057 | 0.98661 | 0.26847 | 0.73856 | 0.43704 | 0.78074 | 0.77914 | 0.82185 | 0.24758 | 0
Feb | 12 | 18 | Weekend | Sunday | 0.85951 | 0.96879 | 0.84789 | 0.99907 | 1 | 0.99907 | 0.99907 | 0.78728 | 0.99907 | 0.85951 | 0.85951 | 0.96664 | 0.74155 | 0.77114 | 0.28273 | 0.19327 | 0.95449 | 0.49364 | 0.22749 | 0.87143 | 0.14026 | 0.83393 | 0.30191 | 0.78728 | 0.81073 | 0.84657 | 0.409 | 1 | 0.70983 | 0.89399 | 0.34436 | 0.19751 | 0.99405 | 0.47019 | 0.33704 | 0.99499 | 0.27403 | 0.90071 | 0.37293 | 0.62768 | 0.63141 | 0.80834 | 0.28073 | 0
Feb | 12 | 19 | Weekend | Sunday | 0.84077 | 0.95467 | 0.83303 | 0.93234 | 1 | 0.93234 | 0.93234 | 0.42021 | 0.93234 | 0.84077 | 0.84077 | 0.81851 | 0.73269 | 0.82519 | 0.26352 | 0.19472 | 0.93813 | 0.53903 | 0.22875 | 0.88059 | 0.14273 | 0.84893 | 0.30758 | 0.42021 | 0.4546 | 0.75809 | 0.37152 | 0.83969 | 0.69784 | 0.92528 | 0.32032 | 0.19837 | 0.97072 | 0.5044 | 0.33831 | 1 | 0.27593 | 0.9091 | 0.37588 | 0.42488 | 0.46499 | 0.67781 | 0.27198 | 0
Feb | 12 | 20 | Weekend | Sunday | 0.82124 | 0.91067 | 0.81817 | 0.84908 | 1 | 0.84908 | 0.84908 | 0.40409 | 0.84908 | 0.82124 | 0.82124 | 0.81888 | 0.68756 | 0.86199 | 0.26375 | 0.19518 | 0.93033 | 0.48277 | 0.22965 | 0.76639 | 0.14249 | 0.90415 | 0.30749 | 0.40409 | 0.44003 | 0.73567 | 0.44513 | 0.83923 | 0.63764 | 0.98916 | 0.32023 | 0.19984 | 0.96093 | 0.44929 | 0.33916 | 0.8221 | 0.27678 | 0.97469 | 0.37801 | 0.39602 | 0.436 | 0.63958 | 0.28656 | 0
Feb | 12 | 21 | Weekend | Sunday | 0.77205 | 0.86173 | 0.79421 | 0.78724 | 1 | 0.78724 | 0.78724 | 0.16731 | 0.78724 | 0.77205 | 0.77205 | 0.81679 | 0.68529 | 0.83605 | 0.24781 | 0.19677 | 0.81971 | 0.48835 | 0.23148 | 0.77878 | 0.15629 | 0.88668 | 0.31189 | 0.16731 | 0.20589 | 0.62269 | 0.39259 | 0.8376 | 0.63262 | 0.94351 | 0.29785 | 0.20062 | 0.82554 | 0.44749 | 0.34023 | 0.81962 | 0.27771 | 0.95141 | 0.38263 | 0.23514 | 0.29839 | 0.52544 | 0.27537 | 0
Feb | 12 | 22 | Weekend | Sunday | 0.76536 | 0.84522 | 0.76766 | 0.71221 | 1 | 0.71221 | 0.71221 | 0.13419 | 0.71221 | 0.76536 | 0.76536 | 0.78982 | 0.6787 | 0.81771 | 0.23011 | 0.20162 | 0.70129 | 0.41532 | 0.2306 | 0.78791 | 0.14821 | 0.70632 | 0.31432 | 0.13419 | 0.17391 | 0.24121 | 0.47108 | 0.83515 | 0.61897 | 0.80121 | 0.27456 | 0.20584 | 0.65498 | 0.38273 | 0.33927 | 0.81586 | 0.27955 | 0.70949 | 0.38427 | 0.18826 | 0.25204 | 0.31309 | 0.29099 | 0
Feb | 12 | 23 | Weekend | Sunday | 0.73236 | 0.85935 | 0.74725 | 0.63664 | 1 | 0.63664 | 0.63664 | 0.13968 | 0.63664 | 0.73236 | 0.73236 | 0.81927 | 0.64702 | 0.55998 | 0.23822 | 0.21846 | 0.65044 | 0.46768 | 0.23653 | 0.88576 | 0.14593 | 0.50128 | 0.33374 | 0.13968 | 0.17842 | 0.35378 | 0.53622 | 0.85225 | 0.57268 | 0.52934 | 0.28621 | 0.22312 | 0.51863 | 0.4272 | 0.34334 | 0.85766 | 0.27971 | 0.46144 | 0.41057 | 0.1939 | 0.25665 | 0.45947 | 0.29811 | 0
Feb | 13 | 24 | Weekday | Monday | 0.69317 | 0.82093 | 0.76777 | 0.54502 | 0.99879 | 0.54502 | 0.54502 | 0.14367 | 0.54502 | 0.69317 | 0.69317 | 0.62604 | 0.6388 | 0.34379 | 0.23699 | 0.22888 | 0.58403 | 0.4097 | 0.23395 | 0.67713 | 0.14547 | 0.45595 | 0.34124 | 0.14367 | 0.18044 | 0.27625 | 0.50529 | 0.48726 | 0.56078 | 0.38597 | 0.28433 | 0.23382 | 0.4296 | 0.38267 | 0.3401 | 0.48625 | 0.27898 | 0.41261 | 0.42014 | 0.19368 | 0.25592 | 0.34935 | 0.29037 | 0
Feb | 13 | 1 | Weekday | Monday | 0.69357 | 0.7893 | 0.76043 | 0.52454 | 0.99879 | 0.52454 | 0.52454 | 0.14875 | 0.52454 | 0.69357 | 0.69357 | 0.19157 | 0.63786 | 0.29761 | 0.23963 | 0.23719 | 0.58823 | 0.48292 | 0.23669 | 0.23386 | 0.14871 | 0.45225 | 0.34333 | 0.14875 | 0.18453 | 0.27591 | 0.56516 | 0.31929 | 0.55586 | 0.35043 | 0.28549 | 0.24195 | 0.41736 | 0.44235 | 0.34137 | 0.33633 | 0.28168 | 0.40781 | 0.42137 | 0.19489 | 0.25653 | 0.33743 | 0.30106 | 0
Feb | 13 | 2 | Weekday | Monday | 0.69589 | 0.78227 | 0.75762 | 0.51582 | 0.99879 | 0.51582 | 0.51582 | 0.15257 | 0.51582 | 0.69589 | 0.69589 | 0.19144 | 0.6362 | 0.27593 | 0.2404 | 0.24525 | 0.59513 | 0.42278 | 0.24002 | 0.23482 | 0.14974 | 0.44582 | 0.3427 | 0.15257 | 0.19101 | 0.27927 | 0.53068 | 0.31977 | 0.55085 | 0.32029 | 0.28535 | 0.2499 | 0.41197 | 0.3957 | 0.34295 | 0.33715 | 0.28437 | 0.39638 | 0.4211 | 0.19581 | 0.25748 | 0.33881 | 0.2928 | 0
Feb | 13 | 3 | Weekday | Monday | 0.69152 | 0.78002 | 0.76213 | 0.51193 | 0.99879 | 0.51193 | 0.51193 | 0.15563 | 0.51193 | 0.69152 | 0.69152 | 0.19209 | 0.63501 | 0.27416 | 0.24417 | 0.25439 | 0.60593 | 0.49915 | 0.25151 | 0.23494 | 0.154 | 0.45566 | 0.34434 | 0.15563 | 0.19966 | 0.29047 | 0.58924 | 0.32004 | 0.54652 | 0.31925 | 0.28721 | 0.25891 | 0.40994 | 0.4579 | 0.34583 | 0.33761 | 0.2896 | 0.40405 | 0.42215 | 0.19654 | 0.25877 | 0.34639 | 0.30356 | 0
Feb | 13 | 4 | Weekday | Monday | 0.69525 | 0.78911 | 0.78491 | 0.52411 | 0.99879 | 0.52411 | 0.52411 | 0.15901 | 0.52411 | 0.69525 | 0.69525 | 0.19594 | 0.68968 | 0.30384 | 0.2583 | 0.26054 | 0.65733 | 0.59311 | 0.25775 | 0.24367 | 0.1583 | 0.48054 | 0.34976 | 0.15901 | 0.20643 | 0.34074 | 0.54955 | 0.32779 | 0.61162 | 0.33881 | 0.30129 | 0.26473 | 0.46294 | 0.55 | 0.34959 | 0.35027 | 0.29414 | 0.42711 | 0.42818 | 0.19728 | 0.25977 | 0.40421 | 0.29478 | 0
Feb | 13 | 5 | Weekday | Monday | 0.66871 | 0.82628 | 0.84185 | 0.61159 | 0.99879 | 0.61159 | 0.61159 | 0.16136 | 0.61159 | 0.66871 | 0.66871 | 0.65291 | 0.7576 | 0.4109 | 0.30131 | 0.28008 | 0.76773 | 0.75737 | 0.26904 | 0.7095 | 0.16204 | 0.55647 | 0.37492 | 0.16136 | 0.21336 | 0.34326 | 0.60696 | 0.49412 | 0.61128 | 0.42996 | 0.3502 | 0.28439 | 0.5761 | 0.67749 | 0.35172 | 0.49177 | 0.2994 | 0.50743 | 0.45786 | 0.19793 | 0.2608 | 0.40566 | 0.30558 | 0
Feb | 13 | 6 | Weekday | Monday | 0.69218 | 0.87726 | 0.92092 | 0.71854 | 0.0044286 | 0.71854 | 0.71854 | 0.96458 | 0.71854 | 0.69218 | 0.69218 | 0.85534 | 0.84968 | 0.69293 | 0.56811 | 0.97552 | 0.8985 | 0.90161 | 0.89128 | 1 | 0.94189 | 0.78463 | 0.78343 | 0.96458 | 1 | 0.81692 | 0.73147 | 0.80821 | 0.78066 | 0.7427 | 0.40235 | 1 | 0.66447 | 0.85808 | 0.38061 | 0.9707 | 0.42906 | 0.76559 | 0.54781 | 0.36418 | 0.32849 | 0.55157 | 0.34826 | 0
Feb | 13 | 7 | Weekday | Monday | 0.72036 | 0.89818 | 0.9728 | 0.72392 | 0.0044286 | 0.72392 | 0.72392 | 0.82406 | 0.72392 | 0.72036 | 0.72036 | 0.9513 | 0.91739 | 0.97524 | 0.72559 | 0.88798 | 0.87017 | 0.97528 | 0.93717 | 0.9478 | 0.99407 | 0.90466 | 0.7682 | 0.82406 | 0.82892 | 0.76909 | 0.8075 | 0.90785 | 0.86896 | 0.93593 | 0.48655 | 0.83097 | 0.64305 | 0.94947 | 0.7135 | 0.90643 | 0.78496 | 0.90206 | 0.50253 | 0.38114 | 0.30474 | 0.54043 | 0.54783 | 0
Feb | 13 | 8 | Weekday | Monday | 0.78765 | 0.93683 | 0.99349 | 0.7271 | 0.0044286 | 0.7271 | 0.7271 | 0.90489 | 0.7271 | 0.78765 | 0.78765 | 0.9645 | 0.94431 | 0.8427 | 1 | 1 | 0.85013 | 0.97629 | 1 | 0.82206 | 1 | 0.83655 | 1 | 0.90489 | 0.89536 | 0.94377 | 0.94747 | 0.90798 | 0.9074 | 0.79111 | 1 | 0.95282 | 0.62361 | 0.95862 | 0.97292 | 0.7292 | 0.98475 | 0.80677 | 0.993 | 0.59256 | 0.5212 | 0.82033 | 0.82608 | 0
Feb | 13 | 9 | Weekday | Monday | 0.89623 | 0.95407 | 0.99841 | 0.68603 | 0.0044286 | 0.68603 | 0.68603 | 1 | 0.68603 | 0.89623 | 0.89623 | 0.82914 | 0.96876 | 0.72894 | 0.92275 | 0.87665 | 0.75788 | 1 | 0.95548 | 0.80844 | 0.96282 | 0.7857 | 0.94418 | 1 | 0.97558 | 0.97005 | 1 | 0.74497 | 0.93995 | 0.70122 | 0.96272 | 0.83234 | 0.55033 | 1 | 0.97254 | 0.72962 | 0.98473 | 0.76612 | 0.99105 | 0.85174 | 0.79052 | 0.90657 | 0.99592 | 0
Feb | 13 | 10 | Weekday | Monday | 0.97613 | 0.97788 | 1 | 0.67234 | 0.0044286 | 0.67234 | 0.67234 | 0.97602 | 0.67234 | 0.97613 | 0.97613 | 0.96848 | 0.97941 | 0.59995 | 0.85552 | 0.83341 | 0.66248 | 0.98504 | 0.94196 | 0.89415 | 0.93835 | 0.61952 | 0.91368 | 0.97602 | 0.94123 | 0.92561 | 0.9505 | 0.90822 | 0.95817 | 0.55611 | 0.91426 | 0.79598 | 0.47365 | 0.98827 | 0.99517 | 0.90679 | 0.99762 | 0.57807 | 0.98935 | 0.88738 | 0.83079 | 0.87743 | 0.99534 | 0
Feb | 13 | 11 | Weekday | Monday | 1 | 0.99115 | 0.99346 | 0.6646 | 0.0044286 | 0.6646 | 0.6646 | 0.92499 | 0.6646 | 1 | 1 | 0.94744 | 0.98576 | 0.56435 | 0.83323 | 0.81099 | 0.62292 | 0.96968 | 0.91125 | 0.88929 | 0.9036 | 0.60031 | 0.89204 | 0.92499 | 0.88204 | 1 | 0.91012 | 0.92485 | 0.97119 | 0.55746 | 0.91454 | 0.78129 | 0.47432 | 0.97962 | 1 | 0.94765 | 1 | 0.57137 | 0.9887 | 0.88498 | 0.83079 | 1 | 0.99395 | 0
Feb | 13 | 12 | Weekday | Monday | 0.97853 | 0.98927 | 0.98297 | 0.65482 | 0.0044286 | 0.65482 | 0.65482 | 0.8962 | 0.65482 | 0.97853 | 0.97853 | 0.90123 | 0.96052 | 0.56184 | 0.78938 | 0.81736 | 0.59076 | 0.91912 | 0.89923 | 0.83753 | 0.8858 | 0.59067 | 0.86537 | 0.8962 | 0.84909 | 0.93175 | 0.82695 | 0.90935 | 0.94827 | 0.5594 | 0.86809 | 0.79345 | 0.46461 | 0.92791 | 0.99599 | 0.91477 | 0.99777 | 0.56469 | 0.94462 | 0.88378 | 0.83079 | 0.92659 | 0.90159 | 0
Feb | 13 | 13 | Weekday | Monday | 0.94738 | 0.99116 | 0.98198 | 0.64409 | 0.0044286 | 0.64409 | 0.64409 | 0.87252 | 0.64409 | 0.94738 | 0.94738 | 0.7783 | 0.98913 | 0.54205 | 0.81255 | 0.77493 | 0.56597 | 0.94115 | 0.89315 | 0.82413 | 0.87403 | 0.5827 | 0.87321 | 0.87252 | 0.82284 | 0.91347 | 0.87455 | 0.74549 | 0.9813 | 0.53046 | 0.91495 | 0.75556 | 0.45587 | 0.95859 | 0.97325 | 0.90775 | 0.98467 | 0.56185 | 0.98995 | 0.88352 | 0.83079 | 0.91463 | 0.99351 | 0
Feb | 13 | 14 | Weekday | Monday | 0.9307 | 0.9952 | 0.96797 | 0.65504 | 0.0044286 | 0.65504 | 0.65504 | 0.85554 | 0.65504 | 0.9307 | 0.9307 | 0.75927 | 0.99194 | 0.53746 | 0.80262 | 0.72975 | 0.54661 | 0.93424 | 0.87872 | 0.71434 | 0.85775 | 0.57763 | 0.85757 | 0.85554 | 0.80455 | 0.8952 | 0.87128 | 0.74551 | 0.98863 | 0.52817 | 0.91461 | 0.714 | 0.45098 | 0.95636 | 0.97348 | 0.73053 | 0.9846 | 0.55816 | 0.98937 | 0.88352 | 0.83079 | 0.90005 | 0.99421 | 0
Feb | 13 | 15 | Weekday | Monday | 0.90947 | 0.99404 | 0.95153 | 0.69115 | 0.0044286 | 0.69115 | 0.69115 | 0.84338 | 0.69115 | 0.90947 | 0.90947 | 0.80134 | 0.99293 | 0.53005 | 0.80429 | 0.72015 | 0.57507 | 0.89451 | 0.87371 | 0.72721 | 0.83102 | 0.57413 | 0.85343 | 0.84338 | 0.79292 | 0.88108 | 0.8719 | 0.74524 | 0.99209 | 0.51641 | 0.91395 | 0.70495 | 0.48452 | 0.92287 | 0.96134 | 0.73 | 0.96713 | 0.55179 | 0.99021 | 0.88441 | 0.83079 | 0.88727 | 0.99371 | 0
Feb | 13 | 16 | Weekday | Monday | 0.87572 | 0.99609 | 0.94075 | 0.78357 | 0.99879 | 0.78357 | 0.78357 | 0.85757 | 0.78357 | 0.87572 | 0.87572 | 0.94941 | 0.9958 | 0.54068 | 0.85256 | 0.75174 | 0.72955 | 0.89678 | 0.84983 | 0.73387 | 0.79382 | 0.56306 | 0.86877 | 0.85757 | 0.81353 | 0.88738 | 0.895 | 0.91285 | 0.99582 | 0.57211 | 0.964 | 0.73611 | 0.67647 | 0.92561 | 0.961 | 0.73269 | 0.95725 | 0.59289 | 1 | 0.89117 | 0.8373 | 0.8907 | 1 | 0
Feb | 13 | 17 | Weekday | Monday | 0.87839 | 1 | 0.9327 | 0.93643 | 0.99879 | 0.93643 | 0.93643 | 0.96062 | 0.93643 | 0.87839 | 0.87839 | 0.99361 | 1 | 0.6651 | 0.81943 | 0.81454 | 0.9399 | 0.94035 | 0.73667 | 0.90028 | 0.76471 | 0.72132 | 0.79102 | 0.96062 | 0.96003 | 0.92739 | 0.49136 | 0.99135 | 1 | 0.71349 | 0.9031 | 0.8005 | 0.93327 | 0.97182 | 0.75528 | 0.98631 | 0.81773 | 0.76994 | 0.80834 | 1 | 1 | 0.9304 | 0.45426 | 0
Feb | 13 | 18 | Weekday | Monday | 0.85324 | 0.99112 | 0.91119 | 1 | 0.99879 | 1 | 1 | 0.85579 | 1 | 0.85324 | 0.85324 | 1 | 0.81164 | 0.87282 | 0.69806 | 0.6987 | 1 | 0.63417 | 0.76679 | 0.92101 | 0.78633 | 0.82049 | 0.74626 | 0.85579 | 0.86757 | 0.9416 | 0.3804 | 0.99953 | 0.79031 | 0.90091 | 0.72237 | 0.67502 | 1 | 0.63914 | 0.7617 | 0.99417 | 0.82294 | 0.85211 | 0.69849 | 0.80775 | 0.80921 | 0.93272 | 0.2732 | 0
Feb | 13 | 19 | Weekday | Monday | 0.81637 | 0.97633 | 0.89173 | 0.94881 | 0.99879 | 0.94881 | 0.94881 | 0.86459 | 0.94881 | 0.81637 | 0.81637 | 0.86787 | 0.80454 | 0.83812 | 0.69332 | 0.70876 | 0.98688 | 0.63873 | 0.78659 | 0.93462 | 0.79017 | 0.83615 | 0.76086 | 0.86459 | 0.88354 | 0.89439 | 0.47107 | 0.83795 | 0.77829 | 0.91855 | 0.69857 | 0.68111 | 0.97704 | 0.64056 | 0.76272 | 0.99713 | 0.82353 | 0.87891 | 0.69906 | 0.77799 | 0.77829 | 0.85742 | 0.29015 | 0
Feb | 13 | 20 | Weekday | Monday | 0.79517 | 0.9261 | 0.8731 | 0.86896 | 0.99879 | 0.86896 | 0.86896 | 0.83941 | 0.86896 | 0.79517 | 0.79517 | 0.8634 | 0.71782 | 0.88642 | 0.60431 | 0.68759 | 0.98374 | 0.58272 | 0.79991 | 0.82428 | 0.80482 | 0.91806 | 0.73903 | 0.83941 | 0.86424 | 0.83108 | 0.43079 | 0.83759 | 0.66901 | 1 | 0.55826 | 0.65379 | 0.96777 | 0.55641 | 0.76282 | 0.81942 | 0.82371 | 0.97025 | 0.65425 | 0.71682 | 0.71644 | 0.76164 | 0.2802 | 0
Feb | 13 | 21 | Weekday | Monday | 0.7408 | 0.86495 | 0.84558 | 0.79498 | 0.99879 | 0.79498 | 0.79498 | 0.3099 | 0.79498 | 0.7408 | 0.7408 | 0.86772 | 0.68915 | 0.94201 | 0.59979 | 0.70908 | 0.87757 | 0.48481 | 0.23506 | 0.8372 | 0.14199 | 0.8896 | 0.748 | 0.3099 | 0.34412 | 0.64758 | 0.51681 | 0.8363 | 0.63362 | 0.98082 | 0.53445 | 0.67255 | 0.83285 | 0.46205 | 0.33689 | 0.81751 | 0.27215 | 0.91574 | 0.65469 | 0.34291 | 0.39196 | 0.5462 | 0.29649 | 0
Feb | 13 | 22 | Weekday | Monday | 0.74035 | 0.83133 | 0.81655 | 0.6932 | 0.99879 | 0.6932 | 0.6932 | 0.13666 | 0.6932 | 0.74035 | 0.74035 | 0.84516 | 0.64496 | 0.76179 | 0.28057 | 0.22962 | 0.76366 | 0.39078 | 0.23148 | 0.84781 | 0.13967 | 0.67202 | 0.35141 | 0.13666 | 0.17615 | 0.24727 | 0.46471 | 0.83477 | 0.57746 | 0.76131 | 0.3421 | 0.2347 | 0.66275 | 0.36413 | 0.33681 | 0.81527 | 0.27233 | 0.66015 | 0.43316 | 0.19206 | 0.25529 | 0.32081 | 0.28431 | 0
Feb | 13 | 23 | Weekday | Monday | 0.7077 | 0.84558 | 0.79254 | 0.60062 | 0.99879 | 0.60062 | 0.60062 | 0.13968 | 0.60062 | 0.7077 | 0.7077 | 0.81927 | 0.64702 | 0.55998 | 0.23822 | 0.21846 | 0.65044 | 0.46768 | 0.23653 | 0.88576 | 0.14593 | 0.50128 | 0.33374 | 0.13968 | 0.17842 | 0.35378 | 0.53622 | 0.85225 | 0.57268 | 0.52934 | 0.28621 | 0.22312 | 0.51863 | 0.4272 | 0.34334 | 0.85766 | 0.27971 | 0.46144 | 0.41057 | 0.1939 | 0.25665 | 0.45947 | 0.29811 | 0
Feb | 14 | 24 | Weekday | Tuesday | 0.69317 | 0.82093 | 0.76777 | 0.54502 | 0.99879 | 0.54502 | 0.54502 | 0.14367 | 0.54502 | 0.69317 | 0.69317 | 0.62604 | 0.6388 | 0.34379 | 0.23699 | 0.22888 | 0.58403 | 0.4097 | 0.23395 | 0.67713 | 0.14547 | 0.45595 | 0.34124 | 0.14367 | 0.18044 | 0.27625 | 0.50529 | 0.48726 | 0.56078 | 0.38597 | 0.28433 | 0.23382 | 0.4296 | 0.38267 | 0.3401 | 0.48625 | 0.27898 | 0.41261 | 0.42014 | 0.19368 | 0.25592 | 0.34935 | 0.29037 | 0
Feb | 14 | 1 | Weekday | Tuesday | 0.69357 | 0.7893 | 0.76043 | 0.52454 | 0.99879 | 0.52454 | 0.52454 | 0.14875 | 0.52454 | 0.69357 | 0.69357 | 0.19157 | 0.63786 | 0.29761 | 0.23963 | 0.23719 | 0.58823 | 0.48292 | 0.23669 | 0.23386 | 0.14871 | 0.45225 | 0.34333 | 0.14875 | 0.18453 | 0.27591 | 0.56516 | 0.31929 | 0.55586 | 0.35043 | 0.28549 | 0.24195 | 0.41736 | 0.44235 | 0.34137 | 0.33633 | 0.28168 | 0.40781 | 0.42137 | 0.19489 | 0.25653 | 0.33743 | 0.30106 | 0
Feb | 14 | 2 | Weekday | Tuesday | 0.69589 | 0.78227 | 0.75762 | 0.51582 | 0.99879 | 0.51582 | 0.51582 | 0.15257 | 0.51582 | 0.69589 | 0.69589 | 0.19144 | 0.6362 | 0.27593 | 0.2404 | 0.24525 | 0.59513 | 0.42278 | 0.24002 | 0.23482 | 0.14974 | 0.44582 | 0.3427 | 0.15257 | 0.19101 | 0.27927 | 0.53068 | 0.31977 | 0.55085 | 0.32029 | 0.28535 | 0.2499 | 0.41197 | 0.3957 | 0.34295 | 0.33715 | 0.28437 | 0.39638 | 0.4211 | 0.19581 | 0.25748 | 0.33881 | 0.2928 | 0
Feb | 14 | 3 | Weekday | Tuesday | 0.69152 | 0.78002 | 0.76213 | 0.51193 | 0.99879 | 0.51193 | 0.51193 | 0.15563 | 0.51193 | 0.69152 | 0.69152 | 0.19209 | 0.63501 | 0.27416 | 0.24417 | 0.25439 | 0.60593 | 0.49915 | 0.25151 | 0.23494 | 0.154 | 0.45566 | 0.34434 | 0.15563 | 0.19966 | 0.29047 | 0.58924 | 0.32004 | 0.54652 | 0.31925 | 0.28721 | 0.25891 | 0.40994 | 0.4579 | 0.34583 | 0.33761 | 0.2896 | 0.40405 | 0.42215 | 0.19654 | 0.25877 | 0.34639 | 0.30356 | 0
Feb | 14 | 4 | Weekday | Tuesday | 0.69525 | 0.78911 | 0.78491 | 0.52411 | 0.99879 | 0.52411 | 0.52411 | 0.15901 | 0.52411 | 0.69525 | 0.69525 | 0.19594 | 0.68968 | 0.30384 | 0.2583 | 0.26054 | 0.65733 | 0.59311 | 0.25775 | 0.24367 | 0.1583 | 0.48054 | 0.34976 | 0.15901 | 0.20643 | 0.34074 | 0.54955 | 0.32779 | 0.61162 | 0.33881 | 0.30129 | 0.26473 | 0.46294 | 0.55 | 0.34959 | 0.35027 | 0.29414 | 0.42711 | 0.42818 | 0.19728 | 0.25977 | 0.40421 | 0.29478 | 0
Feb | 14 | 5 | Weekday | Tuesday | 0.66871 | 0.82628 | 0.84185 | 0.61159 | 0.99879 | 0.61159 | 0.61159 | 0.16136 | 0.61159 | 0.66871 | 0.66871 | 0.65291 | 0.7576 | 0.4109 | 0.30131 | 0.28008 | 0.76773 | 0.75737 | 0.26904 | 0.7095 | 0.16204 | 0.55647 | 0.37492 | 0.16136 | 0.21336 | 0.34326 | 0.60696 | 0.49412 | 0.61128 | 0.42996 | 0.3502 | 0.28439 | 0.5761 | 0.67749 | 0.35172 | 0.49177 | 0.2994 | 0.50743 | 0.45786 | 0.19793 | 0.2608 | 0.40566 | 0.30558 | 0
Feb | 14 | 6 | Weekday | Tuesday | 0.69218 | 0.87726 | 0.92092 | 0.71854 | 0.0044286 | 0.71854 | 0.71854 | 0.96458 | 0.71854 | 0.69218 | 0.69218 | 0.85534 | 0.84968 | 0.69293 | 0.56811 | 0.97552 | 0.8985 | 0.90161 | 0.89128 | 1 | 0.94189 | 0.78463 | 0.78343 | 0.96458 | 1 | 0.81692 | 0.73147 | 0.80821 | 0.78066 | 0.7427 | 0.40235 | 1 | 0.66447 | 0.85808 | 0.38061 | 0.9707 | 0.42906 | 0.76559 | 0.54781 | 0.36418 | 0.32849 | 0.55157 | 0.34826 | 0
Feb | 14 | 7 | Weekday | Tuesday | 0.72036 | 0.89818 | 0.9728 | 0.72392 | 0.0044286 | 0.72392 | 0.72392 | 0.82406 | 0.72392 | 0.72036 | 0.72036 | 0.9513 | 0.91739 | 0.97524 | 0.72559 | 0.88798 | 0.87017 | 0.97528 | 0.93717 | 0.9478 | 0.99407 | 0.90466 | 0.7682 | 0.82406 | 0.82892 | 0.76909 | 0.8075 | 0.90785 | 0.86896 | 0.93593 | 0.48655 | 0.83097 | 0.64305 | 0.94947 | 0.7135 | 0.90643 | 0.78496 | 0.90206 | 0.50253 | 0.38114 | 0.30474 | 0.54043 | 0.54783 | 0
Feb | 14 | 8 | Weekday | Tuesday | 0.78765 | 0.93683 | 0.99349 | 0.7271 | 0.0044286 | 0.7271 | 0.7271 | 0.90489 | 0.7271 | 0.78765 | 0.78765 | 0.9645 | 0.94431 | 0.8427 | 1 | 1 | 0.85013 | 0.97629 | 1 | 0.82206 | 1 | 0.83655 | 1 | 0.90489 | 0.89536 | 0.94377 | 0.94747 | 0.90798 | 0.9074 | 0.79111 | 1 | 0.95282 | 0.62361 | 0.95862 | 0.97292 | 0.7292 | 0.98475 | 0.80677 | 0.993 | 0.59256 | 0.5212 | 0.82033 | 0.82608 | 0
Feb | 14 | 9 | Weekday | Tuesday | 0.89623 | 0.95407 | 0.99841 | 0.68603 | 0.0044286 | 0.68603 | 0.68603 | 1 | 0.68603 | 0.89623 | 0.89623 | 0.82914 | 0.96876 | 0.72894 | 0.92275 | 0.87665 | 0.75788 | 1 | 0.95548 | 0.80844 | 0.96282 | 0.7857 | 0.94418 | 1 | 0.97558 | 0.97005 | 1 | 0.74497 | 0.93995 | 0.70122 | 0.96272 | 0.83234 | 0.55033 | 1 | 0.97254 | 0.72962 | 0.98473 | 0.76612 | 0.99105 | 0.85174 | 0.79052 | 0.90657 | 0.99592 | 0
Feb | 14 | 10 | Weekday | Tuesday | 0.97613 | 0.97788 | 1 | 0.67234 | 0.0044286 | 0.67234 | 0.67234 | 0.97602 | 0.67234 | 0.97613 | 0.97613 | 0.96848 | 0.97941 | 0.59995 | 0.85552 | 0.83341 | 0.66248 | 0.98504 | 0.94196 | 0.89415 | 0.93835 | 0.61952 | 0.91368 | 0.97602 | 0.94123 | 0.92561 | 0.9505 | 0.90822 | 0.95817 | 0.55611 | 0.91426 | 0.79598 | 0.47365 | 0.98827 | 0.99517 | 0.90679 | 0.99762 | 0.57807 | 0.98935 | 0.88738 | 0.83079 | 0.87743 | 0.99534 | 0
Feb | 14 | 11 | Weekday | Tuesday | 1 | 0.99115 | 0.99346 | 0.6646 | 0.0044286 | 0.6646 | 0.6646 | 0.92499 | 0.6646 | 1 | 1 | 0.94744 | 0.98576 | 0.56435 | 0.83323 | 0.81099 | 0.62292 | 0.96968 | 0.91125 | 0.88929 | 0.9036 | 0.60031 | 0.89204 | 0.92499 | 0.88204 | 1 | 0.91012 | 0.92485 | 0.97119 | 0.55746 | 0.91454 | 0.78129 | 0.47432 | 0.97962 | 1 | 0.94765 | 1 | 0.57137 | 0.9887 | 0.88498 | 0.83079 | 1 | 0.99395 | 0
Feb | 14 | 12 | Weekday | Tuesday | 0.97853 | 0.98927 | 0.98297 | 0.65482 | 0.0044286 | 0.65482 | 0.65482 | 0.8962 | 0.65482 | 0.97853 | 0.97853 | 0.90123 | 0.96052 | 0.56184 | 0.78938 | 0.81736 | 0.59076 | 0.91912 | 0.89923 | 0.83753 | 0.8858 | 0.59067 | 0.86537 | 0.8962 | 0.84909 | 0.93175 | 0.82695 | 0.90935 | 0.94827 | 0.5594 | 0.86809 | 0.79345 | 0.46461 | 0.92791 | 0.99599 | 0.91477 | 0.99777 | 0.56469 | 0.94462 | 0.88378 | 0.83079 | 0.92659 | 0.90159 | 0
Feb | 14 | 13 | Weekday | Tuesday | 0.94738 | 0.99116 | 0.98198 | 0.64409 | 0.0044286 | 0.64409 | 0.64409 | 0.87252 | 0.64409 | 0.94738 | 0.94738 | 0.7783 | 0.98913 | 0.54205 | 0.81255 | 0.77493 | 0.56597 | 0.94115 | 0.89315 | 0.82413 | 0.87403 | 0.5827 | 0.87321 | 0.87252 | 0.82284 | 0.91347 | 0.87455 | 0.74549 | 0.9813 | 0.53046 | 0.91495 | 0.75556 | 0.45587 | 0.95859 | 0.97325 | 0.90775 | 0.98467 | 0.56185 | 0.98995 | 0.88352 | 0.83079 | 0.91463 | 0.99351 | 0
Feb | 14 | 14 | Weekday | Tuesday | 0.9307 | 0.9952 | 0.96797 | 0.65504 | 0.0044286 | 0.65504 | 0.65504 | 0.85554 | 0.65504 | 0.9307 | 0.9307 | 0.75927 | 0.99194 | 0.53746 | 0.80262 | 0.72975 | 0.54661 | 0.93424 | 0.87872 | 0.71434 | 0.85775 | 0.57763 | 0.85757 | 0.85554 | 0.80455 | 0.8952 | 0.87128 | 0.74551 | 0.98863 | 0.52817 | 0.91461 | 0.714 | 0.45098 | 0.95636 | 0.97348 | 0.73053 | 0.9846 | 0.55816 | 0.98937 | 0.88352 | 0.83079 | 0.90005 | 0.99421 | 0
Feb | 14 | 15 | Weekday | Tuesday | 0.90947 | 0.99404 | 0.95153 | 0.69115 | 0.0044286 | 0.69115 | 0.69115 | 0.84338 | 0.69115 | 0.90947 | 0.90947 | 0.80134 | 0.99293 | 0.53005 | 0.80429 | 0.72015 | 0.57507 | 0.89451 | 0.87371 | 0.72721 | 0.83102 | 0.57413 | 0.85343 | 0.84338 | 0.79292 | 0.88108 | 0.8719 | 0.74524 | 0.99209 | 0.51641 | 0.91395 | 0.70495 | 0.48452 | 0.92287 | 0.96134 | 0.73 | 0.96713 | 0.55179 | 0.99021 | 0.88441 | 0.83079 | 0.88727 | 0.99371 | 0
Feb | 14 | 16 | Weekday | Tuesday | 0.87572 | 0.99609 | 0.94075 | 0.78357 | 0.99879 | 0.78357 | 0.78357 | 0.85757 | 0.78357 | 0.87572 | 0.87572 | 0.94941 | 0.9958 | 0.54068 | 0.85256 | 0.75174 | 0.72955 | 0.89678 | 0.84983 | 0.73387 | 0.79382 | 0.56306 | 0.86877 | 0.85757 | 0.81353 | 0.88738 | 0.895 | 0.91285 | 0.99582 | 0.57211 | 0.964 | 0.73611 | 0.67647 | 0.92561 | 0.961 | 0.73269 | 0.95725 | 0.59289 | 1 | 0.89117 | 0.8373 | 0.8907 | 1 | 0
Feb | 14 | 17 | Weekday | Tuesday | 0.87839 | 1 | 0.9327 | 0.93643 | 0.99879 | 0.93643 | 0.93643 | 0.96062 | 0.93643 | 0.87839 | 0.87839 | 0.99361 | 1 | 0.6651 | 0.81943 | 0.81454 | 0.9399 | 0.94035 | 0.73667 | 0.90028 | 0.76471 | 0.72132 | 0.79102 | 0.96062 | 0.96003 | 0.92739 | 0.49136 | 0.99135 | 1 | 0.71349 | 0.9031 | 0.8005 | 0.93327 | 0.97182 | 0.75528 | 0.98631 | 0.81773 | 0.76994 | 0.80834 | 1 | 1 | 0.9304 | 0.45426 | 0
Feb | 14 | 18 | Weekday | Tuesday | 0.85324 | 0.99112 | 0.91119 | 1 | 0.99879 | 1 | 1 | 0.85579 | 1 | 0.85324 | 0.85324 | 1 | 0.81164 | 0.87282 | 0.69806 | 0.6987 | 1 | 0.63417 | 0.76679 | 0.92101 | 0.78633 | 0.82049 | 0.74626 | 0.85579 | 0.86757 | 0.9416 | 0.3804 | 0.99953 | 0.79031 | 0.90091 | 0.72237 | 0.67502 | 1 | 0.63914 | 0.7617 | 0.99417 | 0.82294 | 0.85211 | 0.69849 | 0.80775 | 0.80921 | 0.93272 | 0.2732 | 0
Feb | 14 | 19 | Weekday | Tuesday | 0.81637 | 0.97633 | 0.89173 | 0.94881 | 0.99879 | 0.94881 | 0.94881 | 0.86459 | 0.94881 | 0.81637 | 0.81637 | 0.86787 | 0.80454 | 0.83812 | 0.69332 | 0.70876 | 0.98688 | 0.63873 | 0.78659 | 0.93462 | 0.79017 | 0.83615 | 0.76086 | 0.86459 | 0.88354 | 0.89439 | 0.47107 | 0.83795 | 0.77829 | 0.91855 | 0.69857 | 0.68111 | 0.97704 | 0.64056 | 0.76272 | 0.99713 | 0.82353 | 0.87891 | 0.69906 | 0.77799 | 0.77829 | 0.85742 | 0.29015 | 0
Feb | 14 | 20 | Weekday | Tuesday | 0.79517 | 0.9261 | 0.8731 | 0.86896 | 0.99879 | 0.86896 | 0.86896 | 0.83941 | 0.86896 | 0.79517 | 0.79517 | 0.8634 | 0.71782 | 0.88642 | 0.60431 | 0.68759 | 0.98374 | 0.58272 | 0.79991 | 0.82428 | 0.80482 | 0.91806 | 0.73903 | 0.83941 | 0.86424 | 0.83108 | 0.43079 | 0.83759 | 0.66901 | 1 | 0.55826 | 0.65379 | 0.96777 | 0.55641 | 0.76282 | 0.81942 | 0.82371 | 0.97025 | 0.65425 | 0.71682 | 0.71644 | 0.76164 | 0.2802 | 0
Feb | 14 | 21 | Weekday | Tuesday | 0.7408 | 0.86495 | 0.84558 | 0.79498 | 0.99879 | 0.79498 | 0.79498 | 0.3099 | 0.79498 | 0.7408 | 0.7408 | 0.86772 | 0.68915 | 0.94201 | 0.59979 | 0.70908 | 0.87757 | 0.48481 | 0.23506 | 0.8372 | 0.14199 | 0.8896 | 0.748 | 0.3099 | 0.34412 | 0.64758 | 0.51681 | 0.8363 | 0.63362 | 0.98082 | 0.53445 | 0.67255 | 0.83285 | 0.46205 | 0.33689 | 0.81751 | 0.27215 | 0.91574 | 0.65469 | 0.34291 | 0.39196 | 0.5462 | 0.29649 | 0
Feb | 14 | 22 | Weekday | Tuesday | 0.74035 | 0.83133 | 0.81655 | 0.6932 | 0.99879 | 0.6932 | 0.6932 | 0.13666 | 0.6932 | 0.74035 | 0.74035 | 0.84516 | 0.64496 | 0.76179 | 0.28057 | 0.22962 | 0.76366 | 0.39078 | 0.23148 | 0.84781 | 0.13967 | 0.67202 | 0.35141 | 0.13666 | 0.17615 | 0.24727 | 0.46471 | 0.83477 | 0.57746 | 0.76131 | 0.3421 | 0.2347 | 0.66275 | 0.36413 | 0.33681 | 0.81527 | 0.27233 | 0.66015 | 0.43316 | 0.19206 | 0.25529 | 0.32081 | 0.28431 | 0
Feb | 14 | 23 | Weekday | Tuesday | 0.7077 | 0.84558 | 0.79254 | 0.60062 | 0.99879 | 0.60062 | 0.60062 | 0.13968 | 0.60062 | 0.7077 | 0.7077 | 0.81927 | 0.64702 | 0.55998 | 0.23822 | 0.21846 | 0.65044 | 0.46768 | 0.23653 | 0.88576 | 0.14593 | 0.50128 | 0.33374 | 0.13968 | 0.17842 | 0.35378 | 0.53622 | 0.85225 | 0.57268 | 0.52934 | 0.28621 | 0.22312 | 0.51863 | 0.4272 | 0.34334 | 0.85766 | 0.27971 | 0.46144 | 0.41057 | 0.1939 | 0.25665 | 0.45947 | 0.29811 | 0
Feb | 15 | 24 | Weekday | Wednesday | 0.69317 | 0.82093 | 0.76777 | 0.54502 | 0.99879 | 0.54502 | 0.54502 | 0.14367 | 0.54502 | 0.69317 | 0.69317 | 0.62604 | 0.6388 | 0.34379 | 0.23699 | 0.22888 | 0.58403 | 0.4097 | 0.23395 | 0.67713 | 0.14547 | 0.45595 | 0.34124 | 0.14367 | 0.18044 | 0.27625 | 0.50529 | 0.48726 | 0.56078 | 0.38597 | 0.28433 | 0.23382 | 0.4296 | 0.38267 | 0.3401 | 0.48625 | 0.27898 | 0.41261 | 0.42014 | 0.19368 | 0.25592 | 0.34935 | 0.29037 | 0
Feb | 15 | 1 | Weekday | Wednesday | 0.69357 | 0.7893 | 0.76043 | 0.52454 | 0.99879 | 0.52454 | 0.52454 | 0.14875 | 0.52454 | 0.69357 | 0.69357 | 0.19157 | 0.63786 | 0.29761 | 0.23963 | 0.23719 | 0.58823 | 0.48292 | 0.23669 | 0.23386 | 0.14871 | 0.45225 | 0.34333 | 0.14875 | 0.18453 | 0.27591 | 0.56516 | 0.31929 | 0.55586 | 0.35043 | 0.28549 | 0.24195 | 0.41736 | 0.44235 | 0.34137 | 0.33633 | 0.28168 | 0.40781 | 0.42137 | 0.19489 | 0.25653 | 0.33743 | 0.30106 | 0
Feb | 15 | 2 | Weekday | Wednesday | 0.69589 | 0.78227 | 0.75762 | 0.51582 | 0.99879 | 0.51582 | 0.51582 | 0.15257 | 0.51582 | 0.69589 | 0.69589 | 0.19144 | 0.6362 | 0.27593 | 0.2404 | 0.24525 | 0.59513 | 0.42278 | 0.24002 | 0.23482 | 0.14974 | 0.44582 | 0.3427 | 0.15257 | 0.19101 | 0.27927 | 0.53068 | 0.31977 | 0.55085 | 0.32029 | 0.28535 | 0.2499 | 0.41197 | 0.3957 | 0.34295 | 0.33715 | 0.28437 | 0.39638 | 0.4211 | 0.19581 | 0.25748 | 0.33881 | 0.2928 | 0
Feb | 15 | 3 | Weekday | Wednesday | 0.69152 | 0.78002 | 0.76213 | 0.51193 | 0.99879 | 0.51193 | 0.51193 | 0.15563 | 0.51193 | 0.69152 | 0.69152 | 0.19209 | 0.63501 | 0.27416 | 0.24417 | 0.25439 | 0.60593 | 0.49915 | 0.25151 | 0.23494 | 0.154 | 0.45566 | 0.34434 | 0.15563 | 0.19966 | 0.29047 | 0.58924 | 0.32004 | 0.54652 | 0.31925 | 0.28721 | 0.25891 | 0.40994 | 0.4579 | 0.34583 | 0.33761 | 0.2896 | 0.40405 | 0.42215 | 0.19654 | 0.25877 | 0.34639 | 0.30356 | 0
Feb | 15 | 4 | Weekday | Wednesday | 0.69525 | 0.78911 | 0.78491 | 0.52411 | 0.99879 | 0.52411 | 0.52411 | 0.15901 | 0.52411 | 0.69525 | 0.69525 | 0.19594 | 0.68968 | 0.30384 | 0.2583 | 0.26054 | 0.65733 | 0.59311 | 0.25775 | 0.24367 | 0.1583 | 0.48054 | 0.34976 | 0.15901 | 0.20643 | 0.34074 | 0.54955 | 0.32779 | 0.61162 | 0.33881 | 0.30129 | 0.26473 | 0.46294 | 0.55 | 0.34959 | 0.35027 | 0.29414 | 0.42711 | 0.42818 | 0.19728 | 0.25977 | 0.40421 | 0.29478 | 0
Feb | 15 | 5 | Weekday | Wednesday | 0.66871 | 0.82628 | 0.84185 | 0.61159 | 0.99879 | 0.61159 | 0.61159 | 0.16136 | 0.61159 | 0.66871 | 0.66871 | 0.65291 | 0.7576 | 0.4109 | 0.30131 | 0.28008 | 0.76773 | 0.75737 | 0.26904 | 0.7095 | 0.16204 | 0.55647 | 0.37492 | 0.16136 | 0.21336 | 0.34326 | 0.60696 | 0.49412 | 0.61128 | 0.42996 | 0.3502 | 0.28439 | 0.5761 | 0.67749 | 0.35172 | 0.49177 | 0.2994 | 0.50743 | 0.45786 | 0.19793 | 0.2608 | 0.40566 | 0.30558 | 0
Feb | 15 | 6 | Weekday | Wednesday | 0.69218 | 0.87726 | 0.92092 | 0.71854 | 0.0044286 | 0.71854 | 0.71854 | 0.96458 | 0.71854 | 0.69218 | 0.69218 | 0.85534 | 0.84968 | 0.69293 | 0.56811 | 0.97552 | 0.8985 | 0.90161 | 0.89128 | 1 | 0.94189 | 0.78463 | 0.78343 | 0.96458 | 1 | 0.81692 | 0.73147 | 0.80821 | 0.78066 | 0.7427 | 0.40235 | 1 | 0.66447 | 0.85808 | 0.38061 | 0.9707 | 0.42906 | 0.76559 | 0.54781 | 0.36418 | 0.32849 | 0.55157 | 0.34826 | 0
Feb | 15 | 7 | Weekday | Wednesday | 0.72036 | 0.89818 | 0.9728 | 0.72392 | 0.0044286 | 0.72392 | 0.72392 | 0.82406 | 0.72392 | 0.72036 | 0.72036 | 0.9513 | 0.91739 | 0.97524 | 0.72559 | 0.88798 | 0.87017 | 0.97528 | 0.93717 | 0.9478 | 0.99407 | 0.90466 | 0.7682 | 0.82406 | 0.82892 | 0.76909 | 0.8075 | 0.90785 | 0.86896 | 0.93593 | 0.48655 | 0.83097 | 0.64305 | 0.94947 | 0.7135 | 0.90643 | 0.78496 | 0.90206 | 0.50253 | 0.38114 | 0.30474 | 0.54043 | 0.54783 | 0
Feb | 15 | 8 | Weekday | Wednesday | 0.78765 | 0.93683 | 0.99349 | 0.7271 | 0.0044286 | 0.7271 | 0.7271 | 0.90489 | 0.7271 | 0.78765 | 0.78765 | 0.9645 | 0.94431 | 0.8427 | 1 | 1 | 0.85013 | 0.97629 | 1 | 0.82206 | 1 | 0.83655 | 1 | 0.90489 | 0.89536 | 0.94377 | 0.94747 | 0.90798 | 0.9074 | 0.79111 | 1 | 0.95282 | 0.62361 | 0.95862 | 0.97292 | 0.7292 | 0.98475 | 0.80677 | 0.993 | 0.59256 | 0.5212 | 0.82033 | 0.82608 | 0
Feb | 15 | 9 | Weekday | Wednesday | 0.89623 | 0.95407 | 0.99841 | 0.68603 | 0.0044286 | 0.68603 | 0.68603 | 1 | 0.68603 | 0.89623 | 0.89623 | 0.82914 | 0.96876 | 0.72894 | 0.92275 | 0.87665 | 0.75788 | 1 | 0.95548 | 0.80844 | 0.96282 | 0.7857 | 0.94418 | 1 | 0.97558 | 0.97005 | 1 | 0.74497 | 0.93995 | 0.70122 | 0.96272 | 0.83234 | 0.55033 | 1 | 0.97254 | 0.72962 | 0.98473 | 0.76612 | 0.99105 | 0.85174 | 0.79052 | 0.90657 | 0.99592 | 0
Feb | 15 | 10 | Weekday | Wednesday | 0.97613 | 0.97788 | 1 | 0.67234 | 0.0044286 | 0.67234 | 0.67234 | 0.97602 | 0.67234 | 0.97613 | 0.97613 | 0.96848 | 0.97941 | 0.59995 | 0.85552 | 0.83341 | 0.66248 | 0.98504 | 0.94196 | 0.89415 | 0.93835 | 0.61952 | 0.91368 | 0.97602 | 0.94123 | 0.92561 | 0.9505 | 0.90822 | 0.95817 | 0.55611 | 0.91426 | 0.79598 | 0.47365 | 0.98827 | 0.99517 | 0.90679 | 0.99762 | 0.57807 | 0.98935 | 0.88738 | 0.83079 | 0.87743 | 0.99534 | 0
Feb | 15 | 11 | Weekday | Wednesday | 1 | 0.99115 | 0.99346 | 0.6646 | 0.0044286 | 0.6646 | 0.6646 | 0.92499 | 0.6646 | 1 | 1 | 0.94744 | 0.98576 | 0.56435 | 0.83323 | 0.81099 | 0.62292 | 0.96968 | 0.91125 | 0.88929 | 0.9036 | 0.60031 | 0.89204 | 0.92499 | 0.88204 | 1 | 0.91012 | 0.92485 | 0.97119 | 0.55746 | 0.91454 | 0.78129 | 0.47432 | 0.97962 | 1 | 0.94765 | 1 | 0.57137 | 0.9887 | 0.88498 | 0.83079 | 1 | 0.99395 | 0
Feb | 15 | 12 | Weekday | Wednesday | 0.97853 | 0.98927 | 0.98297 | 0.65482 | 0.0044286 | 0.65482 | 0.65482 | 0.8962 | 0.65482 | 0.97853 | 0.97853 | 0.90123 | 0.96052 | 0.56184 | 0.78938 | 0.81736 | 0.59076 | 0.91912 | 0.89923 | 0.83753 | 0.8858 | 0.59067 | 0.86537 | 0.8962 | 0.84909 | 0.93175 | 0.82695 | 0.90935 | 0.94827 | 0.5594 | 0.86809 | 0.79345 | 0.46461 | 0.92791 | 0.99599 | 0.91477 | 0.99777 | 0.56469 | 0.94462 | 0.88378 | 0.83079 | 0.92659 | 0.90159 | 0
Feb | 15 | 13 | Weekday | Wednesday | 0.94738 | 0.99116 | 0.98198 | 0.64409 | 0.0044286 | 0.64409 | 0.64409 | 0.87252 | 0.64409 | 0.94738 | 0.94738 | 0.7783 | 0.98913 | 0.54205 | 0.81255 | 0.77493 | 0.56597 | 0.94115 | 0.89315 | 0.82413 | 0.87403 | 0.5827 | 0.87321 | 0.87252 | 0.82284 | 0.91347 | 0.87455 | 0.74549 | 0.9813 | 0.53046 | 0.91495 | 0.75556 | 0.45587 | 0.95859 | 0.97325 | 0.90775 | 0.98467 | 0.56185 | 0.98995 | 0.88352 | 0.83079 | 0.91463 | 0.99351 | 0
Feb | 15 | 14 | Weekday | Wednesday | 0.9307 | 0.9952 | 0.96797 | 0.65504 | 0.0044286 | 0.65504 | 0.65504 | 0.85554 | 0.65504 | 0.9307 | 0.9307 | 0.75927 | 0.99194 | 0.53746 | 0.80262 | 0.72975 | 0.54661 | 0.93424 | 0.87872 | 0.71434 | 0.85775 | 0.57763 | 0.85757 | 0.85554 | 0.80455 | 0.8952 | 0.87128 | 0.74551 | 0.98863 | 0.52817 | 0.91461 | 0.714 | 0.45098 | 0.95636 | 0.97348 | 0.73053 | 0.9846 | 0.55816 | 0.98937 | 0.88352 | 0.83079 | 0.90005 | 0.99421 | 0
Feb | 15 | 15 | Weekday | Wednesday | 0.90947 | 0.99404 | 0.95153 | 0.69115 | 0.0044286 | 0.69115 | 0.69115 | 0.84338 | 0.69115 | 0.90947 | 0.90947 | 0.80134 | 0.99293 | 0.53005 | 0.80429 | 0.72015 | 0.57507 | 0.89451 | 0.87371 | 0.72721 | 0.83102 | 0.57413 | 0.85343 | 0.84338 | 0.79292 | 0.88108 | 0.8719 | 0.74524 | 0.99209 | 0.51641 | 0.91395 | 0.70495 | 0.48452 | 0.92287 | 0.96134 | 0.73 | 0.96713 | 0.55179 | 0.99021 | 0.88441 | 0.83079 | 0.88727 | 0.99371 | 0
Feb | 15 | 16 | Weekday | Wednesday | 0.87572 | 0.99609 | 0.94075 | 0.78357 | 0.99879 | 0.78357 | 0.78357 | 0.85757 | 0.78357 | 0.87572 | 0.87572 | 0.94941 | 0.9958 | 0.54068 | 0.85256 | 0.75174 | 0.72955 | 0.89678 | 0.84983 | 0.73387 | 0.79382 | 0.56306 | 0.86877 | 0.85757 | 0.81353 | 0.88738 | 0.895 | 0.91285 | 0.99582 | 0.57211 | 0.964 | 0.73611 | 0.67647 | 0.92561 | 0.961 | 0.73269 | 0.95725 | 0.59289 | 1 | 0.89117 | 0.8373 | 0.8907 | 1 | 0
Feb | 15 | 17 | Weekday | Wednesday | 0.87839 | 1 | 0.9327 | 0.93643 | 0.99879 | 0.93643 | 0.93643 | 0.96062 | 0.93643 | 0.87839 | 0.87839 | 0.99361 | 1 | 0.6651 | 0.81943 | 0.81454 | 0.9399 | 0.94035 | 0.73667 | 0.90028 | 0.76471 | 0.72132 | 0.79102 | 0.96062 | 0.96003 | 0.92739 | 0.49136 | 0.99135 | 1 | 0.71349 | 0.9031 | 0.8005 | 0.93327 | 0.97182 | 0.75528 | 0.98631 | 0.81773 | 0.76994 | 0.80834 | 1 | 1 | 0.9304 | 0.45426 | 0
Feb | 15 | 18 | Weekday | Wednesday | 0.85324 | 0.99112 | 0.91119 | 1 | 0.99879 | 1 | 1 | 0.85579 | 1 | 0.85324 | 0.85324 | 1 | 0.81164 | 0.87282 | 0.69806 | 0.6987 | 1 | 0.63417 | 0.76679 | 0.92101 | 0.78633 | 0.82049 | 0.74626 | 0.85579 | 0.86757 | 0.9416 | 0.3804 | 0.99953 | 0.79031 | 0.90091 | 0.72237 | 0.67502 | 1 | 0.63914 | 0.7617 | 0.99417 | 0.82294 | 0.85211 | 0.69849 | 0.80775 | 0.80921 | 0.93272 | 0.2732 | 0
Feb | 15 | 19 | Weekday | Wednesday | 0.81637 | 0.97633 | 0.89173 | 0.94881 | 0.99879 | 0.94881 | 0.94881 | 0.86459 | 0.94881 | 0.81637 | 0.81637 | 0.86787 | 0.80454 | 0.83812 | 0.69332 | 0.70876 | 0.98688 | 0.63873 | 0.78659 | 0.93462 | 0.79017 | 0.83615 | 0.76086 | 0.86459 | 0.88354 | 0.89439 | 0.47107 | 0.83795 | 0.77829 | 0.91855 | 0.69857 | 0.68111 | 0.97704 | 0.64056 | 0.76272 | 0.99713 | 0.82353 | 0.87891 | 0.69906 | 0.77799 | 0.77829 | 0.85742 | 0.29015 | 0
Feb | 15 | 20 | Weekday | Wednesday | 0.79517 | 0.9261 | 0.8731 | 0.86896 | 0.99879 | 0.86896 | 0.86896 | 0.83941 | 0.86896 | 0.79517 | 0.79517 | 0.8634 | 0.71782 | 0.88642 | 0.60431 | 0.68759 | 0.98374 | 0.58272 | 0.79991 | 0.82428 | 0.80482 | 0.91806 | 0.73903 | 0.83941 | 0.86424 | 0.83108 | 0.43079 | 0.83759 | 0.66901 | 1 | 0.55826 | 0.65379 | 0.96777 | 0.55641 | 0.76282 | 0.81942 | 0.82371 | 0.97025 | 0.65425 | 0.71682 | 0.71644 | 0.76164 | 0.2802 | 0
Feb | 15 | 21 | Weekday | Wednesday | 0.7408 | 0.86495 | 0.84558 | 0.79498 | 0.99879 | 0.79498 | 0.79498 | 0.3099 | 0.79498 | 0.7408 | 0.7408 | 0.86772 | 0.68915 | 0.94201 | 0.59979 | 0.70908 | 0.87757 | 0.48481 | 0.23506 | 0.8372 | 0.14199 | 0.8896 | 0.748 | 0.3099 | 0.34412 | 0.64758 | 0.51681 | 0.8363 | 0.63362 | 0.98082 | 0.53445 | 0.67255 | 0.83285 | 0.46205 | 0.33689 | 0.81751 | 0.27215 | 0.91574 | 0.65469 | 0.34291 | 0.39196 | 0.5462 | 0.29649 | 0
Feb | 15 | 22 | Weekday | Wednesday | 0.74035 | 0.83133 | 0.81655 | 0.6932 | 0.99879 | 0.6932 | 0.6932 | 0.13666 | 0.6932 | 0.74035 | 0.74035 | 0.84516 | 0.64496 | 0.76179 | 0.28057 | 0.22962 | 0.76366 | 0.39078 | 0.23148 | 0.84781 | 0.13967 | 0.67202 | 0.35141 | 0.13666 | 0.17615 | 0.24727 | 0.46471 | 0.83477 | 0.57746 | 0.76131 | 0.3421 | 0.2347 | 0.66275 | 0.36413 | 0.33681 | 0.81527 | 0.27233 | 0.66015 | 0.43316 | 0.19206 | 0.25529 | 0.32081 | 0.28431 | 0
Feb | 15 | 23 | Weekday | Wednesday | 0.7077 | 0.84558 | 0.79254 | 0.60062 | 0.99879 | 0.60062 | 0.60062 | 0.13968 | 0.60062 | 0.7077 | 0.7077 | 0.81927 | 0.64702 | 0.55998 | 0.23822 | 0.21846 | 0.65044 | 0.46768 | 0.23653 | 0.88576 | 0.14593 | 0.50128 | 0.33374 | 0.13968 | 0.17842 | 0.35378 | 0.53622 | 0.85225 | 0.57268 | 0.52934 | 0.28621 | 0.22312 | 0.51863 | 0.4272 | 0.34334 | 0.85766 | 0.27971 | 0.46144 | 0.41057 | 0.1939 | 0.25665 | 0.45947 | 0.29811 | 0
Feb | 16 | 24 | Weekday | Thursday | 0.69317 | 0.82093 | 0.76777 | 0.54502 | 0.99879 | 0.54502 | 0.54502 | 0.14367 | 0.54502 | 0.69317 | 0.69317 | 0.62604 | 0.6388 | 0.34379 | 0.23699 | 0.22888 | 0.58403 | 0.4097 | 0.23395 | 0.67713 | 0.14547 | 0.45595 | 0.34124 | 0.14367 | 0.18044 | 0.27625 | 0.50529 | 0.48726 | 0.56078 | 0.38597 | 0.28433 | 0.23382 | 0.4296 | 0.38267 | 0.3401 | 0.48625 | 0.27898 | 0.41261 | 0.42014 | 0.19368 | 0.25592 | 0.34935 | 0.29037 | 0
Feb | 16 | 1 | Weekday | Thursday | 0.69357 | 0.7893 | 0.76043 | 0.52454 | 0.99879 | 0.52454 | 0.52454 | 0.14875 | 0.52454 | 0.69357 | 0.69357 | 0.19157 | 0.63786 | 0.29761 | 0.23963 | 0.23719 | 0.58823 | 0.48292 | 0.23669 | 0.23386 | 0.14871 | 0.45225 | 0.34333 | 0.14875 | 0.18453 | 0.27591 | 0.56516 | 0.31929 | 0.55586 | 0.35043 | 0.28549 | 0.24195 | 0.41736 | 0.44235 | 0.34137 | 0.33633 | 0.28168 | 0.40781 | 0.42137 | 0.19489 | 0.25653 | 0.33743 | 0.30106 | 0
Feb | 16 | 2 | Weekday | Thursday | 0.69589 | 0.78227 | 0.75762 | 0.51582 | 0.99879 | 0.51582 | 0.51582 | 0.15257 | 0.51582 | 0.69589 | 0.69589 | 0.19144 | 0.6362 | 0.27593 | 0.2404 | 0.24525 | 0.59513 | 0.42278 | 0.24002 | 0.23482 | 0.14974 | 0.44582 | 0.3427 | 0.15257 | 0.19101 | 0.27927 | 0.53068 | 0.31977 | 0.55085 | 0.32029 | 0.28535 | 0.2499 | 0.41197 | 0.3957 | 0.34295 | 0.33715 | 0.28437 | 0.39638 | 0.4211 | 0.19581 | 0.25748 | 0.33881 | 0.2928 | 0
Feb | 16 | 3 | Weekday | Thursday | 0.69152 | 0.78002 | 0.76213 | 0.51193 | 0.99879 | 0.51193 | 0.51193 | 0.15563 | 0.51193 | 0.69152 | 0.69152 | 0.19209 | 0.63501 | 0.27416 | 0.24417 | 0.25439 | 0.60593 | 0.49915 | 0.25151 | 0.23494 | 0.154 | 0.45566 | 0.34434 | 0.15563 | 0.19966 | 0.29047 | 0.58924 | 0.32004 | 0.54652 | 0.31925 | 0.28721 | 0.25891 | 0.40994 | 0.4579 | 0.34583 | 0.33761 | 0.2896 | 0.40405 | 0.42215 | 0.19654 | 0.25877 | 0.34639 | 0.30356 | 0
Feb | 16 | 4 | Weekday | Thursday | 0.69525 | 0.78911 | 0.78491 | 0.52411 | 0.99879 | 0.52411 | 0.52411 | 0.15901 | 0.52411 | 0.69525 | 0.69525 | 0.19594 | 0.68968 | 0.30384 | 0.2583 | 0.26054 | 0.65733 | 0.59311 | 0.25775 | 0.24367 | 0.1583 | 0.48054 | 0.34976 | 0.15901 | 0.20643 | 0.34074 | 0.54955 | 0.32779 | 0.61162 | 0.33881 | 0.30129 | 0.26473 | 0.46294 | 0.55 | 0.34959 | 0.35027 | 0.29414 | 0.42711 | 0.42818 | 0.19728 | 0.25977 | 0.40421 | 0.29478 | 0
Feb | 16 | 5 | Weekday | Thursday | 0.66871 | 0.82628 | 0.84185 | 0.61159 | 0.99879 | 0.61159 | 0.61159 | 0.16136 | 0.61159 | 0.66871 | 0.66871 | 0.65291 | 0.7576 | 0.4109 | 0.30131 | 0.28008 | 0.76773 | 0.75737 | 0.26904 | 0.7095 | 0.16204 | 0.55647 | 0.37492 | 0.16136 | 0.21336 | 0.34326 | 0.60696 | 0.49412 | 0.61128 | 0.42996 | 0.3502 | 0.28439 | 0.5761 | 0.67749 | 0.35172 | 0.49177 | 0.2994 | 0.50743 | 0.45786 | 0.19793 | 0.2608 | 0.40566 | 0.30558 | 0
Feb | 16 | 6 | Weekday | Thursday | 0.69218 | 0.87726 | 0.92092 | 0.71854 | 0.0044286 | 0.71854 | 0.71854 | 0.96458 | 0.71854 | 0.69218 | 0.69218 | 0.85534 | 0.84968 | 0.69293 | 0.56811 | 0.97552 | 0.8985 | 0.90161 | 0.89128 | 1 | 0.94189 | 0.78463 | 0.78343 | 0.96458 | 1 | 0.81692 | 0.73147 | 0.80821 | 0.78066 | 0.7427 | 0.40235 | 1 | 0.66447 | 0.85808 | 0.38061 | 0.9707 | 0.42906 | 0.76559 | 0.54781 | 0.36418 | 0.32849 | 0.55157 | 0.34826 | 0
Feb | 16 | 7 | Weekday | Thursday | 0.72036 | 0.89818 | 0.9728 | 0.72392 | 0.0044286 | 0.72392 | 0.72392 | 0.82406 | 0.72392 | 0.72036 | 0.72036 | 0.9513 | 0.91739 | 0.97524 | 0.72559 | 0.88798 | 0.87017 | 0.97528 | 0.93717 | 0.9478 | 0.99407 | 0.90466 | 0.7682 | 0.82406 | 0.82892 | 0.76909 | 0.8075 | 0.90785 | 0.86896 | 0.93593 | 0.48655 | 0.83097 | 0.64305 | 0.94947 | 0.7135 | 0.90643 | 0.78496 | 0.90206 | 0.50253 | 0.38114 | 0.30474 | 0.54043 | 0.54783 | 0
Feb | 16 | 8 | Weekday | Thursday | 0.78765 | 0.93683 | 0.99349 | 0.7271 | 0.0044286 | 0.7271 | 0.7271 | 0.90489 | 0.7271 | 0.78765 | 0.78765 | 0.9645 | 0.94431 | 0.8427 | 1 | 1 | 0.85013 | 0.97629 | 1 | 0.82206 | 1 | 0.83655 | 1 | 0.90489 | 0.89536 | 0.94377 | 0.94747 | 0.90798 | 0.9074 | 0.79111 | 1 | 0.95282 | 0.62361 | 0.95862 | 0.97292 | 0.7292 | 0.98475 | 0.80677 | 0.993 | 0.59256 | 0.5212 | 0.82033 | 0.82608 | 0
Feb | 16 | 9 | Weekday | Thursday | 0.89623 | 0.95407 | 0.99841 | 0.68603 | 0.0044286 | 0.68603 | 0.68603 | 1 | 0.68603 | 0.89623 | 0.89623 | 0.82914 | 0.96876 | 0.72894 | 0.92275 | 0.87665 | 0.75788 | 1 | 0.95548 | 0.80844 | 0.96282 | 0.7857 | 0.94418 | 1 | 0.97558 | 0.97005 | 1 | 0.74497 | 0.93995 | 0.70122 | 0.96272 | 0.83234 | 0.55033 | 1 | 0.97254 | 0.72962 | 0.98473 | 0.76612 | 0.99105 | 0.85174 | 0.79052 | 0.90657 | 0.99592 | 0
Feb | 16 | 10 | Weekday | Thursday | 0.97613 | 0.97788 | 1 | 0.67234 | 0.0044286 | 0.67234 | 0.67234 | 0.97602 | 0.67234 | 0.97613 | 0.97613 | 0.96848 | 0.97941 | 0.59995 | 0.85552 | 0.83341 | 0.66248 | 0.98504 | 0.94196 | 0.89415 | 0.93835 | 0.61952 | 0.91368 | 0.97602 | 0.94123 | 0.92561 | 0.9505 | 0.90822 | 0.95817 | 0.55611 | 0.91426 | 0.79598 | 0.47365 | 0.98827 | 0.99517 | 0.90679 | 0.99762 | 0.57807 | 0.98935 | 0.88738 | 0.83079 | 0.87743 | 0.99534 | 0
Feb | 16 | 11 | Weekday | Thursday | 1 | 0.99115 | 0.99346 | 0.6646 | 0.0044286 | 0.6646 | 0.6646 | 0.92499 | 0.6646 | 1 | 1 | 0.94744 | 0.98576 | 0.56435 | 0.83323 | 0.81099 | 0.62292 | 0.96968 | 0.91125 | 0.88929 | 0.9036 | 0.60031 | 0.89204 | 0.92499 | 0.88204 | 1 | 0.91012 | 0.92485 | 0.97119 | 0.55746 | 0.91454 | 0.78129 | 0.47432 | 0.97962 | 1 | 0.94765 | 1 | 0.57137 | 0.9887 | 0.88498 | 0.83079 | 1 | 0.99395 | 0
Feb | 16 | 12 | Weekday | Thursday | 0.97853 | 0.98927 | 0.98297 | 0.65482 | 0.0044286 | 0.65482 | 0.65482 | 0.8962 | 0.65482 | 0.97853 | 0.97853 | 0.90123 | 0.96052 | 0.56184 | 0.78938 | 0.81736 | 0.59076 | 0.91912 | 0.89923 | 0.83753 | 0.8858 | 0.59067 | 0.86537 | 0.8962 | 0.84909 | 0.93175 | 0.82695 | 0.90935 | 0.94827 | 0.5594 | 0.86809 | 0.79345 | 0.46461 | 0.92791 | 0.99599 | 0.91477 | 0.99777 | 0.56469 | 0.94462 | 0.88378 | 0.83079 | 0.92659 | 0.90159 | 0
Feb | 16 | 13 | Weekday | Thursday | 0.94738 | 0.99116 | 0.98198 | 0.64409 | 0.0044286 | 0.64409 | 0.64409 | 0.87252 | 0.64409 | 0.94738 | 0.94738 | 0.7783 | 0.98913 | 0.54205 | 0.81255 | 0.77493 | 0.56597 | 0.94115 | 0.89315 | 0.82413 | 0.87403 | 0.5827 | 0.87321 | 0.87252 | 0.82284 | 0.91347 | 0.87455 | 0.74549 | 0.9813 | 0.53046 | 0.91495 | 0.75556 | 0.45587 | 0.95859 | 0.97325 | 0.90775 | 0.98467 | 0.56185 | 0.98995 | 0.88352 | 0.83079 | 0.91463 | 0.99351 | 0
Feb | 16 | 14 | Weekday | Thursday | 0.9307 | 0.9952 | 0.96797 | 0.65504 | 0.0044286 | 0.65504 | 0.65504 | 0.85554 | 0.65504 | 0.9307 | 0.9307 | 0.75927 | 0.99194 | 0.53746 | 0.80262 | 0.72975 | 0.54661 | 0.93424 | 0.87872 | 0.71434 | 0.85775 | 0.57763 | 0.85757 | 0.85554 | 0.80455 | 0.8952 | 0.87128 | 0.74551 | 0.98863 | 0.52817 | 0.91461 | 0.714 | 0.45098 | 0.95636 | 0.97348 | 0.73053 | 0.9846 | 0.55816 | 0.98937 | 0.88352 | 0.83079 | 0.90005 | 0.99421 | 0
Feb | 16 | 15 | Weekday | Thursday | 0.90947 | 0.99404 | 0.95153 | 0.69115 | 0.0044286 | 0.69115 | 0.69115 | 0.84338 | 0.69115 | 0.90947 | 0.90947 | 0.80134 | 0.99293 | 0.53005 | 0.80429 | 0.72015 | 0.57507 | 0.89451 | 0.87371 | 0.72721 | 0.83102 | 0.57413 | 0.85343 | 0.84338 | 0.79292 | 0.88108 | 0.8719 | 0.74524 | 0.99209 | 0.51641 | 0.91395 | 0.70495 | 0.48452 | 0.92287 | 0.96134 | 0.73 | 0.96713 | 0.55179 | 0.99021 | 0.88441 | 0.83079 | 0.88727 | 0.99371 | 0
Feb | 16 | 16 | Weekday | Thursday | 0.87572 | 0.99609 | 0.94075 | 0.78357 | 0.99879 | 0.78357 | 0.78357 | 0.85757 | 0.78357 | 0.87572 | 0.87572 | 0.94941 | 0.9958 | 0.54068 | 0.85256 | 0.75174 | 0.72955 | 0.89678 | 0.84983 | 0.73387 | 0.79382 | 0.56306 | 0.86877 | 0.85757 | 0.81353 | 0.88738 | 0.895 | 0.91285 | 0.99582 | 0.57211 | 0.964 | 0.73611 | 0.67647 | 0.92561 | 0.961 | 0.73269 | 0.95725 | 0.59289 | 1 | 0.89117 | 0.8373 | 0.8907 | 1 | 0
Feb | 16 | 17 | Weekday | Thursday | 0.87839 | 1 | 0.9327 | 0.93643 | 0.99879 | 0.93643 | 0.93643 | 0.96062 | 0.93643 | 0.87839 | 0.87839 | 0.99361 | 1 | 0.6651 | 0.81943 | 0.81454 | 0.9399 | 0.94035 | 0.73667 | 0.90028 | 0.76471 | 0.72132 | 0.79102 | 0.96062 | 0.96003 | 0.92739 | 0.49136 | 0.99135 | 1 | 0.71349 | 0.9031 | 0.8005 | 0.93327 | 0.97182 | 0.75528 | 0.98631 | 0.81773 | 0.76994 | 0.80834 | 1 | 1 | 0.9304 | 0.45426 | 0
Feb | 16 | 18 | Weekday | Thursday | 0.85324 | 0.99112 | 0.91119 | 1 | 0.99879 | 1 | 1 | 0.85579 | 1 | 0.85324 | 0.85324 | 1 | 0.81164 | 0.87282 | 0.69806 | 0.6987 | 1 | 0.63417 | 0.76679 | 0.92101 | 0.78633 | 0.82049 | 0.74626 | 0.85579 | 0.86757 | 0.9416 | 0.3804 | 0.99953 | 0.79031 | 0.90091 | 0.72237 | 0.67502 | 1 | 0.63914 | 0.7617 | 0.99417 | 0.82294 | 0.85211 | 0.69849 | 0.80775 | 0.80921 | 0.93272 | 0.2732 | 0
Feb | 16 | 19 | Weekday | Thursday | 0.81637 | 0.97633 | 0.89173 | 0.94881 | 0.99879 | 0.94881 | 0.94881 | 0.86459 | 0.94881 | 0.81637 | 0.81637 | 0.86787 | 0.80454 | 0.83812 | 0.69332 | 0.70876 | 0.98688 | 0.63873 | 0.78659 | 0.93462 | 0.79017 | 0.83615 | 0.76086 | 0.86459 | 0.88354 | 0.89439 | 0.47107 | 0.83795 | 0.77829 | 0.91855 | 0.69857 | 0.68111 | 0.97704 | 0.64056 | 0.76272 | 0.99713 | 0.82353 | 0.87891 | 0.69906 | 0.77799 | 0.77829 | 0.85742 | 0.29015 | 0
Feb | 16 | 20 | Weekday | Thursday | 0.79517 | 0.9261 | 0.8731 | 0.86896 | 0.99879 | 0.86896 | 0.86896 | 0.83941 | 0.86896 | 0.79517 | 0.79517 | 0.8634 | 0.71782 | 0.88642 | 0.60431 | 0.68759 | 0.98374 | 0.58272 | 0.79991 | 0.82428 | 0.80482 | 0.91806 | 0.73903 | 0.83941 | 0.86424 | 0.83108 | 0.43079 | 0.83759 | 0.66901 | 1 | 0.55826 | 0.65379 | 0.96777 | 0.55641 | 0.76282 | 0.81942 | 0.82371 | 0.97025 | 0.65425 | 0.71682 | 0.71644 | 0.76164 | 0.2802 | 0
Feb | 16 | 21 | Weekday | Thursday | 0.7408 | 0.86495 | 0.84558 | 0.79498 | 0.99879 | 0.79498 | 0.79498 | 0.3099 | 0.79498 | 0.7408 | 0.7408 | 0.86772 | 0.68915 | 0.94201 | 0.59979 | 0.70908 | 0.87757 | 0.48481 | 0.23506 | 0.8372 | 0.14199 | 0.8896 | 0.748 | 0.3099 | 0.34412 | 0.64758 | 0.51681 | 0.8363 | 0.63362 | 0.98082 | 0.53445 | 0.67255 | 0.83285 | 0.46205 | 0.33689 | 0.81751 | 0.27215 | 0.91574 | 0.65469 | 0.34291 | 0.39196 | 0.5462 | 0.29649 | 0
Feb | 16 | 22 | Weekday | Thursday | 0.74035 | 0.83133 | 0.81655 | 0.6932 | 0.99879 | 0.6932 | 0.6932 | 0.13666 | 0.6932 | 0.74035 | 0.74035 | 0.84516 | 0.64496 | 0.76179 | 0.28057 | 0.22962 | 0.76366 | 0.39078 | 0.23148 | 0.84781 | 0.13967 | 0.67202 | 0.35141 | 0.13666 | 0.17615 | 0.24727 | 0.46471 | 0.83477 | 0.57746 | 0.76131 | 0.3421 | 0.2347 | 0.66275 | 0.36413 | 0.33681 | 0.81527 | 0.27233 | 0.66015 | 0.43316 | 0.19206 | 0.25529 | 0.32081 | 0.28431 | 0
Feb | 16 | 23 | Weekday | Thursday | 0.7077 | 0.84558 | 0.79254 | 0.60062 | 0.99879 | 0.60062 | 0.60062 | 0.13968 | 0.60062 | 0.7077 | 0.7077 | 0.81927 | 0.64702 | 0.55998 | 0.23822 | 0.21846 | 0.65044 | 0.46768 | 0.23653 | 0.88576 | 0.14593 | 0.50128 | 0.33374 | 0.13968 | 0.17842 | 0.35378 | 0.53622 | 0.85225 | 0.57268 | 0.52934 | 0.28621 | 0.22312 | 0.51863 | 0.4272 | 0.34334 | 0.85766 | 0.27971 | 0.46144 | 0.41057 | 0.1939 | 0.25665 | 0.45947 | 0.29811 | 0
Feb | 17 | 24 | Weekday | Friday | 0.69317 | 0.82093 | 0.76777 | 0.54502 | 0.99879 | 0.54502 | 0.54502 | 0.14367 | 0.54502 | 0.69317 | 0.69317 | 0.62604 | 0.6388 | 0.34379 | 0.23699 | 0.22888 | 0.58403 | 0.4097 | 0.23395 | 0.67713 | 0.14547 | 0.45595 | 0.34124 | 0.14367 | 0.18044 | 0.27625 | 0.50529 | 0.48726 | 0.56078 | 0.38597 | 0.28433 | 0.23382 | 0.4296 | 0.38267 | 0.3401 | 0.48625 | 0.27898 | 0.41261 | 0.42014 | 0.19368 | 0.25592 | 0.34935 | 0.29037 | 0
Feb | 17 | 1 | Weekday | Friday | 0.69357 | 0.7893 | 0.76043 | 0.52454 | 0.99879 | 0.52454 | 0.52454 | 0.14875 | 0.52454 | 0.69357 | 0.69357 | 0.19157 | 0.63786 | 0.29761 | 0.23963 | 0.23719 | 0.58823 | 0.48292 | 0.23669 | 0.23386 | 0.14871 | 0.45225 | 0.34333 | 0.14875 | 0.18453 | 0.27591 | 0.56516 | 0.31929 | 0.55586 | 0.35043 | 0.28549 | 0.24195 | 0.41736 | 0.44235 | 0.34137 | 0.33633 | 0.28168 | 0.40781 | 0.42137 | 0.19489 | 0.25653 | 0.33743 | 0.30106 | 0
Feb | 17 | 2 | Weekday | Friday | 0.69589 | 0.78227 | 0.75762 | 0.51582 | 0.99879 | 0.51582 | 0.51582 | 0.15257 | 0.51582 | 0.69589 | 0.69589 | 0.19144 | 0.6362 | 0.27593 | 0.2404 | 0.24525 | 0.59513 | 0.42278 | 0.24002 | 0.23482 | 0.14974 | 0.44582 | 0.3427 | 0.15257 | 0.19101 | 0.27927 | 0.53068 | 0.31977 | 0.55085 | 0.32029 | 0.28535 | 0.2499 | 0.41197 | 0.3957 | 0.34295 | 0.33715 | 0.28437 | 0.39638 | 0.4211 | 0.19581 | 0.25748 | 0.33881 | 0.2928 | 0
Feb | 17 | 3 | Weekday | Friday | 0.69152 | 0.78002 | 0.76213 | 0.51193 | 0.99879 | 0.51193 | 0.51193 | 0.15563 | 0.51193 | 0.69152 | 0.69152 | 0.19209 | 0.63501 | 0.27416 | 0.24417 | 0.25439 | 0.60593 | 0.49915 | 0.25151 | 0.23494 | 0.154 | 0.45566 | 0.34434 | 0.15563 | 0.19966 | 0.29047 | 0.58924 | 0.32004 | 0.54652 | 0.31925 | 0.28721 | 0.25891 | 0.40994 | 0.4579 | 0.34583 | 0.33761 | 0.2896 | 0.40405 | 0.42215 | 0.19654 | 0.25877 | 0.34639 | 0.30356 | 0
Feb | 17 | 4 | Weekday | Friday | 0.69525 | 0.78911 | 0.78491 | 0.52411 | 0.99879 | 0.52411 | 0.52411 | 0.15901 | 0.52411 | 0.69525 | 0.69525 | 0.19594 | 0.68968 | 0.30384 | 0.2583 | 0.26054 | 0.65733 | 0.59311 | 0.25775 | 0.24367 | 0.1583 | 0.48054 | 0.34976 | 0.15901 | 0.20643 | 0.34074 | 0.54955 | 0.32779 | 0.61162 | 0.33881 | 0.30129 | 0.26473 | 0.46294 | 0.55 | 0.34959 | 0.35027 | 0.29414 | 0.42711 | 0.42818 | 0.19728 | 0.25977 | 0.40421 | 0.29478 | 0
Feb | 17 | 5 | Weekday | Friday | 0.66871 | 0.82628 | 0.84185 | 0.61159 | 0.99879 | 0.61159 | 0.61159 | 0.16136 | 0.61159 | 0.66871 | 0.66871 | 0.65291 | 0.7576 | 0.4109 | 0.30131 | 0.28008 | 0.76773 | 0.75737 | 0.26904 | 0.7095 | 0.16204 | 0.55647 | 0.37492 | 0.16136 | 0.21336 | 0.34326 | 0.60696 | 0.49412 | 0.61128 | 0.42996 | 0.3502 | 0.28439 | 0.5761 | 0.67749 | 0.35172 | 0.49177 | 0.2994 | 0.50743 | 0.45786 | 0.19793 | 0.2608 | 0.40566 | 0.30558 | 0
Feb | 17 | 6 | Weekday | Friday | 0.69218 | 0.87726 | 0.92092 | 0.71854 | 0.0044286 | 0.71854 | 0.71854 | 0.96458 | 0.71854 | 0.69218 | 0.69218 | 0.85534 | 0.84968 | 0.69293 | 0.56811 | 0.97552 | 0.8985 | 0.90161 | 0.89128 | 1 | 0.94189 | 0.78463 | 0.78343 | 0.96458 | 1 | 0.81692 | 0.73147 | 0.80821 | 0.78066 | 0.7427 | 0.40235 | 1 | 0.66447 | 0.85808 | 0.38061 | 0.9707 | 0.42906 | 0.76559 | 0.54781 | 0.36418 | 0.32849 | 0.55157 | 0.34826 | 0
Feb | 17 | 7 | Weekday | Friday | 0.72036 | 0.89818 | 0.9728 | 0.72392 | 0.0044286 | 0.72392 | 0.72392 | 0.82406 | 0.72392 | 0.72036 | 0.72036 | 0.9513 | 0.91739 | 0.97524 | 0.72559 | 0.88798 | 0.87017 | 0.97528 | 0.93717 | 0.9478 | 0.99407 | 0.90466 | 0.7682 | 0.82406 | 0.82892 | 0.76909 | 0.8075 | 0.90785 | 0.86896 | 0.93593 | 0.48655 | 0.83097 | 0.64305 | 0.94947 | 0.7135 | 0.90643 | 0.78496 | 0.90206 | 0.50253 | 0.38114 | 0.30474 | 0.54043 | 0.54783 | 0
Feb | 17 | 8 | Weekday | Friday | 0.78765 | 0.93683 | 0.99349 | 0.7271 | 0.0044286 | 0.7271 | 0.7271 | 0.90489 | 0.7271 | 0.78765 | 0.78765 | 0.9645 | 0.94431 | 0.8427 | 1 | 1 | 0.85013 | 0.97629 | 1 | 0.82206 | 1 | 0.83655 | 1 | 0.90489 | 0.89536 | 0.94377 | 0.94747 | 0.90798 | 0.9074 | 0.79111 | 1 | 0.95282 | 0.62361 | 0.95862 | 0.97292 | 0.7292 | 0.98475 | 0.80677 | 0.993 | 0.59256 | 0.5212 | 0.82033 | 0.82608 | 0
Feb | 17 | 9 | Weekday | Friday | 0.89623 | 0.95407 | 0.99841 | 0.68603 | 0.0044286 | 0.68603 | 0.68603 | 1 | 0.68603 | 0.89623 | 0.89623 | 0.82914 | 0.96876 | 0.72894 | 0.92275 | 0.87665 | 0.75788 | 1 | 0.95548 | 0.80844 | 0.96282 | 0.7857 | 0.94418 | 1 | 0.97558 | 0.97005 | 1 | 0.74497 | 0.93995 | 0.70122 | 0.96272 | 0.83234 | 0.55033 | 1 | 0.97254 | 0.72962 | 0.98473 | 0.76612 | 0.99105 | 0.85174 | 0.79052 | 0.90657 | 0.99592 | 0
Feb | 17 | 10 | Weekday | Friday | 0.97613 | 0.97788 | 1 | 0.67234 | 0.0044286 | 0.67234 | 0.67234 | 0.97602 | 0.67234 | 0.97613 | 0.97613 | 0.96848 | 0.97941 | 0.59995 | 0.85552 | 0.83341 | 0.66248 | 0.98504 | 0.94196 | 0.89415 | 0.93835 | 0.61952 | 0.91368 | 0.97602 | 0.94123 | 0.92561 | 0.9505 | 0.90822 | 0.95817 | 0.55611 | 0.91426 | 0.79598 | 0.47365 | 0.98827 | 0.99517 | 0.90679 | 0.99762 | 0.57807 | 0.98935 | 0.88738 | 0.83079 | 0.87743 | 0.99534 | 0
Feb | 17 | 11 | Weekday | Friday | 1 | 0.99115 | 0.99346 | 0.6646 | 0.0044286 | 0.6646 | 0.6646 | 0.92499 | 0.6646 | 1 | 1 | 0.94744 | 0.98576 | 0.56435 | 0.83323 | 0.81099 | 0.62292 | 0.96968 | 0.91125 | 0.88929 | 0.9036 | 0.60031 | 0.89204 | 0.92499 | 0.88204 | 1 | 0.91012 | 0.92485 | 0.97119 | 0.55746 | 0.91454 | 0.78129 | 0.47432 | 0.97962 | 1 | 0.94765 | 1 | 0.57137 | 0.9887 | 0.88498 | 0.83079 | 1 | 0.99395 | 0
Feb | 17 | 12 | Weekday | Friday | 0.97853 | 0.98927 | 0.98297 | 0.65482 | 0.0044286 | 0.65482 | 0.65482 | 0.8962 | 0.65482 | 0.97853 | 0.97853 | 0.90123 | 0.96052 | 0.56184 | 0.78938 | 0.81736 | 0.59076 | 0.91912 | 0.89923 | 0.83753 | 0.8858 | 0.59067 | 0.86537 | 0.8962 | 0.84909 | 0.93175 | 0.82695 | 0.90935 | 0.94827 | 0.5594 | 0.86809 | 0.79345 | 0.46461 | 0.92791 | 0.99599 | 0.91477 | 0.99777 | 0.56469 | 0.94462 | 0.88378 | 0.83079 | 0.92659 | 0.90159 | 0
Feb | 17 | 13 | Weekday | Friday | 0.94738 | 0.99116 | 0.98198 | 0.64409 | 0.0044286 | 0.64409 | 0.64409 | 0.87252 | 0.64409 | 0.94738 | 0.94738 | 0.7783 | 0.98913 | 0.54205 | 0.81255 | 0.77493 | 0.56597 | 0.94115 | 0.89315 | 0.82413 | 0.87403 | 0.5827 | 0.87321 | 0.87252 | 0.82284 | 0.91347 | 0.87455 | 0.74549 | 0.9813 | 0.53046 | 0.91495 | 0.75556 | 0.45587 | 0.95859 | 0.97325 | 0.90775 | 0.98467 | 0.56185 | 0.98995 | 0.88352 | 0.83079 | 0.91463 | 0.99351 | 0
Feb | 17 | 14 | Weekday | Friday | 0.9307 | 0.9952 | 0.96797 | 0.65504 | 0.0044286 | 0.65504 | 0.65504 | 0.85554 | 0.65504 | 0.9307 | 0.9307 | 0.75927 | 0.99194 | 0.53746 | 0.80262 | 0.72975 | 0.54661 | 0.93424 | 0.87872 | 0.71434 | 0.85775 | 0.57763 | 0.85757 | 0.85554 | 0.80455 | 0.8952 | 0.87128 | 0.74551 | 0.98863 | 0.52817 | 0.91461 | 0.714 | 0.45098 | 0.95636 | 0.97348 | 0.73053 | 0.9846 | 0.55816 | 0.98937 | 0.88352 | 0.83079 | 0.90005 | 0.99421 | 0
Feb | 17 | 15 | Weekday | Friday | 0.90947 | 0.99404 | 0.95153 | 0.69115 | 0.0044286 | 0.69115 | 0.69115 | 0.84338 | 0.69115 | 0.90947 | 0.90947 | 0.80134 | 0.99293 | 0.53005 | 0.80429 | 0.72015 | 0.57507 | 0.89451 | 0.87371 | 0.72721 | 0.83102 | 0.57413 | 0.85343 | 0.84338 | 0.79292 | 0.88108 | 0.8719 | 0.74524 | 0.99209 | 0.51641 | 0.91395 | 0.70495 | 0.48452 | 0.92287 | 0.96134 | 0.73 | 0.96713 | 0.55179 | 0.99021 | 0.88441 | 0.83079 | 0.88727 | 0.99371 | 0
Feb | 17 | 16 | Weekday | Friday | 0.87572 | 0.99609 | 0.94075 | 0.78357 | 0.99879 | 0.78357 | 0.78357 | 0.85757 | 0.78357 | 0.87572 | 0.87572 | 0.94941 | 0.9958 | 0.54068 | 0.85256 | 0.75174 | 0.72955 | 0.89678 | 0.84983 | 0.73387 | 0.79382 | 0.56306 | 0.86877 | 0.85757 | 0.81353 | 0.88738 | 0.895 | 0.91285 | 0.99582 | 0.57211 | 0.964 | 0.73611 | 0.67647 | 0.92561 | 0.961 | 0.73269 | 0.95725 | 0.59289 | 1 | 0.89117 | 0.8373 | 0.8907 | 1 | 0
Feb | 17 | 17 | Weekday | Friday | 0.87839 | 1 | 0.9327 | 0.93643 | 0.99879 | 0.93643 | 0.93643 | 0.96062 | 0.93643 | 0.87839 | 0.87839 | 0.99361 | 1 | 0.6651 | 0.81943 | 0.81454 | 0.9399 | 0.94035 | 0.73667 | 0.90028 | 0.76471 | 0.72132 | 0.79102 | 0.96062 | 0.96003 | 0.92739 | 0.49136 | 0.99135 | 1 | 0.71349 | 0.9031 | 0.8005 | 0.93327 | 0.97182 | 0.75528 | 0.98631 | 0.81773 | 0.76994 | 0.80834 | 1 | 1 | 0.9304 | 0.45426 | 0
Feb | 17 | 18 | Weekday | Friday | 0.85324 | 0.99112 | 0.91119 | 1 | 0.99879 | 1 | 1 | 0.85579 | 1 | 0.85324 | 0.85324 | 1 | 0.81164 | 0.87282 | 0.69806 | 0.6987 | 1 | 0.63417 | 0.76679 | 0.92101 | 0.78633 | 0.82049 | 0.74626 | 0.85579 | 0.86757 | 0.9416 | 0.3804 | 0.99953 | 0.79031 | 0.90091 | 0.72237 | 0.67502 | 1 | 0.63914 | 0.7617 | 0.99417 | 0.82294 | 0.85211 | 0.69849 | 0.80775 | 0.80921 | 0.93272 | 0.2732 | 0
Feb | 17 | 19 | Weekday | Friday | 0.81637 | 0.97633 | 0.89173 | 0.94881 | 0.99879 | 0.94881 | 0.94881 | 0.86459 | 0.94881 | 0.81637 | 0.81637 | 0.86787 | 0.80454 | 0.83812 | 0.69332 | 0.70876 | 0.98688 | 0.63873 | 0.78659 | 0.93462 | 0.79017 | 0.83615 | 0.76086 | 0.86459 | 0.88354 | 0.89439 | 0.47107 | 0.83795 | 0.77829 | 0.91855 | 0.69857 | 0.68111 | 0.97704 | 0.64056 | 0.76272 | 0.99713 | 0.82353 | 0.87891 | 0.69906 | 0.77799 | 0.77829 | 0.85742 | 0.29015 | 0
Feb | 17 | 20 | Weekday | Friday | 0.79517 | 0.9261 | 0.8731 | 0.86896 | 0.99879 | 0.86896 | 0.86896 | 0.83941 | 0.86896 | 0.79517 | 0.79517 | 0.8634 | 0.71782 | 0.88642 | 0.60431 | 0.68759 | 0.98374 | 0.58272 | 0.79991 | 0.82428 | 0.80482 | 0.91806 | 0.73903 | 0.83941 | 0.86424 | 0.83108 | 0.43079 | 0.83759 | 0.66901 | 1 | 0.55826 | 0.65379 | 0.96777 | 0.55641 | 0.76282 | 0.81942 | 0.82371 | 0.97025 | 0.65425 | 0.71682 | 0.71644 | 0.76164 | 0.2802 | 0
Feb | 17 | 21 | Weekday | Friday | 0.7408 | 0.86495 | 0.84558 | 0.79498 | 0.99879 | 0.79498 | 0.79498 | 0.3099 | 0.79498 | 0.7408 | 0.7408 | 0.86772 | 0.68915 | 0.94201 | 0.59979 | 0.70908 | 0.87757 | 0.48481 | 0.23506 | 0.8372 | 0.14199 | 0.8896 | 0.748 | 0.3099 | 0.34412 | 0.64758 | 0.51681 | 0.8363 | 0.63362 | 0.98082 | 0.53445 | 0.67255 | 0.83285 | 0.46205 | 0.33689 | 0.81751 | 0.27215 | 0.91574 | 0.65469 | 0.34291 | 0.39196 | 0.5462 | 0.29649 | 0
Feb | 17 | 22 | Weekday | Friday | 0.74035 | 0.83133 | 0.81655 | 0.6932 | 0.99879 | 0.6932 | 0.6932 | 0.13666 | 0.6932 | 0.74035 | 0.74035 | 0.84516 | 0.64496 | 0.76179 | 0.28057 | 0.22962 | 0.76366 | 0.39078 | 0.23148 | 0.84781 | 0.13967 | 0.67202 | 0.35141 | 0.13666 | 0.17615 | 0.24727 | 0.46471 | 0.83477 | 0.57746 | 0.76131 | 0.3421 | 0.2347 | 0.66275 | 0.36413 | 0.33681 | 0.81527 | 0.27233 | 0.66015 | 0.43316 | 0.19206 | 0.25529 | 0.32081 | 0.28431 | 0
Feb | 17 | 23 | Weekday | Friday | 0.7077 | 0.84558 | 0.79254 | 0.60062 | 0.99879 | 0.60062 | 0.60062 | 0.13249 | 0.60062 | 0.7077 | 0.7077 | 0.78428 | 0.66713 | 0.55812 | 0.22268 | 0.19803 | 0.61126 | 0.49135 | 0.23678 | 0.84843 | 0.14308 | 0.4881 | 0.31106 | 0.13249 | 0.17229 | 0.35383 | 0.47054 | 0.85247 | 0.60635 | 0.54114 | 0.27218 | 0.20282 | 0.51385 | 0.44449 | 0.3436 | 0.85794 | 0.27984 | 0.45983 | 0.38499 | 0.18504 | 0.24923 | 0.45951 | 0.2878 | 0
Feb | 18 | 24 | Weekend | Saturday | 0.71873 | 0.84393 | 0.77193 | 0.58171 | 1 | 0.58171 | 0.58171 | 0.13557 | 0.58171 | 0.71873 | 0.71873 | 0.59183 | 0.65347 | 0.3721 | 0.19296 | 0.18567 | 0.54099 | 0.43175 | 0.23405 | 0.63596 | 0.14206 | 0.44526 | 0.29547 | 0.13557 | 0.17452 | 0.2651 | 0.47733 | 0.4876 | 0.58884 | 0.43152 | 0.2355 | 0.18949 | 0.42445 | 0.40042 | 0.34049 | 0.48672 | 0.27696 | 0.41426 | 0.36147 | 0.18873 | 0.25213 | 0.33907 | 0.28825 | 0
Feb | 18 | 1 | Weekend | Saturday | 0.71512 | 0.80768 | 0.76243 | 0.55923 | 1 | 0.55923 | 0.55923 | 0.13762 | 0.55923 | 0.71512 | 0.71512 | 0.19144 | 0.65133 | 0.33618 | 0.19364 | 0.19203 | 0.54034 | 0.50229 | 0.23751 | 0.23467 | 0.14339 | 0.44858 | 0.29339 | 0.13762 | 0.17622 | 0.25546 | 0.49311 | 0.31969 | 0.58399 | 0.41034 | 0.2357 | 0.19627 | 0.41173 | 0.45575 | 0.34129 | 0.33694 | 0.2782 | 0.41915 | 0.36147 | 0.18917 | 0.25238 | 0.32029 | 0.29071 | 0
Feb | 18 | 2 | Weekend | Saturday | 0.7129 | 0.79725 | 0.75736 | 0.54874 | 1 | 0.54874 | 0.54874 | 0.14123 | 0.54874 | 0.7129 | 0.7129 | 0.19198 | 0.65026 | 0.29418 | 0.19399 | 0.19652 | 0.54231 | 0.43823 | 0.23579 | 0.23528 | 0.14778 | 0.41152 | 0.29234 | 0.14123 | 0.17764 | 0.26816 | 0.49659 | 0.32019 | 0.58144 | 0.35017 | 0.23575 | 0.20056 | 0.40583 | 0.40668 | 0.34081 | 0.33783 | 0.28282 | 0.37712 | 0.36147 | 0.1899 | 0.25259 | 0.33078 | 0.29068 | 0
Feb | 18 | 3 | Weekend | Saturday | 0.70654 | 0.79314 | 0.7582 | 0.54254 | 1 | 0.54254 | 0.54254 | 0.14455 | 0.54254 | 0.70654 | 0.70654 | 0.19214 | 0.65277 | 0.29423 | 0.19511 | 0.20056 | 0.54881 | 0.50912 | 0.24472 | 0.23514 | 0.14841 | 0.42518 | 0.29703 | 0.14455 | 0.18024 | 0.27362 | 0.50391 | 0.32048 | 0.58185 | 0.35152 | 0.23585 | 0.20444 | 0.40334 | 0.46218 | 0.34273 | 0.33833 | 0.2855 | 0.38299 | 0.36449 | 0.19066 | 0.25297 | 0.33334 | 0.2917 | 0
Feb | 18 | 4 | Weekend | Saturday | 0.70635 | 0.79538 | 0.77223 | 0.54469 | 1 | 0.54469 | 0.54469 | 0.14648 | 0.54469 | 0.70635 | 0.70635 | 0.19396 | 0.65607 | 0.32099 | 0.20719 | 0.20173 | 0.59748 | 0.50637 | 0.24821 | 0.23929 | 0.15315 | 0.44484 | 0.30403 | 0.14648 | 0.18373 | 0.2959 | 0.50682 | 0.32374 | 0.5869 | 0.36861 | 0.24948 | 0.20553 | 0.45605 | 0.46874 | 0.34459 | 0.34363 | 0.29126 | 0.40432 | 0.37265 | 0.19114 | 0.25349 | 0.35929 | 0.29186 | 0
Feb | 18 | 5 | Weekend | Saturday | 0.67983 | 0.81783 | 0.81135 | 0.61185 | 1 | 0.61185 | 0.61185 | 0.14905 | 0.61185 | 0.67983 | 0.67983 | 0.60708 | 0.65528 | 0.35921 | 0.23086 | 0.20911 | 0.70468 | 0.63657 | 0.25332 | 0.64838 | 0.15384 | 0.48351 | 0.30661 | 0.14905 | 0.18819 | 0.29869 | 0.51297 | 0.49001 | 0.58537 | 0.40184 | 0.27542 | 0.21247 | 0.56883 | 0.57257 | 0.34681 | 0.485 | 0.29105 | 0.45199 | 0.37805 | 0.19165 | 0.25415 | 0.36025 | 0.29275 | 0
Feb | 18 | 6 | Weekend | Saturday | 0.69167 | 0.85454 | 0.86731 | 0.69572 | 0.0044286 | 0.69572 | 0.69572 | 0.41397 | 0.69572 | 0.69167 | 0.69167 | 0.81143 | 0.68984 | 0.52734 | 0.39669 | 0.5431 | 0.83962 | 0.63969 | 0.24657 | 0.94506 | 0.14925 | 0.64187 | 0.52602 | 0.41397 | 0.44055 | 0.73817 | 0.48576 | 0.80598 | 0.6378 | 0.6127 | 0.35981 | 0.55645 | 0.66323 | 0.60078 | 0.33275 | 0.96737 | 0.279 | 0.62882 | 0.44509 | 0.22439 | 0.23452 | 0.4741 | 0.25607 | 0
Feb | 18 | 7 | Weekend | Saturday | 0.6964 | 0.85961 | 0.89791 | 0.72492 | 0.0044286 | 0.72492 | 0.72492 | 0.3305 | 0.72492 | 0.6964 | 0.6964 | 0.8515 | 0.76103 | 0.79056 | 0.41347 | 0.44831 | 0.80418 | 0.66016 | 0.20297 | 0.87296 | 0.12734 | 0.74104 | 0.42421 | 0.3305 | 0.32747 | 0.70247 | 0.4882 | 0.90806 | 0.68552 | 0.78445 | 0.34598 | 0.42504 | 0.63109 | 0.61779 | 0.29076 | 0.90695 | 0.24099 | 0.73952 | 0.2982 | 0.18608 | 0.1547 | 0.47528 | 0.20352 | 0
Feb | 18 | 8 | Weekend | Saturday | 0.74761 | 0.88955 | 0.91118 | 0.78252 | 0.0044286 | 0.78252 | 0.78252 | 0.85041 | 0.78252 | 0.74761 | 0.74761 | 0.86808 | 0.7779 | 1 | 0.47192 | 0.43881 | 0.75631 | 0.67471 | 0.19996 | 0.74928 | 0.1243 | 1 | 0.43566 | 0.85041 | 0.84527 | 0.81308 | 0.47278 | 0.90823 | 0.72776 | 0.9589 | 0.46803 | 0.41957 | 0.57593 | 0.65849 | 0.28909 | 0.7297 | 0.23689 | 1 | 0.36698 | 0.43387 | 0.35886 | 0.67013 | 0.21622 | 0
Feb | 18 | 9 | Weekend | Saturday | 0.84623 | 0.91116 | 0.9113 | 0.77362 | 0.0044286 | 0.77362 | 0.77362 | 0.79762 | 0.77362 | 0.84623 | 0.84623 | 0.76935 | 0.81705 | 0.79981 | 0.41587 | 0.3944 | 0.6666 | 0.71473 | 0.19759 | 0.74038 | 0.12337 | 0.84757 | 0.40366 | 0.79762 | 0.78517 | 0.76694 | 0.43777 | 0.7453 | 0.77962 | 0.78139 | 0.43177 | 0.37849 | 0.50254 | 0.69642 | 0.28819 | 0.73019 | 0.23676 | 0.85122 | 0.36321 | 0.53024 | 0.46336 | 0.65078 | 0.27988 | 0
Feb | 18 | 10 | Weekend | Saturday | 0.91728 | 0.93544 | 0.90977 | 0.77132 | 0.0044286 | 0.77132 | 0.77132 | 0.84204 | 0.77132 | 0.91728 | 0.91728 | 0.92223 | 0.8305 | 0.63853 | 0.36036 | 0.37162 | 0.57664 | 0.66505 | 0.19618 | 0.83519 | 0.12721 | 0.62682 | 0.38477 | 0.84204 | 0.81766 | 0.8248 | 0.41605 | 0.90877 | 0.79916 | 0.60945 | 0.38315 | 0.36067 | 0.42637 | 0.65294 | 0.28756 | 0.90753 | 0.23472 | 0.59357 | 0.36321 | 0.67268 | 0.60831 | 0.76964 | 0.28288 | 0
Feb | 18 | 11 | Weekend | Saturday | 0.93908 | 0.94567 | 0.90205 | 0.75574 | 0.0044286 | 0.75574 | 0.75574 | 0.80325 | 0.75574 | 0.93908 | 0.93908 | 0.91116 | 0.83787 | 0.59282 | 0.35451 | 0.35711 | 0.54188 | 0.69324 | 0.19753 | 0.83802 | 0.1238 | 0.59207 | 0.37624 | 0.80325 | 0.77155 | 0.90189 | 0.35719 | 0.92519 | 0.80982 | 0.59393 | 0.38334 | 0.34869 | 0.42743 | 0.67685 | 0.29029 | 0.94817 | 0.23653 | 0.56766 | 0.36321 | 0.67057 | 0.60831 | 0.89252 | 0.27481 | 0
Feb | 18 | 12 | Weekend | Saturday | 0.91782 | 0.93951 | 0.88929 | 0.74127 | 0.0044286 | 0.74127 | 0.74127 | 0.83147 | 0.74127 | 0.91782 | 0.91782 | 0.87798 | 0.83044 | 0.55503 | 0.34979 | 0.34305 | 0.51239 | 0.63454 | 0.19457 | 0.79345 | 0.12176 | 0.58098 | 0.32387 | 0.83147 | 0.79312 | 0.86578 | 0.30174 | 0.90993 | 0.8045 | 0.59418 | 0.38337 | 0.33715 | 0.42141 | 0.62399 | 0.28548 | 0.91573 | 0.23352 | 0.56552 | 0.29267 | 0.7658 | 0.70494 | 0.86911 | 0.19654 | 0
Feb | 18 | 13 | Weekend | Saturday | 0.88563 | 0.9377 | 0.88471 | 0.72603 | 0.0044286 | 0.72603 | 0.72603 | 0.81154 | 0.72603 | 0.88563 | 0.88563 | 0.75182 | 0.83209 | 0.5312 | 0.34558 | 0.32428 | 0.48509 | 0.67826 | 0.19253 | 0.78009 | 0.12136 | 0.5781 | 0.32138 | 0.81154 | 0.77115 | 0.84753 | 0.26724 | 0.74611 | 0.80812 | 0.56064 | 0.38352 | 0.32009 | 0.40875 | 0.66352 | 0.28558 | 0.90875 | 0.23349 | 0.56339 | 0.29267 | 0.76521 | 0.70494 | 0.85889 | 0.19093 | 0
Feb | 18 | 14 | Weekend | Saturday | 0.86819 | 0.93987 | 0.87334 | 0.73108 | 0.0044286 | 0.73108 | 0.73108 | 0.79901 | 0.73108 | 0.86819 | 0.86819 | 0.72328 | 0.83503 | 0.52751 | 0.25202 | 0.27117 | 0.46803 | 0.6343 | 0.19384 | 0.66467 | 0.12011 | 0.5683 | 0.31123 | 0.79901 | 0.75846 | 0.83032 | 0.28361 | 0.74613 | 0.81317 | 0.55574 | 0.26015 | 0.26622 | 0.40407 | 0.62722 | 0.28568 | 0.73149 | 0.23249 | 0.56044 | 0.29267 | 0.76557 | 0.70494 | 0.84385 | 0.19513 | 0
Feb | 18 | 15 | Weekend | Saturday | 0.84873 | 0.94386 | 0.86195 | 0.75589 | 0.0044286 | 0.75589 | 0.75589 | 0.79379 | 0.75589 | 0.84873 | 0.84873 | 0.75791 | 0.7953 | 0.5204 | 0.25749 | 0.27663 | 0.4987 | 0.66901 | 0.19297 | 0.67179 | 0.12006 | 0.56389 | 0.31652 | 0.79379 | 0.7547 | 0.81875 | 0.27008 | 0.74588 | 0.78285 | 0.5368 | 0.26014 | 0.27354 | 0.4379 | 0.65395 | 0.28562 | 0.73094 | 0.23233 | 0.55417 | 0.29267 | 0.76628 | 0.70494 | 0.83071 | 0.19182 | 0
Feb | 18 | 16 | Weekend | Saturday | 0.8407 | 0.95936 | 0.85924 | 0.82984 | 1 | 0.82984 | 0.82984 | 0.80516 | 0.82984 | 0.8407 | 0.8407 | 0.90771 | 0.78846 | 0.52823 | 0.31077 | 0.3055 | 0.6539 | 0.59672 | 0.19444 | 0.68203 | 0.11938 | 0.55665 | 0.33551 | 0.80516 | 0.77118 | 0.82361 | 0.24511 | 0.91346 | 0.77211 | 0.58238 | 0.31047 | 0.30141 | 0.62991 | 0.58154 | 0.28719 | 0.73362 | 0.23399 | 0.59641 | 0.30314 | 0.77305 | 0.71308 | 0.83386 | 0.13809 | 0
Feb | 18 | 17 | Weekend | Saturday | 0.87593 | 0.97773 | 0.86148 | 0.96073 | 1 | 0.96073 | 0.96073 | 0.86794 | 0.96073 | 0.87593 | 0.87593 | 0.96427 | 0.76304 | 0.62114 | 0.36632 | 0.38874 | 0.89114 | 0.66182 | 0.22355 | 0.86093 | 0.1364 | 0.68002 | 0.46016 | 0.86794 | 0.88 | 0.83705 | 0.31831 | 0.99131 | 0.74003 | 0.69692 | 0.35227 | 0.38441 | 0.92173 | 0.6383 | 0.33057 | 0.98661 | 0.26847 | 0.73856 | 0.43704 | 0.78074 | 0.77914 | 0.82185 | 0.24758 | 0
Feb | 18 | 18 | Weekend | Saturday | 0.85951 | 0.96879 | 0.84789 | 0.99907 | 1 | 0.99907 | 0.99907 | 0.78728 | 0.99907 | 0.85951 | 0.85951 | 0.96664 | 0.74155 | 0.77114 | 0.28273 | 0.19327 | 0.95449 | 0.49364 | 0.22749 | 0.87143 | 0.14026 | 0.83393 | 0.30191 | 0.78728 | 0.81073 | 0.84657 | 0.409 | 1 | 0.70983 | 0.89399 | 0.34436 | 0.19751 | 0.99405 | 0.47019 | 0.33704 | 0.99499 | 0.27403 | 0.90071 | 0.37293 | 0.62768 | 0.63141 | 0.80834 | 0.28073 | 0
Feb | 18 | 19 | Weekend | Saturday | 0.84077 | 0.95467 | 0.83303 | 0.93234 | 1 | 0.93234 | 0.93234 | 0.42021 | 0.93234 | 0.84077 | 0.84077 | 0.81851 | 0.73269 | 0.82519 | 0.26352 | 0.19472 | 0.93813 | 0.53903 | 0.22875 | 0.88059 | 0.14273 | 0.84893 | 0.30758 | 0.42021 | 0.4546 | 0.75809 | 0.37152 | 0.83969 | 0.69784 | 0.92528 | 0.32032 | 0.19837 | 0.97072 | 0.5044 | 0.33831 | 1 | 0.27593 | 0.9091 | 0.37588 | 0.42488 | 0.46499 | 0.67781 | 0.27198 | 0
Feb | 18 | 20 | Weekend | Saturday | 0.82124 | 0.91067 | 0.81817 | 0.84908 | 1 | 0.84908 | 0.84908 | 0.40409 | 0.84908 | 0.82124 | 0.82124 | 0.81888 | 0.68756 | 0.86199 | 0.26375 | 0.19518 | 0.93033 | 0.48277 | 0.22965 | 0.76639 | 0.14249 | 0.90415 | 0.30749 | 0.40409 | 0.44003 | 0.73567 | 0.44513 | 0.83923 | 0.63764 | 0.98916 | 0.32023 | 0.19984 | 0.96093 | 0.44929 | 0.33916 | 0.8221 | 0.27678 | 0.97469 | 0.37801 | 0.39602 | 0.436 | 0.63958 | 0.28656 | 0
Feb | 18 | 21 | Weekend | Saturday | 0.77205 | 0.86173 | 0.79421 | 0.78724 | 1 | 0.78724 | 0.78724 | 0.16731 | 0.78724 | 0.77205 | 0.77205 | 0.81679 | 0.68529 | 0.83605 | 0.24781 | 0.19677 | 0.81971 | 0.48835 | 0.23148 | 0.77878 | 0.15629 | 0.88668 | 0.31189 | 0.16731 | 0.20589 | 0.62269 | 0.39259 | 0.8376 | 0.63262 | 0.94351 | 0.29785 | 0.20062 | 0.82554 | 0.44749 | 0.34023 | 0.81962 | 0.27771 | 0.95141 | 0.38263 | 0.23514 | 0.29839 | 0.52544 | 0.27537 | 0
Feb | 18 | 22 | Weekend | Saturday | 0.76536 | 0.84522 | 0.76766 | 0.71221 | 1 | 0.71221 | 0.71221 | 0.13419 | 0.71221 | 0.76536 | 0.76536 | 0.78982 | 0.6787 | 0.81771 | 0.23011 | 0.20162 | 0.70129 | 0.41532 | 0.2306 | 0.78791 | 0.14821 | 0.70632 | 0.31432 | 0.13419 | 0.17391 | 0.24121 | 0.47108 | 0.83515 | 0.61897 | 0.80121 | 0.27456 | 0.20584 | 0.65498 | 0.38273 | 0.33927 | 0.81586 | 0.27955 | 0.70949 | 0.38427 | 0.18826 | 0.25204 | 0.31309 | 0.29099 | 0
Feb | 18 | 23 | Weekend | Saturday | 0.73236 | 0.85935 | 0.74725 | 0.63664 | 1 | 0.63664 | 0.63664 | 0.13249 | 0.63664 | 0.73236 | 0.73236 | 0.78428 | 0.66713 | 0.55812 | 0.22268 | 0.19803 | 0.61126 | 0.49135 | 0.23678 | 0.84843 | 0.14308 | 0.4881 | 0.31106 | 0.13249 | 0.17229 | 0.35383 | 0.47054 | 0.85247 | 0.60635 | 0.54114 | 0.27218 | 0.20282 | 0.51385 | 0.44449 | 0.3436 | 0.85794 | 0.27984 | 0.45983 | 0.38499 | 0.18504 | 0.24923 | 0.45951 | 0.2878 | 0
Feb | 19 | 24 | Weekend | Sunday | 0.71873 | 0.84393 | 0.77193 | 0.58171 | 1 | 0.58171 | 0.58171 | 0.13557 | 0.58171 | 0.71873 | 0.71873 | 0.59183 | 0.65347 | 0.3721 | 0.19296 | 0.18567 | 0.54099 | 0.43175 | 0.23405 | 0.63596 | 0.14206 | 0.44526 | 0.29547 | 0.13557 | 0.17452 | 0.2651 | 0.47733 | 0.4876 | 0.58884 | 0.43152 | 0.2355 | 0.18949 | 0.42445 | 0.40042 | 0.34049 | 0.48672 | 0.27696 | 0.41426 | 0.36147 | 0.18873 | 0.25213 | 0.33907 | 0.28825 | 0
Feb | 19 | 1 | Weekend | Sunday | 0.71512 | 0.80768 | 0.76243 | 0.55923 | 1 | 0.55923 | 0.55923 | 0.13762 | 0.55923 | 0.71512 | 0.71512 | 0.19144 | 0.65133 | 0.33618 | 0.19364 | 0.19203 | 0.54034 | 0.50229 | 0.23751 | 0.23467 | 0.14339 | 0.44858 | 0.29339 | 0.13762 | 0.17622 | 0.25546 | 0.49311 | 0.31969 | 0.58399 | 0.41034 | 0.2357 | 0.19627 | 0.41173 | 0.45575 | 0.34129 | 0.33694 | 0.2782 | 0.41915 | 0.36147 | 0.18917 | 0.25238 | 0.32029 | 0.29071 | 0
Feb | 19 | 2 | Weekend | Sunday | 0.7129 | 0.79725 | 0.75736 | 0.54874 | 1 | 0.54874 | 0.54874 | 0.14123 | 0.54874 | 0.7129 | 0.7129 | 0.19198 | 0.65026 | 0.29418 | 0.19399 | 0.19652 | 0.54231 | 0.43823 | 0.23579 | 0.23528 | 0.14778 | 0.41152 | 0.29234 | 0.14123 | 0.17764 | 0.26816 | 0.49659 | 0.32019 | 0.58144 | 0.35017 | 0.23575 | 0.20056 | 0.40583 | 0.40668 | 0.34081 | 0.33783 | 0.28282 | 0.37712 | 0.36147 | 0.1899 | 0.25259 | 0.33078 | 0.29068 | 0
Feb | 19 | 3 | Weekend | Sunday | 0.70654 | 0.79314 | 0.7582 | 0.54254 | 1 | 0.54254 | 0.54254 | 0.14455 | 0.54254 | 0.70654 | 0.70654 | 0.19214 | 0.65277 | 0.29423 | 0.19511 | 0.20056 | 0.54881 | 0.50912 | 0.24472 | 0.23514 | 0.14841 | 0.42518 | 0.29703 | 0.14455 | 0.18024 | 0.27362 | 0.50391 | 0.32048 | 0.58185 | 0.35152 | 0.23585 | 0.20444 | 0.40334 | 0.46218 | 0.34273 | 0.33833 | 0.2855 | 0.38299 | 0.36449 | 0.19066 | 0.25297 | 0.33334 | 0.2917 | 0
Feb | 19 | 4 | Weekend | Sunday | 0.70635 | 0.79538 | 0.77223 | 0.54469 | 1 | 0.54469 | 0.54469 | 0.14648 | 0.54469 | 0.70635 | 0.70635 | 0.19396 | 0.65607 | 0.32099 | 0.20719 | 0.20173 | 0.59748 | 0.50637 | 0.24821 | 0.23929 | 0.15315 | 0.44484 | 0.30403 | 0.14648 | 0.18373 | 0.2959 | 0.50682 | 0.32374 | 0.5869 | 0.36861 | 0.24948 | 0.20553 | 0.45605 | 0.46874 | 0.34459 | 0.34363 | 0.29126 | 0.40432 | 0.37265 | 0.19114 | 0.25349 | 0.35929 | 0.29186 | 0
Feb | 19 | 5 | Weekend | Sunday | 0.67983 | 0.81783 | 0.81135 | 0.61185 | 1 | 0.61185 | 0.61185 | 0.14905 | 0.61185 | 0.67983 | 0.67983 | 0.60708 | 0.65528 | 0.35921 | 0.23086 | 0.20911 | 0.70468 | 0.63657 | 0.25332 | 0.64838 | 0.15384 | 0.48351 | 0.30661 | 0.14905 | 0.18819 | 0.29869 | 0.51297 | 0.49001 | 0.58537 | 0.40184 | 0.27542 | 0.21247 | 0.56883 | 0.57257 | 0.34681 | 0.485 | 0.29105 | 0.45199 | 0.37805 | 0.19165 | 0.25415 | 0.36025 | 0.29275 | 0
Feb | 19 | 6 | Weekend | Sunday | 0.69167 | 0.85454 | 0.86731 | 0.69572 | 0.0044286 | 0.69572 | 0.69572 | 0.41397 | 0.69572 | 0.69167 | 0.69167 | 0.81143 | 0.68984 | 0.52734 | 0.39669 | 0.5431 | 0.83962 | 0.63969 | 0.24657 | 0.94506 | 0.14925 | 0.64187 | 0.52602 | 0.41397 | 0.44055 | 0.73817 | 0.48576 | 0.80598 | 0.6378 | 0.6127 | 0.35981 | 0.55645 | 0.66323 | 0.60078 | 0.33275 | 0.96737 | 0.279 | 0.62882 | 0.44509 | 0.22439 | 0.23452 | 0.4741 | 0.25607 | 0
Feb | 19 | 7 | Weekend | Sunday | 0.6964 | 0.85961 | 0.89791 | 0.72492 | 0.0044286 | 0.72492 | 0.72492 | 0.3305 | 0.72492 | 0.6964 | 0.6964 | 0.8515 | 0.76103 | 0.79056 | 0.41347 | 0.44831 | 0.80418 | 0.66016 | 0.20297 | 0.87296 | 0.12734 | 0.74104 | 0.42421 | 0.3305 | 0.32747 | 0.70247 | 0.4882 | 0.90806 | 0.68552 | 0.78445 | 0.34598 | 0.42504 | 0.63109 | 0.61779 | 0.29076 | 0.90695 | 0.24099 | 0.73952 | 0.2982 | 0.18608 | 0.1547 | 0.47528 | 0.20352 | 0
Feb | 19 | 8 | Weekend | Sunday | 0.74761 | 0.88955 | 0.91118 | 0.78252 | 0.0044286 | 0.78252 | 0.78252 | 0.85041 | 0.78252 | 0.74761 | 0.74761 | 0.86808 | 0.7779 | 1 | 0.47192 | 0.43881 | 0.75631 | 0.67471 | 0.19996 | 0.74928 | 0.1243 | 1 | 0.43566 | 0.85041 | 0.84527 | 0.81308 | 0.47278 | 0.90823 | 0.72776 | 0.9589 | 0.46803 | 0.41957 | 0.57593 | 0.65849 | 0.28909 | 0.7297 | 0.23689 | 1 | 0.36698 | 0.43387 | 0.35886 | 0.67013 | 0.21622 | 0
Feb | 19 | 9 | Weekend | Sunday | 0.84623 | 0.91116 | 0.9113 | 0.77362 | 0.0044286 | 0.77362 | 0.77362 | 0.79762 | 0.77362 | 0.84623 | 0.84623 | 0.76935 | 0.81705 | 0.79981 | 0.41587 | 0.3944 | 0.6666 | 0.71473 | 0.19759 | 0.74038 | 0.12337 | 0.84757 | 0.40366 | 0.79762 | 0.78517 | 0.76694 | 0.43777 | 0.7453 | 0.77962 | 0.78139 | 0.43177 | 0.37849 | 0.50254 | 0.69642 | 0.28819 | 0.73019 | 0.23676 | 0.85122 | 0.36321 | 0.53024 | 0.46336 | 0.65078 | 0.27988 | 0
Feb | 19 | 10 | Weekend | Sunday | 0.91728 | 0.93544 | 0.90977 | 0.77132 | 0.0044286 | 0.77132 | 0.77132 | 0.84204 | 0.77132 | 0.91728 | 0.91728 | 0.92223 | 0.8305 | 0.63853 | 0.36036 | 0.37162 | 0.57664 | 0.66505 | 0.19618 | 0.83519 | 0.12721 | 0.62682 | 0.38477 | 0.84204 | 0.81766 | 0.8248 | 0.41605 | 0.90877 | 0.79916 | 0.60945 | 0.38315 | 0.36067 | 0.42637 | 0.65294 | 0.28756 | 0.90753 | 0.23472 | 0.59357 | 0.36321 | 0.67268 | 0.60831 | 0.76964 | 0.28288 | 0
Feb | 19 | 11 | Weekend | Sunday | 0.93908 | 0.94567 | 0.90205 | 0.75574 | 0.0044286 | 0.75574 | 0.75574 | 0.80325 | 0.75574 | 0.93908 | 0.93908 | 0.91116 | 0.83787 | 0.59282 | 0.35451 | 0.35711 | 0.54188 | 0.69324 | 0.19753 | 0.83802 | 0.1238 | 0.59207 | 0.37624 | 0.80325 | 0.77155 | 0.90189 | 0.35719 | 0.92519 | 0.80982 | 0.59393 | 0.38334 | 0.34869 | 0.42743 | 0.67685 | 0.29029 | 0.94817 | 0.23653 | 0.56766 | 0.36321 | 0.67057 | 0.60831 | 0.89252 | 0.27481 | 0
Feb | 19 | 12 | Weekend | Sunday | 0.91782 | 0.93951 | 0.88929 | 0.74127 | 0.0044286 | 0.74127 | 0.74127 | 0.83147 | 0.74127 | 0.91782 | 0.91782 | 0.87798 | 0.83044 | 0.55503 | 0.34979 | 0.34305 | 0.51239 | 0.63454 | 0.19457 | 0.79345 | 0.12176 | 0.58098 | 0.32387 | 0.83147 | 0.79312 | 0.86578 | 0.30174 | 0.90993 | 0.8045 | 0.59418 | 0.38337 | 0.33715 | 0.42141 | 0.62399 | 0.28548 | 0.91573 | 0.23352 | 0.56552 | 0.29267 | 0.7658 | 0.70494 | 0.86911 | 0.19654 | 0
Feb | 19 | 13 | Weekend | Sunday | 0.88563 | 0.9377 | 0.88471 | 0.72603 | 0.0044286 | 0.72603 | 0.72603 | 0.81154 | 0.72603 | 0.88563 | 0.88563 | 0.75182 | 0.83209 | 0.5312 | 0.34558 | 0.32428 | 0.48509 | 0.67826 | 0.19253 | 0.78009 | 0.12136 | 0.5781 | 0.32138 | 0.81154 | 0.77115 | 0.84753 | 0.26724 | 0.74611 | 0.80812 | 0.56064 | 0.38352 | 0.32009 | 0.40875 | 0.66352 | 0.28558 | 0.90875 | 0.23349 | 0.56339 | 0.29267 | 0.76521 | 0.70494 | 0.85889 | 0.19093 | 0
Feb | 19 | 14 | Weekend | Sunday | 0.86819 | 0.93987 | 0.87334 | 0.73108 | 0.0044286 | 0.73108 | 0.73108 | 0.79901 | 0.73108 | 0.86819 | 0.86819 | 0.72328 | 0.83503 | 0.52751 | 0.25202 | 0.27117 | 0.46803 | 0.6343 | 0.19384 | 0.66467 | 0.12011 | 0.5683 | 0.31123 | 0.79901 | 0.75846 | 0.83032 | 0.28361 | 0.74613 | 0.81317 | 0.55574 | 0.26015 | 0.26622 | 0.40407 | 0.62722 | 0.28568 | 0.73149 | 0.23249 | 0.56044 | 0.29267 | 0.76557 | 0.70494 | 0.84385 | 0.19513 | 0
Feb | 19 | 15 | Weekend | Sunday | 0.84873 | 0.94386 | 0.86195 | 0.75589 | 0.0044286 | 0.75589 | 0.75589 | 0.79379 | 0.75589 | 0.84873 | 0.84873 | 0.75791 | 0.7953 | 0.5204 | 0.25749 | 0.27663 | 0.4987 | 0.66901 | 0.19297 | 0.67179 | 0.12006 | 0.56389 | 0.31652 | 0.79379 | 0.7547 | 0.81875 | 0.27008 | 0.74588 | 0.78285 | 0.5368 | 0.26014 | 0.27354 | 0.4379 | 0.65395 | 0.28562 | 0.73094 | 0.23233 | 0.55417 | 0.29267 | 0.76628 | 0.70494 | 0.83071 | 0.19182 | 0
Feb | 19 | 16 | Weekend | Sunday | 0.8407 | 0.95936 | 0.85924 | 0.82984 | 1 | 0.82984 | 0.82984 | 0.80516 | 0.82984 | 0.8407 | 0.8407 | 0.90771 | 0.78846 | 0.52823 | 0.31077 | 0.3055 | 0.6539 | 0.59672 | 0.19444 | 0.68203 | 0.11938 | 0.55665 | 0.33551 | 0.80516 | 0.77118 | 0.82361 | 0.24511 | 0.91346 | 0.77211 | 0.58238 | 0.31047 | 0.30141 | 0.62991 | 0.58154 | 0.28719 | 0.73362 | 0.23399 | 0.59641 | 0.30314 | 0.77305 | 0.71308 | 0.83386 | 0.13809 | 0
Feb | 19 | 17 | Weekend | Sunday | 0.87593 | 0.97773 | 0.86148 | 0.96073 | 1 | 0.96073 | 0.96073 | 0.86794 | 0.96073 | 0.87593 | 0.87593 | 0.96427 | 0.76304 | 0.62114 | 0.36632 | 0.38874 | 0.89114 | 0.66182 | 0.22355 | 0.86093 | 0.1364 | 0.68002 | 0.46016 | 0.86794 | 0.88 | 0.83705 | 0.31831 | 0.99131 | 0.74003 | 0.69692 | 0.35227 | 0.38441 | 0.92173 | 0.6383 | 0.33057 | 0.98661 | 0.26847 | 0.73856 | 0.43704 | 0.78074 | 0.77914 | 0.82185 | 0.24758 | 0
Feb | 19 | 18 | Weekend | Sunday | 0.85951 | 0.96879 | 0.84789 | 0.99907 | 1 | 0.99907 | 0.99907 | 0.78728 | 0.99907 | 0.85951 | 0.85951 | 0.96664 | 0.74155 | 0.77114 | 0.28273 | 0.19327 | 0.95449 | 0.49364 | 0.22749 | 0.87143 | 0.14026 | 0.83393 | 0.30191 | 0.78728 | 0.81073 | 0.84657 | 0.409 | 1 | 0.70983 | 0.89399 | 0.34436 | 0.19751 | 0.99405 | 0.47019 | 0.33704 | 0.99499 | 0.27403 | 0.90071 | 0.37293 | 0.62768 | 0.63141 | 0.80834 | 0.28073 | 0
Feb | 19 | 19 | Weekend | Sunday | 0.84077 | 0.95467 | 0.83303 | 0.93234 | 1 | 0.93234 | 0.93234 | 0.42021 | 0.93234 | 0.84077 | 0.84077 | 0.81851 | 0.73269 | 0.82519 | 0.26352 | 0.19472 | 0.93813 | 0.53903 | 0.22875 | 0.88059 | 0.14273 | 0.84893 | 0.30758 | 0.42021 | 0.4546 | 0.75809 | 0.37152 | 0.83969 | 0.69784 | 0.92528 | 0.32032 | 0.19837 | 0.97072 | 0.5044 | 0.33831 | 1 | 0.27593 | 0.9091 | 0.37588 | 0.42488 | 0.46499 | 0.67781 | 0.27198 | 0
Feb | 19 | 20 | Weekend | Sunday | 0.82124 | 0.91067 | 0.81817 | 0.84908 | 1 | 0.84908 | 0.84908 | 0.40409 | 0.84908 | 0.82124 | 0.82124 | 0.81888 | 0.68756 | 0.86199 | 0.26375 | 0.19518 | 0.93033 | 0.48277 | 0.22965 | 0.76639 | 0.14249 | 0.90415 | 0.30749 | 0.40409 | 0.44003 | 0.73567 | 0.44513 | 0.83923 | 0.63764 | 0.98916 | 0.32023 | 0.19984 | 0.96093 | 0.44929 | 0.33916 | 0.8221 | 0.27678 | 0.97469 | 0.37801 | 0.39602 | 0.436 | 0.63958 | 0.28656 | 0
Feb | 19 | 21 | Weekend | Sunday | 0.77205 | 0.86173 | 0.79421 | 0.78724 | 1 | 0.78724 | 0.78724 | 0.16731 | 0.78724 | 0.77205 | 0.77205 | 0.81679 | 0.68529 | 0.83605 | 0.24781 | 0.19677 | 0.81971 | 0.48835 | 0.23148 | 0.77878 | 0.15629 | 0.88668 | 0.31189 | 0.16731 | 0.20589 | 0.62269 | 0.39259 | 0.8376 | 0.63262 | 0.94351 | 0.29785 | 0.20062 | 0.82554 | 0.44749 | 0.34023 | 0.81962 | 0.27771 | 0.95141 | 0.38263 | 0.23514 | 0.29839 | 0.52544 | 0.27537 | 0
Feb | 19 | 22 | Weekend | Sunday | 0.76536 | 0.84522 | 0.76766 | 0.71221 | 1 | 0.71221 | 0.71221 | 0.13419 | 0.71221 | 0.76536 | 0.76536 | 0.78982 | 0.6787 | 0.81771 | 0.23011 | 0.20162 | 0.70129 | 0.41532 | 0.2306 | 0.78791 | 0.14821 | 0.70632 | 0.31432 | 0.13419 | 0.17391 | 0.24121 | 0.47108 | 0.83515 | 0.61897 | 0.80121 | 0.27456 | 0.20584 | 0.65498 | 0.38273 | 0.33927 | 0.81586 | 0.27955 | 0.70949 | 0.38427 | 0.18826 | 0.25204 | 0.31309 | 0.29099 | 0
Feb | 19 | 23 | Weekend | Sunday | 0.73236 | 0.85935 | 0.74725 | 0.63664 | 1 | 0.63664 | 0.63664 | 0.13968 | 0.63664 | 0.73236 | 0.73236 | 0.81927 | 0.64702 | 0.55998 | 0.23822 | 0.21846 | 0.65044 | 0.46768 | 0.23653 | 0.88576 | 0.14593 | 0.50128 | 0.33374 | 0.13968 | 0.17842 | 0.35378 | 0.53622 | 0.85225 | 0.57268 | 0.52934 | 0.28621 | 0.22312 | 0.51863 | 0.4272 | 0.34334 | 0.85766 | 0.27971 | 0.46144 | 0.41057 | 0.1939 | 0.25665 | 0.45947 | 0.29811 | 0
Feb | 20 | 24 | Weekday | Monday | 0.69317 | 0.82093 | 0.76777 | 0.54502 | 0.99879 | 0.54502 | 0.54502 | 0.14367 | 0.54502 | 0.69317 | 0.69317 | 0.62604 | 0.6388 | 0.34379 | 0.23699 | 0.22888 | 0.58403 | 0.4097 | 0.23395 | 0.67713 | 0.14547 | 0.45595 | 0.34124 | 0.14367 | 0.18044 | 0.27625 | 0.50529 | 0.48726 | 0.56078 | 0.38597 | 0.28433 | 0.23382 | 0.4296 | 0.38267 | 0.3401 | 0.48625 | 0.27898 | 0.41261 | 0.42014 | 0.19368 | 0.25592 | 0.34935 | 0.29037 | 0
Feb | 20 | 1 | Weekday | Monday | 0.69357 | 0.7893 | 0.76043 | 0.52454 | 0.99879 | 0.52454 | 0.52454 | 0.14875 | 0.52454 | 0.69357 | 0.69357 | 0.19157 | 0.63786 | 0.29761 | 0.23963 | 0.23719 | 0.58823 | 0.48292 | 0.23669 | 0.23386 | 0.14871 | 0.45225 | 0.34333 | 0.14875 | 0.18453 | 0.27591 | 0.56516 | 0.31929 | 0.55586 | 0.35043 | 0.28549 | 0.24195 | 0.41736 | 0.44235 | 0.34137 | 0.33633 | 0.28168 | 0.40781 | 0.42137 | 0.19489 | 0.25653 | 0.33743 | 0.30106 | 0
Feb | 20 | 2 | Weekday | Monday | 0.69589 | 0.78227 | 0.75762 | 0.51582 | 0.99879 | 0.51582 | 0.51582 | 0.15257 | 0.51582 | 0.69589 | 0.69589 | 0.19144 | 0.6362 | 0.27593 | 0.2404 | 0.24525 | 0.59513 | 0.42278 | 0.24002 | 0.23482 | 0.14974 | 0.44582 | 0.3427 | 0.15257 | 0.19101 | 0.27927 | 0.53068 | 0.31977 | 0.55085 | 0.32029 | 0.28535 | 0.2499 | 0.41197 | 0.3957 | 0.34295 | 0.33715 | 0.28437 | 0.39638 | 0.4211 | 0.19581 | 0.25748 | 0.33881 | 0.2928 | 0
Feb | 20 | 3 | Weekday | Monday | 0.69152 | 0.78002 | 0.76213 | 0.51193 | 0.99879 | 0.51193 | 0.51193 | 0.15563 | 0.51193 | 0.69152 | 0.69152 | 0.19209 | 0.63501 | 0.27416 | 0.24417 | 0.25439 | 0.60593 | 0.49915 | 0.25151 | 0.23494 | 0.154 | 0.45566 | 0.34434 | 0.15563 | 0.19966 | 0.29047 | 0.58924 | 0.32004 | 0.54652 | 0.31925 | 0.28721 | 0.25891 | 0.40994 | 0.4579 | 0.34583 | 0.33761 | 0.2896 | 0.40405 | 0.42215 | 0.19654 | 0.25877 | 0.34639 | 0.30356 | 0
Feb | 20 | 4 | Weekday | Monday | 0.69525 | 0.78911 | 0.78491 | 0.52411 | 0.99879 | 0.52411 | 0.52411 | 0.15901 | 0.52411 | 0.69525 | 0.69525 | 0.19594 | 0.68968 | 0.30384 | 0.2583 | 0.26054 | 0.65733 | 0.59311 | 0.25775 | 0.24367 | 0.1583 | 0.48054 | 0.34976 | 0.15901 | 0.20643 | 0.34074 | 0.54955 | 0.32779 | 0.61162 | 0.33881 | 0.30129 | 0.26473 | 0.46294 | 0.55 | 0.34959 | 0.35027 | 0.29414 | 0.42711 | 0.42818 | 0.19728 | 0.25977 | 0.40421 | 0.29478 | 0
Feb | 20 | 5 | Weekday | Monday | 0.66871 | 0.82628 | 0.84185 | 0.61159 | 0.99879 | 0.61159 | 0.61159 | 0.16136 | 0.61159 | 0.66871 | 0.66871 | 0.65291 | 0.7576 | 0.4109 | 0.30131 | 0.28008 | 0.76773 | 0.75737 | 0.26904 | 0.7095 | 0.16204 | 0.55647 | 0.37492 | 0.16136 | 0.21336 | 0.34326 | 0.60696 | 0.49412 | 0.61128 | 0.42996 | 0.3502 | 0.28439 | 0.5761 | 0.67749 | 0.35172 | 0.49177 | 0.2994 | 0.50743 | 0.45786 | 0.19793 | 0.2608 | 0.40566 | 0.30558 | 0
Feb | 20 | 6 | Weekday | Monday | 0.69218 | 0.87726 | 0.92092 | 0.71854 | 0.0044286 | 0.71854 | 0.71854 | 0.96458 | 0.71854 | 0.69218 | 0.69218 | 0.85534 | 0.84968 | 0.69293 | 0.56811 | 0.97552 | 0.8985 | 0.90161 | 0.89128 | 1 | 0.94189 | 0.78463 | 0.78343 | 0.96458 | 1 | 0.81692 | 0.73147 | 0.80821 | 0.78066 | 0.7427 | 0.40235 | 1 | 0.66447 | 0.85808 | 0.38061 | 0.9707 | 0.42906 | 0.76559 | 0.54781 | 0.36418 | 0.32849 | 0.55157 | 0.34826 | 0
Feb | 20 | 7 | Weekday | Monday | 0.72036 | 0.89818 | 0.9728 | 0.72392 | 0.0044286 | 0.72392 | 0.72392 | 0.82406 | 0.72392 | 0.72036 | 0.72036 | 0.9513 | 0.91739 | 0.97524 | 0.72559 | 0.88798 | 0.87017 | 0.97528 | 0.93717 | 0.9478 | 0.99407 | 0.90466 | 0.7682 | 0.82406 | 0.82892 | 0.76909 | 0.8075 | 0.90785 | 0.86896 | 0.93593 | 0.48655 | 0.83097 | 0.64305 | 0.94947 | 0.7135 | 0.90643 | 0.78496 | 0.90206 | 0.50253 | 0.38114 | 0.30474 | 0.54043 | 0.54783 | 0
Feb | 20 | 8 | Weekday | Monday | 0.78765 | 0.93683 | 0.99349 | 0.7271 | 0.0044286 | 0.7271 | 0.7271 | 0.90489 | 0.7271 | 0.78765 | 0.78765 | 0.9645 | 0.94431 | 0.8427 | 1 | 1 | 0.85013 | 0.97629 | 1 | 0.82206 | 1 | 0.83655 | 1 | 0.90489 | 0.89536 | 0.94377 | 0.94747 | 0.90798 | 0.9074 | 0.79111 | 1 | 0.95282 | 0.62361 | 0.95862 | 0.97292 | 0.7292 | 0.98475 | 0.80677 | 0.993 | 0.59256 | 0.5212 | 0.82033 | 0.82608 | 0
Feb | 20 | 9 | Weekday | Monday | 0.89623 | 0.95407 | 0.99841 | 0.68603 | 0.0044286 | 0.68603 | 0.68603 | 1 | 0.68603 | 0.89623 | 0.89623 | 0.82914 | 0.96876 | 0.72894 | 0.92275 | 0.87665 | 0.75788 | 1 | 0.95548 | 0.80844 | 0.96282 | 0.7857 | 0.94418 | 1 | 0.97558 | 0.97005 | 1 | 0.74497 | 0.93995 | 0.70122 | 0.96272 | 0.83234 | 0.55033 | 1 | 0.97254 | 0.72962 | 0.98473 | 0.76612 | 0.99105 | 0.85174 | 0.79052 | 0.90657 | 0.99592 | 0
Feb | 20 | 10 | Weekday | Monday | 0.97613 | 0.97788 | 1 | 0.67234 | 0.0044286 | 0.67234 | 0.67234 | 0.97602 | 0.67234 | 0.97613 | 0.97613 | 0.96848 | 0.97941 | 0.59995 | 0.85552 | 0.83341 | 0.66248 | 0.98504 | 0.94196 | 0.89415 | 0.93835 | 0.61952 | 0.91368 | 0.97602 | 0.94123 | 0.92561 | 0.9505 | 0.90822 | 0.95817 | 0.55611 | 0.91426 | 0.79598 | 0.47365 | 0.98827 | 0.99517 | 0.90679 | 0.99762 | 0.57807 | 0.98935 | 0.88738 | 0.83079 | 0.87743 | 0.99534 | 0
Feb | 20 | 11 | Weekday | Monday | 1 | 0.99115 | 0.99346 | 0.6646 | 0.0044286 | 0.6646 | 0.6646 | 0.92499 | 0.6646 | 1 | 1 | 0.94744 | 0.98576 | 0.56435 | 0.83323 | 0.81099 | 0.62292 | 0.96968 | 0.91125 | 0.88929 | 0.9036 | 0.60031 | 0.89204 | 0.92499 | 0.88204 | 1 | 0.91012 | 0.92485 | 0.97119 | 0.55746 | 0.91454 | 0.78129 | 0.47432 | 0.97962 | 1 | 0.94765 | 1 | 0.57137 | 0.9887 | 0.88498 | 0.83079 | 1 | 0.99395 | 0
Feb | 20 | 12 | Weekday | Monday | 0.97853 | 0.98927 | 0.98297 | 0.65482 | 0.0044286 | 0.65482 | 0.65482 | 0.8962 | 0.65482 | 0.97853 | 0.97853 | 0.90123 | 0.96052 | 0.56184 | 0.78938 | 0.81736 | 0.59076 | 0.91912 | 0.89923 | 0.83753 | 0.8858 | 0.59067 | 0.86537 | 0.8962 | 0.84909 | 0.93175 | 0.82695 | 0.90935 | 0.94827 | 0.5594 | 0.86809 | 0.79345 | 0.46461 | 0.92791 | 0.99599 | 0.91477 | 0.99777 | 0.56469 | 0.94462 | 0.88378 | 0.83079 | 0.92659 | 0.90159 | 0
Feb | 20 | 13 | Weekday | Monday | 0.94738 | 0.99116 | 0.98198 | 0.64409 | 0.0044286 | 0.64409 | 0.64409 | 0.87252 | 0.64409 | 0.94738 | 0.94738 | 0.7783 | 0.98913 | 0.54205 | 0.81255 | 0.77493 | 0.56597 | 0.94115 | 0.89315 | 0.82413 | 0.87403 | 0.5827 | 0.87321 | 0.87252 | 0.82284 | 0.91347 | 0.87455 | 0.74549 | 0.9813 | 0.53046 | 0.91495 | 0.75556 | 0.45587 | 0.95859 | 0.97325 | 0.90775 | 0.98467 | 0.56185 | 0.98995 | 0.88352 | 0.83079 | 0.91463 | 0.99351 | 0
Feb | 20 | 14 | Weekday | Monday | 0.9307 | 0.9952 | 0.96797 | 0.65504 | 0.0044286 | 0.65504 | 0.65504 | 0.85554 | 0.65504 | 0.9307 | 0.9307 | 0.75927 | 0.99194 | 0.53746 | 0.80262 | 0.72975 | 0.54661 | 0.93424 | 0.87872 | 0.71434 | 0.85775 | 0.57763 | 0.85757 | 0.85554 | 0.80455 | 0.8952 | 0.87128 | 0.74551 | 0.98863 | 0.52817 | 0.91461 | 0.714 | 0.45098 | 0.95636 | 0.97348 | 0.73053 | 0.9846 | 0.55816 | 0.98937 | 0.88352 | 0.83079 | 0.90005 | 0.99421 | 0
Feb | 20 | 15 | Weekday | Monday | 0.90947 | 0.99404 | 0.95153 | 0.69115 | 0.0044286 | 0.69115 | 0.69115 | 0.84338 | 0.69115 | 0.90947 | 0.90947 | 0.80134 | 0.99293 | 0.53005 | 0.80429 | 0.72015 | 0.57507 | 0.89451 | 0.87371 | 0.72721 | 0.83102 | 0.57413 | 0.85343 | 0.84338 | 0.79292 | 0.88108 | 0.8719 | 0.74524 | 0.99209 | 0.51641 | 0.91395 | 0.70495 | 0.48452 | 0.92287 | 0.96134 | 0.73 | 0.96713 | 0.55179 | 0.99021 | 0.88441 | 0.83079 | 0.88727 | 0.99371 | 0
Feb | 20 | 16 | Weekday | Monday | 0.87572 | 0.99609 | 0.94075 | 0.78357 | 0.99879 | 0.78357 | 0.78357 | 0.85757 | 0.78357 | 0.87572 | 0.87572 | 0.94941 | 0.9958 | 0.54068 | 0.85256 | 0.75174 | 0.72955 | 0.89678 | 0.84983 | 0.73387 | 0.79382 | 0.56306 | 0.86877 | 0.85757 | 0.81353 | 0.88738 | 0.895 | 0.91285 | 0.99582 | 0.57211 | 0.964 | 0.73611 | 0.67647 | 0.92561 | 0.961 | 0.73269 | 0.95725 | 0.59289 | 1 | 0.89117 | 0.8373 | 0.8907 | 1 | 0
Feb | 20 | 17 | Weekday | Monday | 0.87839 | 1 | 0.9327 | 0.93643 | 0.99879 | 0.93643 | 0.93643 | 0.96062 | 0.93643 | 0.87839 | 0.87839 | 0.99361 | 1 | 0.6651 | 0.81943 | 0.81454 | 0.9399 | 0.94035 | 0.73667 | 0.90028 | 0.76471 | 0.72132 | 0.79102 | 0.96062 | 0.96003 | 0.92739 | 0.49136 | 0.99135 | 1 | 0.71349 | 0.9031 | 0.8005 | 0.93327 | 0.97182 | 0.75528 | 0.98631 | 0.81773 | 0.76994 | 0.80834 | 1 | 1 | 0.9304 | 0.45426 | 0
Feb | 20 | 18 | Weekday | Monday | 0.85324 | 0.99112 | 0.91119 | 1 | 0.99879 | 1 | 1 | 0.85579 | 1 | 0.85324 | 0.85324 | 1 | 0.81164 | 0.87282 | 0.69806 | 0.6987 | 1 | 0.63417 | 0.76679 | 0.92101 | 0.78633 | 0.82049 | 0.74626 | 0.85579 | 0.86757 | 0.9416 | 0.3804 | 0.99953 | 0.79031 | 0.90091 | 0.72237 | 0.67502 | 1 | 0.63914 | 0.7617 | 0.99417 | 0.82294 | 0.85211 | 0.69849 | 0.80775 | 0.80921 | 0.93272 | 0.2732 | 0
Feb | 20 | 19 | Weekday | Monday | 0.81637 | 0.97633 | 0.89173 | 0.94881 | 0.99879 | 0.94881 | 0.94881 | 0.86459 | 0.94881 | 0.81637 | 0.81637 | 0.86787 | 0.80454 | 0.83812 | 0.69332 | 0.70876 | 0.98688 | 0.63873 | 0.78659 | 0.93462 | 0.79017 | 0.83615 | 0.76086 | 0.86459 | 0.88354 | 0.89439 | 0.47107 | 0.83795 | 0.77829 | 0.91855 | 0.69857 | 0.68111 | 0.97704 | 0.64056 | 0.76272 | 0.99713 | 0.82353 | 0.87891 | 0.69906 | 0.77799 | 0.77829 | 0.85742 | 0.29015 | 0
Feb | 20 | 20 | Weekday | Monday | 0.79517 | 0.9261 | 0.8731 | 0.86896 | 0.99879 | 0.86896 | 0.86896 | 0.83941 | 0.86896 | 0.79517 | 0.79517 | 0.8634 | 0.71782 | 0.88642 | 0.60431 | 0.68759 | 0.98374 | 0.58272 | 0.79991 | 0.82428 | 0.80482 | 0.91806 | 0.73903 | 0.83941 | 0.86424 | 0.83108 | 0.43079 | 0.83759 | 0.66901 | 1 | 0.55826 | 0.65379 | 0.96777 | 0.55641 | 0.76282 | 0.81942 | 0.82371 | 0.97025 | 0.65425 | 0.71682 | 0.71644 | 0.76164 | 0.2802 | 0
Feb | 20 | 21 | Weekday | Monday | 0.7408 | 0.86495 | 0.84558 | 0.79498 | 0.99879 | 0.79498 | 0.79498 | 0.3099 | 0.79498 | 0.7408 | 0.7408 | 0.86772 | 0.68915 | 0.94201 | 0.59979 | 0.70908 | 0.87757 | 0.48481 | 0.23506 | 0.8372 | 0.14199 | 0.8896 | 0.748 | 0.3099 | 0.34412 | 0.64758 | 0.51681 | 0.8363 | 0.63362 | 0.98082 | 0.53445 | 0.67255 | 0.83285 | 0.46205 | 0.33689 | 0.81751 | 0.27215 | 0.91574 | 0.65469 | 0.34291 | 0.39196 | 0.5462 | 0.29649 | 0
Feb | 20 | 22 | Weekday | Monday | 0.74035 | 0.83133 | 0.81655 | 0.6932 | 0.99879 | 0.6932 | 0.6932 | 0.13666 | 0.6932 | 0.74035 | 0.74035 | 0.84516 | 0.64496 | 0.76179 | 0.28057 | 0.22962 | 0.76366 | 0.39078 | 0.23148 | 0.84781 | 0.13967 | 0.67202 | 0.35141 | 0.13666 | 0.17615 | 0.24727 | 0.46471 | 0.83477 | 0.57746 | 0.76131 | 0.3421 | 0.2347 | 0.66275 | 0.36413 | 0.33681 | 0.81527 | 0.27233 | 0.66015 | 0.43316 | 0.19206 | 0.25529 | 0.32081 | 0.28431 | 0
Feb | 20 | 23 | Weekday | Monday | 0.7077 | 0.84558 | 0.79254 | 0.60062 | 0.99879 | 0.60062 | 0.60062 | 0.13968 | 0.60062 | 0.7077 | 0.7077 | 0.81927 | 0.64702 | 0.55998 | 0.23822 | 0.21846 | 0.65044 | 0.46768 | 0.23653 | 0.88576 | 0.14593 | 0.50128 | 0.33374 | 0.13968 | 0.17842 | 0.35378 | 0.53622 | 0.85225 | 0.57268 | 0.52934 | 0.28621 | 0.22312 | 0.51863 | 0.4272 | 0.34334 | 0.85766 | 0.27971 | 0.46144 | 0.41057 | 0.1939 | 0.25665 | 0.45947 | 0.29811 | 0
Feb | 21 | 24 | Weekday | Tuesday | 0.69317 | 0.82093 | 0.76777 | 0.54502 | 0.99879 | 0.54502 | 0.54502 | 0.14367 | 0.54502 | 0.69317 | 0.69317 | 0.62604 | 0.6388 | 0.34379 | 0.23699 | 0.22888 | 0.58403 | 0.4097 | 0.23395 | 0.67713 | 0.14547 | 0.45595 | 0.34124 | 0.14367 | 0.18044 | 0.27625 | 0.50529 | 0.48726 | 0.56078 | 0.38597 | 0.28433 | 0.23382 | 0.4296 | 0.38267 | 0.3401 | 0.48625 | 0.27898 | 0.41261 | 0.42014 | 0.19368 | 0.25592 | 0.34935 | 0.29037 | 0
Feb | 21 | 1 | Weekday | Tuesday | 0.69357 | 0.7893 | 0.76043 | 0.52454 | 0.99879 | 0.52454 | 0.52454 | 0.14875 | 0.52454 | 0.69357 | 0.69357 | 0.19157 | 0.63786 | 0.29761 | 0.23963 | 0.23719 | 0.58823 | 0.48292 | 0.23669 | 0.23386 | 0.14871 | 0.45225 | 0.34333 | 0.14875 | 0.18453 | 0.27591 | 0.56516 | 0.31929 | 0.55586 | 0.35043 | 0.28549 | 0.24195 | 0.41736 | 0.44235 | 0.34137 | 0.33633 | 0.28168 | 0.40781 | 0.42137 | 0.19489 | 0.25653 | 0.33743 | 0.30106 | 0
Feb | 21 | 2 | Weekday | Tuesday | 0.69589 | 0.78227 | 0.75762 | 0.51582 | 0.99879 | 0.51582 | 0.51582 | 0.15257 | 0.51582 | 0.69589 | 0.69589 | 0.19144 | 0.6362 | 0.27593 | 0.2404 | 0.24525 | 0.59513 | 0.42278 | 0.24002 | 0.23482 | 0.14974 | 0.44582 | 0.3427 | 0.15257 | 0.19101 | 0.27927 | 0.53068 | 0.31977 | 0.55085 | 0.32029 | 0.28535 | 0.2499 | 0.41197 | 0.3957 | 0.34295 | 0.33715 | 0.28437 | 0.39638 | 0.4211 | 0.19581 | 0.25748 | 0.33881 | 0.2928 | 0
Feb | 21 | 3 | Weekday | Tuesday | 0.69152 | 0.78002 | 0.76213 | 0.51193 | 0.99879 | 0.51193 | 0.51193 | 0.15563 | 0.51193 | 0.69152 | 0.69152 | 0.19209 | 0.63501 | 0.27416 | 0.24417 | 0.25439 | 0.60593 | 0.49915 | 0.25151 | 0.23494 | 0.154 | 0.45566 | 0.34434 | 0.15563 | 0.19966 | 0.29047 | 0.58924 | 0.32004 | 0.54652 | 0.31925 | 0.28721 | 0.25891 | 0.40994 | 0.4579 | 0.34583 | 0.33761 | 0.2896 | 0.40405 | 0.42215 | 0.19654 | 0.25877 | 0.34639 | 0.30356 | 0
Feb | 21 | 4 | Weekday | Tuesday | 0.69525 | 0.78911 | 0.78491 | 0.52411 | 0.99879 | 0.52411 | 0.52411 | 0.15901 | 0.52411 | 0.69525 | 0.69525 | 0.19594 | 0.68968 | 0.30384 | 0.2583 | 0.26054 | 0.65733 | 0.59311 | 0.25775 | 0.24367 | 0.1583 | 0.48054 | 0.34976 | 0.15901 | 0.20643 | 0.34074 | 0.54955 | 0.32779 | 0.61162 | 0.33881 | 0.30129 | 0.26473 | 0.46294 | 0.55 | 0.34959 | 0.35027 | 0.29414 | 0.42711 | 0.42818 | 0.19728 | 0.25977 | 0.40421 | 0.29478 | 0
Feb | 21 | 5 | Weekday | Tuesday | 0.66871 | 0.82628 | 0.84185 | 0.61159 | 0.99879 | 0.61159 | 0.61159 | 0.16136 | 0.61159 | 0.66871 | 0.66871 | 0.65291 | 0.7576 | 0.4109 | 0.30131 | 0.28008 | 0.76773 | 0.75737 | 0.26904 | 0.7095 | 0.16204 | 0.55647 | 0.37492 | 0.16136 | 0.21336 | 0.34326 | 0.60696 | 0.49412 | 0.61128 | 0.42996 | 0.3502 | 0.28439 | 0.5761 | 0.67749 | 0.35172 | 0.49177 | 0.2994 | 0.50743 | 0.45786 | 0.19793 | 0.2608 | 0.40566 | 0.30558 | 0
Feb | 21 | 6 | Weekday | Tuesday | 0.69218 | 0.87726 | 0.92092 | 0.71854 | 0.0044286 | 0.71854 | 0.71854 | 0.96458 | 0.71854 | 0.69218 | 0.69218 | 0.85534 | 0.84968 | 0.69293 | 0.56811 | 0.97552 | 0.8985 | 0.90161 | 0.89128 | 1 | 0.94189 | 0.78463 | 0.78343 | 0.96458 | 1 | 0.81692 | 0.73147 | 0.80821 | 0.78066 | 0.7427 | 0.40235 | 1 | 0.66447 | 0.85808 | 0.38061 | 0.9707 | 0.42906 | 0.76559 | 0.54781 | 0.36418 | 0.32849 | 0.55157 | 0.34826 | 0
Feb | 21 | 7 | Weekday | Tuesday | 0.72036 | 0.89818 | 0.9728 | 0.72392 | 0.0044286 | 0.72392 | 0.72392 | 0.82406 | 0.72392 | 0.72036 | 0.72036 | 0.9513 | 0.91739 | 0.97524 | 0.72559 | 0.88798 | 0.87017 | 0.97528 | 0.93717 | 0.9478 | 0.99407 | 0.90466 | 0.7682 | 0.82406 | 0.82892 | 0.76909 | 0.8075 | 0.90785 | 0.86896 | 0.93593 | 0.48655 | 0.83097 | 0.64305 | 0.94947 | 0.7135 | 0.90643 | 0.78496 | 0.90206 | 0.50253 | 0.38114 | 0.30474 | 0.54043 | 0.54783 | 0
Feb | 21 | 8 | Weekday | Tuesday | 0.78765 | 0.93683 | 0.99349 | 0.7271 | 0.0044286 | 0.7271 | 0.7271 | 0.90489 | 0.7271 | 0.78765 | 0.78765 | 0.9645 | 0.94431 | 0.8427 | 1 | 1 | 0.85013 | 0.97629 | 1 | 0.82206 | 1 | 0.83655 | 1 | 0.90489 | 0.89536 | 0.94377 | 0.94747 | 0.90798 | 0.9074 | 0.79111 | 1 | 0.95282 | 0.62361 | 0.95862 | 0.97292 | 0.7292 | 0.98475 | 0.80677 | 0.993 | 0.59256 | 0.5212 | 0.82033 | 0.82608 | 0
Feb | 21 | 9 | Weekday | Tuesday | 0.89623 | 0.95407 | 0.99841 | 0.68603 | 0.0044286 | 0.68603 | 0.68603 | 1 | 0.68603 | 0.89623 | 0.89623 | 0.82914 | 0.96876 | 0.72894 | 0.92275 | 0.87665 | 0.75788 | 1 | 0.95548 | 0.80844 | 0.96282 | 0.7857 | 0.94418 | 1 | 0.97558 | 0.97005 | 1 | 0.74497 | 0.93995 | 0.70122 | 0.96272 | 0.83234 | 0.55033 | 1 | 0.97254 | 0.72962 | 0.98473 | 0.76612 | 0.99105 | 0.85174 | 0.79052 | 0.90657 | 0.99592 | 0
Feb | 21 | 10 | Weekday | Tuesday | 0.97613 | 0.97788 | 1 | 0.67234 | 0.0044286 | 0.67234 | 0.67234 | 0.97602 | 0.67234 | 0.97613 | 0.97613 | 0.96848 | 0.97941 | 0.59995 | 0.85552 | 0.83341 | 0.66248 | 0.98504 | 0.94196 | 0.89415 | 0.93835 | 0.61952 | 0.91368 | 0.97602 | 0.94123 | 0.92561 | 0.9505 | 0.90822 | 0.95817 | 0.55611 | 0.91426 | 0.79598 | 0.47365 | 0.98827 | 0.99517 | 0.90679 | 0.99762 | 0.57807 | 0.98935 | 0.88738 | 0.83079 | 0.87743 | 0.99534 | 0
Feb | 21 | 11 | Weekday | Tuesday | 1 | 0.99115 | 0.99346 | 0.6646 | 0.0044286 | 0.6646 | 0.6646 | 0.92499 | 0.6646 | 1 | 1 | 0.94744 | 0.98576 | 0.56435 | 0.83323 | 0.81099 | 0.62292 | 0.96968 | 0.91125 | 0.88929 | 0.9036 | 0.60031 | 0.89204 | 0.92499 | 0.88204 | 1 | 0.91012 | 0.92485 | 0.97119 | 0.55746 | 0.91454 | 0.78129 | 0.47432 | 0.97962 | 1 | 0.94765 | 1 | 0.57137 | 0.9887 | 0.88498 | 0.83079 | 1 | 0.99395 | 0
Feb | 21 | 12 | Weekday | Tuesday | 0.97853 | 0.98927 | 0.98297 | 0.65482 | 0.0044286 | 0.65482 | 0.65482 | 0.8962 | 0.65482 | 0.97853 | 0.97853 | 0.90123 | 0.96052 | 0.56184 | 0.78938 | 0.81736 | 0.59076 | 0.91912 | 0.89923 | 0.83753 | 0.8858 | 0.59067 | 0.86537 | 0.8962 | 0.84909 | 0.93175 | 0.82695 | 0.90935 | 0.94827 | 0.5594 | 0.86809 | 0.79345 | 0.46461 | 0.92791 | 0.99599 | 0.91477 | 0.99777 | 0.56469 | 0.94462 | 0.88378 | 0.83079 | 0.92659 | 0.90159 | 0
Feb | 21 | 13 | Weekday | Tuesday | 0.94738 | 0.99116 | 0.98198 | 0.64409 | 0.0044286 | 0.64409 | 0.64409 | 0.87252 | 0.64409 | 0.94738 | 0.94738 | 0.7783 | 0.98913 | 0.54205 | 0.81255 | 0.77493 | 0.56597 | 0.94115 | 0.89315 | 0.82413 | 0.87403 | 0.5827 | 0.87321 | 0.87252 | 0.82284 | 0.91347 | 0.87455 | 0.74549 | 0.9813 | 0.53046 | 0.91495 | 0.75556 | 0.45587 | 0.95859 | 0.97325 | 0.90775 | 0.98467 | 0.56185 | 0.98995 | 0.88352 | 0.83079 | 0.91463 | 0.99351 | 0
Feb | 21 | 14 | Weekday | Tuesday | 0.9307 | 0.9952 | 0.96797 | 0.65504 | 0.0044286 | 0.65504 | 0.65504 | 0.85554 | 0.65504 | 0.9307 | 0.9307 | 0.75927 | 0.99194 | 0.53746 | 0.80262 | 0.72975 | 0.54661 | 0.93424 | 0.87872 | 0.71434 | 0.85775 | 0.57763 | 0.85757 | 0.85554 | 0.80455 | 0.8952 | 0.87128 | 0.74551 | 0.98863 | 0.52817 | 0.91461 | 0.714 | 0.45098 | 0.95636 | 0.97348 | 0.73053 | 0.9846 | 0.55816 | 0.98937 | 0.88352 | 0.83079 | 0.90005 | 0.99421 | 0
Feb | 21 | 15 | Weekday | Tuesday | 0.90947 | 0.99404 | 0.95153 | 0.69115 | 0.0044286 | 0.69115 | 0.69115 | 0.84338 | 0.69115 | 0.90947 | 0.90947 | 0.80134 | 0.99293 | 0.53005 | 0.80429 | 0.72015 | 0.57507 | 0.89451 | 0.87371 | 0.72721 | 0.83102 | 0.57413 | 0.85343 | 0.84338 | 0.79292 | 0.88108 | 0.8719 | 0.74524 | 0.99209 | 0.51641 | 0.91395 | 0.70495 | 0.48452 | 0.92287 | 0.96134 | 0.73 | 0.96713 | 0.55179 | 0.99021 | 0.88441 | 0.83079 | 0.88727 | 0.99371 | 0
Feb | 21 | 16 | Weekday | Tuesday | 0.87572 | 0.99609 | 0.94075 | 0.78357 | 0.99879 | 0.78357 | 0.78357 | 0.85757 | 0.78357 | 0.87572 | 0.87572 | 0.94941 | 0.9958 | 0.54068 | 0.85256 | 0.75174 | 0.72955 | 0.89678 | 0.84983 | 0.73387 | 0.79382 | 0.56306 | 0.86877 | 0.85757 | 0.81353 | 0.88738 | 0.895 | 0.91285 | 0.99582 | 0.57211 | 0.964 | 0.73611 | 0.67647 | 0.92561 | 0.961 | 0.73269 | 0.95725 | 0.59289 | 1 | 0.89117 | 0.8373 | 0.8907 | 1 | 0
Feb | 21 | 17 | Weekday | Tuesday | 0.87839 | 1 | 0.9327 | 0.93643 | 0.99879 | 0.93643 | 0.93643 | 0.96062 | 0.93643 | 0.87839 | 0.87839 | 0.99361 | 1 | 0.6651 | 0.81943 | 0.81454 | 0.9399 | 0.94035 | 0.73667 | 0.90028 | 0.76471 | 0.72132 | 0.79102 | 0.96062 | 0.96003 | 0.92739 | 0.49136 | 0.99135 | 1 | 0.71349 | 0.9031 | 0.8005 | 0.93327 | 0.97182 | 0.75528 | 0.98631 | 0.81773 | 0.76994 | 0.80834 | 1 | 1 | 0.9304 | 0.45426 | 0
Feb | 21 | 18 | Weekday | Tuesday | 0.85324 | 0.99112 | 0.91119 | 1 | 0.99879 | 1 | 1 | 0.85579 | 1 | 0.85324 | 0.85324 | 1 | 0.81164 | 0.87282 | 0.69806 | 0.6987 | 1 | 0.63417 | 0.76679 | 0.92101 | 0.78633 | 0.82049 | 0.74626 | 0.85579 | 0.86757 | 0.9416 | 0.3804 | 0.99953 | 0.79031 | 0.90091 | 0.72237 | 0.67502 | 1 | 0.63914 | 0.7617 | 0.99417 | 0.82294 | 0.85211 | 0.69849 | 0.80775 | 0.80921 | 0.93272 | 0.2732 | 0
Feb | 21 | 19 | Weekday | Tuesday | 0.81637 | 0.97633 | 0.89173 | 0.94881 | 0.99879 | 0.94881 | 0.94881 | 0.86459 | 0.94881 | 0.81637 | 0.81637 | 0.86787 | 0.80454 | 0.83812 | 0.69332 | 0.70876 | 0.98688 | 0.63873 | 0.78659 | 0.93462 | 0.79017 | 0.83615 | 0.76086 | 0.86459 | 0.88354 | 0.89439 | 0.47107 | 0.83795 | 0.77829 | 0.91855 | 0.69857 | 0.68111 | 0.97704 | 0.64056 | 0.76272 | 0.99713 | 0.82353 | 0.87891 | 0.69906 | 0.77799 | 0.77829 | 0.85742 | 0.29015 | 0
Feb | 21 | 20 | Weekday | Tuesday | 0.79517 | 0.9261 | 0.8731 | 0.86896 | 0.99879 | 0.86896 | 0.86896 | 0.83941 | 0.86896 | 0.79517 | 0.79517 | 0.8634 | 0.71782 | 0.88642 | 0.60431 | 0.68759 | 0.98374 | 0.58272 | 0.79991 | 0.82428 | 0.80482 | 0.91806 | 0.73903 | 0.83941 | 0.86424 | 0.83108 | 0.43079 | 0.83759 | 0.66901 | 1 | 0.55826 | 0.65379 | 0.96777 | 0.55641 | 0.76282 | 0.81942 | 0.82371 | 0.97025 | 0.65425 | 0.71682 | 0.71644 | 0.76164 | 0.2802 | 0
Feb | 21 | 21 | Weekday | Tuesday | 0.7408 | 0.86495 | 0.84558 | 0.79498 | 0.99879 | 0.79498 | 0.79498 | 0.3099 | 0.79498 | 0.7408 | 0.7408 | 0.86772 | 0.68915 | 0.94201 | 0.59979 | 0.70908 | 0.87757 | 0.48481 | 0.23506 | 0.8372 | 0.14199 | 0.8896 | 0.748 | 0.3099 | 0.34412 | 0.64758 | 0.51681 | 0.8363 | 0.63362 | 0.98082 | 0.53445 | 0.67255 | 0.83285 | 0.46205 | 0.33689 | 0.81751 | 0.27215 | 0.91574 | 0.65469 | 0.34291 | 0.39196 | 0.5462 | 0.29649 | 0
Feb | 21 | 22 | Weekday | Tuesday | 0.74035 | 0.83133 | 0.81655 | 0.6932 | 0.99879 | 0.6932 | 0.6932 | 0.13666 | 0.6932 | 0.74035 | 0.74035 | 0.84516 | 0.64496 | 0.76179 | 0.28057 | 0.22962 | 0.76366 | 0.39078 | 0.23148 | 0.84781 | 0.13967 | 0.67202 | 0.35141 | 0.13666 | 0.17615 | 0.24727 | 0.46471 | 0.83477 | 0.57746 | 0.76131 | 0.3421 | 0.2347 | 0.66275 | 0.36413 | 0.33681 | 0.81527 | 0.27233 | 0.66015 | 0.43316 | 0.19206 | 0.25529 | 0.32081 | 0.28431 | 0
Feb | 21 | 23 | Weekday | Tuesday | 0.7077 | 0.84558 | 0.79254 | 0.60062 | 0.99879 | 0.60062 | 0.60062 | 0.13968 | 0.60062 | 0.7077 | 0.7077 | 0.81927 | 0.64702 | 0.55998 | 0.23822 | 0.21846 | 0.65044 | 0.46768 | 0.23653 | 0.88576 | 0.14593 | 0.50128 | 0.33374 | 0.13968 | 0.17842 | 0.35378 | 0.53622 | 0.85225 | 0.57268 | 0.52934 | 0.28621 | 0.22312 | 0.51863 | 0.4272 | 0.34334 | 0.85766 | 0.27971 | 0.46144 | 0.41057 | 0.1939 | 0.25665 | 0.45947 | 0.29811 | 0
Feb | 22 | 24 | Weekday | Wednesday | 0.69317 | 0.82093 | 0.76777 | 0.54502 | 0.99879 | 0.54502 | 0.54502 | 0.14367 | 0.54502 | 0.69317 | 0.69317 | 0.62604 | 0.6388 | 0.34379 | 0.23699 | 0.22888 | 0.58403 | 0.4097 | 0.23395 | 0.67713 | 0.14547 | 0.45595 | 0.34124 | 0.14367 | 0.18044 | 0.27625 | 0.50529 | 0.48726 | 0.56078 | 0.38597 | 0.28433 | 0.23382 | 0.4296 | 0.38267 | 0.3401 | 0.48625 | 0.27898 | 0.41261 | 0.42014 | 0.19368 | 0.25592 | 0.34935 | 0.29037 | 0
Feb | 22 | 1 | Weekday | Wednesday | 0.69357 | 0.7893 | 0.76043 | 0.52454 | 0.99879 | 0.52454 | 0.52454 | 0.14875 | 0.52454 | 0.69357 | 0.69357 | 0.19157 | 0.63786 | 0.29761 | 0.23963 | 0.23719 | 0.58823 | 0.48292 | 0.23669 | 0.23386 | 0.14871 | 0.45225 | 0.34333 | 0.14875 | 0.18453 | 0.27591 | 0.56516 | 0.31929 | 0.55586 | 0.35043 | 0.28549 | 0.24195 | 0.41736 | 0.44235 | 0.34137 | 0.33633 | 0.28168 | 0.40781 | 0.42137 | 0.19489 | 0.25653 | 0.33743 | 0.30106 | 0
Feb | 22 | 2 | Weekday | Wednesday | 0.69589 | 0.78227 | 0.75762 | 0.51582 | 0.99879 | 0.51582 | 0.51582 | 0.15257 | 0.51582 | 0.69589 | 0.69589 | 0.19144 | 0.6362 | 0.27593 | 0.2404 | 0.24525 | 0.59513 | 0.42278 | 0.24002 | 0.23482 | 0.14974 | 0.44582 | 0.3427 | 0.15257 | 0.19101 | 0.27927 | 0.53068 | 0.31977 | 0.55085 | 0.32029 | 0.28535 | 0.2499 | 0.41197 | 0.3957 | 0.34295 | 0.33715 | 0.28437 | 0.39638 | 0.4211 | 0.19581 | 0.25748 | 0.33881 | 0.2928 | 0
Feb | 22 | 3 | Weekday | Wednesday | 0.69152 | 0.78002 | 0.76213 | 0.51193 | 0.99879 | 0.51193 | 0.51193 | 0.15563 | 0.51193 | 0.69152 | 0.69152 | 0.19209 | 0.63501 | 0.27416 | 0.24417 | 0.25439 | 0.60593 | 0.49915 | 0.25151 | 0.23494 | 0.154 | 0.45566 | 0.34434 | 0.15563 | 0.19966 | 0.29047 | 0.58924 | 0.32004 | 0.54652 | 0.31925 | 0.28721 | 0.25891 | 0.40994 | 0.4579 | 0.34583 | 0.33761 | 0.2896 | 0.40405 | 0.42215 | 0.19654 | 0.25877 | 0.34639 | 0.30356 | 0
Feb | 22 | 4 | Weekday | Wednesday | 0.69525 | 0.78911 | 0.78491 | 0.52411 | 0.99879 | 0.52411 | 0.52411 | 0.15901 | 0.52411 | 0.69525 | 0.69525 | 0.19594 | 0.68968 | 0.30384 | 0.2583 | 0.26054 | 0.65733 | 0.59311 | 0.25775 | 0.24367 | 0.1583 | 0.48054 | 0.34976 | 0.15901 | 0.20643 | 0.34074 | 0.54955 | 0.32779 | 0.61162 | 0.33881 | 0.30129 | 0.26473 | 0.46294 | 0.55 | 0.34959 | 0.35027 | 0.29414 | 0.42711 | 0.42818 | 0.19728 | 0.25977 | 0.40421 | 0.29478 | 0
Feb | 22 | 5 | Weekday | Wednesday | 0.66871 | 0.82628 | 0.84185 | 0.61159 | 0.99879 | 0.61159 | 0.61159 | 0.16136 | 0.61159 | 0.66871 | 0.66871 | 0.65291 | 0.7576 | 0.4109 | 0.30131 | 0.28008 | 0.76773 | 0.75737 | 0.26904 | 0.7095 | 0.16204 | 0.55647 | 0.37492 | 0.16136 | 0.21336 | 0.34326 | 0.60696 | 0.49412 | 0.61128 | 0.42996 | 0.3502 | 0.28439 | 0.5761 | 0.67749 | 0.35172 | 0.49177 | 0.2994 | 0.50743 | 0.45786 | 0.19793 | 0.2608 | 0.40566 | 0.30558 | 0
Feb | 22 | 6 | Weekday | Wednesday | 0.69218 | 0.87726 | 0.92092 | 0.71854 | 0.0044286 | 0.71854 | 0.71854 | 0.96458 | 0.71854 | 0.69218 | 0.69218 | 0.85534 | 0.84968 | 0.69293 | 0.56811 | 0.97552 | 0.8985 | 0.90161 | 0.89128 | 1 | 0.94189 | 0.78463 | 0.78343 | 0.96458 | 1 | 0.81692 | 0.73147 | 0.80821 | 0.78066 | 0.7427 | 0.40235 | 1 | 0.66447 | 0.85808 | 0.38061 | 0.9707 | 0.42906 | 0.76559 | 0.54781 | 0.36418 | 0.32849 | 0.55157 | 0.34826 | 0
Feb | 22 | 7 | Weekday | Wednesday | 0.72036 | 0.89818 | 0.9728 | 0.72392 | 0.0044286 | 0.72392 | 0.72392 | 0.82406 | 0.72392 | 0.72036 | 0.72036 | 0.9513 | 0.91739 | 0.97524 | 0.72559 | 0.88798 | 0.87017 | 0.97528 | 0.93717 | 0.9478 | 0.99407 | 0.90466 | 0.7682 | 0.82406 | 0.82892 | 0.76909 | 0.8075 | 0.90785 | 0.86896 | 0.93593 | 0.48655 | 0.83097 | 0.64305 | 0.94947 | 0.7135 | 0.90643 | 0.78496 | 0.90206 | 0.50253 | 0.38114 | 0.30474 | 0.54043 | 0.54783 | 0
Feb | 22 | 8 | Weekday | Wednesday | 0.78765 | 0.93683 | 0.99349 | 0.7271 | 0.0044286 | 0.7271 | 0.7271 | 0.90489 | 0.7271 | 0.78765 | 0.78765 | 0.9645 | 0.94431 | 0.8427 | 1 | 1 | 0.85013 | 0.97629 | 1 | 0.82206 | 1 | 0.83655 | 1 | 0.90489 | 0.89536 | 0.94377 | 0.94747 | 0.90798 | 0.9074 | 0.79111 | 1 | 0.95282 | 0.62361 | 0.95862 | 0.97292 | 0.7292 | 0.98475 | 0.80677 | 0.993 | 0.59256 | 0.5212 | 0.82033 | 0.82608 | 0
Feb | 22 | 9 | Weekday | Wednesday | 0.89623 | 0.95407 | 0.99841 | 0.68603 | 0.0044286 | 0.68603 | 0.68603 | 1 | 0.68603 | 0.89623 | 0.89623 | 0.82914 | 0.96876 | 0.72894 | 0.92275 | 0.87665 | 0.75788 | 1 | 0.95548 | 0.80844 | 0.96282 | 0.7857 | 0.94418 | 1 | 0.97558 | 0.97005 | 1 | 0.74497 | 0.93995 | 0.70122 | 0.96272 | 0.83234 | 0.55033 | 1 | 0.97254 | 0.72962 | 0.98473 | 0.76612 | 0.99105 | 0.85174 | 0.79052 | 0.90657 | 0.99592 | 0
Feb | 22 | 10 | Weekday | Wednesday | 0.97613 | 0.97788 | 1 | 0.67234 | 0.0044286 | 0.67234 | 0.67234 | 0.97602 | 0.67234 | 0.97613 | 0.97613 | 0.96848 | 0.97941 | 0.59995 | 0.85552 | 0.83341 | 0.66248 | 0.98504 | 0.94196 | 0.89415 | 0.93835 | 0.61952 | 0.91368 | 0.97602 | 0.94123 | 0.92561 | 0.9505 | 0.90822 | 0.95817 | 0.55611 | 0.91426 | 0.79598 | 0.47365 | 0.98827 | 0.99517 | 0.90679 | 0.99762 | 0.57807 | 0.98935 | 0.88738 | 0.83079 | 0.87743 | 0.99534 | 0
Feb | 22 | 11 | Weekday | Wednesday | 1 | 0.99115 | 0.99346 | 0.6646 | 0.0044286 | 0.6646 | 0.6646 | 0.92499 | 0.6646 | 1 | 1 | 0.94744 | 0.98576 | 0.56435 | 0.83323 | 0.81099 | 0.62292 | 0.96968 | 0.91125 | 0.88929 | 0.9036 | 0.60031 | 0.89204 | 0.92499 | 0.88204 | 1 | 0.91012 | 0.92485 | 0.97119 | 0.55746 | 0.91454 | 0.78129 | 0.47432 | 0.97962 | 1 | 0.94765 | 1 | 0.57137 | 0.9887 | 0.88498 | 0.83079 | 1 | 0.99395 | 0
Feb | 22 | 12 | Weekday | Wednesday | 0.97853 | 0.98927 | 0.98297 | 0.65482 | 0.0044286 | 0.65482 | 0.65482 | 0.8962 | 0.65482 | 0.97853 | 0.97853 | 0.90123 | 0.96052 | 0.56184 | 0.78938 | 0.81736 | 0.59076 | 0.91912 | 0.89923 | 0.83753 | 0.8858 | 0.59067 | 0.86537 | 0.8962 | 0.84909 | 0.93175 | 0.82695 | 0.90935 | 0.94827 | 0.5594 | 0.86809 | 0.79345 | 0.46461 | 0.92791 | 0.99599 | 0.91477 | 0.99777 | 0.56469 | 0.94462 | 0.88378 | 0.83079 | 0.92659 | 0.90159 | 0
Feb | 22 | 13 | Weekday | Wednesday | 0.94738 | 0.99116 | 0.98198 | 0.64409 | 0.0044286 | 0.64409 | 0.64409 | 0.87252 | 0.64409 | 0.94738 | 0.94738 | 0.7783 | 0.98913 | 0.54205 | 0.81255 | 0.77493 | 0.56597 | 0.94115 | 0.89315 | 0.82413 | 0.87403 | 0.5827 | 0.87321 | 0.87252 | 0.82284 | 0.91347 | 0.87455 | 0.74549 | 0.9813 | 0.53046 | 0.91495 | 0.75556 | 0.45587 | 0.95859 | 0.97325 | 0.90775 | 0.98467 | 0.56185 | 0.98995 | 0.88352 | 0.83079 | 0.91463 | 0.99351 | 0
Feb | 22 | 14 | Weekday | Wednesday | 0.9307 | 0.9952 | 0.96797 | 0.65504 | 0.0044286 | 0.65504 | 0.65504 | 0.85554 | 0.65504 | 0.9307 | 0.9307 | 0.75927 | 0.99194 | 0.53746 | 0.80262 | 0.72975 | 0.54661 | 0.93424 | 0.87872 | 0.71434 | 0.85775 | 0.57763 | 0.85757 | 0.85554 | 0.80455 | 0.8952 | 0.87128 | 0.74551 | 0.98863 | 0.52817 | 0.91461 | 0.714 | 0.45098 | 0.95636 | 0.97348 | 0.73053 | 0.9846 | 0.55816 | 0.98937 | 0.88352 | 0.83079 | 0.90005 | 0.99421 | 0
Feb | 22 | 15 | Weekday | Wednesday | 0.90947 | 0.99404 | 0.95153 | 0.69115 | 0.0044286 | 0.69115 | 0.69115 | 0.84338 | 0.69115 | 0.90947 | 0.90947 | 0.80134 | 0.99293 | 0.53005 | 0.80429 | 0.72015 | 0.57507 | 0.89451 | 0.87371 | 0.72721 | 0.83102 | 0.57413 | 0.85343 | 0.84338 | 0.79292 | 0.88108 | 0.8719 | 0.74524 | 0.99209 | 0.51641 | 0.91395 | 0.70495 | 0.48452 | 0.92287 | 0.96134 | 0.73 | 0.96713 | 0.55179 | 0.99021 | 0.88441 | 0.83079 | 0.88727 | 0.99371 | 0
Feb | 22 | 16 | Weekday | Wednesday | 0.87572 | 0.99609 | 0.94075 | 0.78357 | 0.99879 | 0.78357 | 0.78357 | 0.85757 | 0.78357 | 0.87572 | 0.87572 | 0.94941 | 0.9958 | 0.54068 | 0.85256 | 0.75174 | 0.72955 | 0.89678 | 0.84983 | 0.73387 | 0.79382 | 0.56306 | 0.86877 | 0.85757 | 0.81353 | 0.88738 | 0.895 | 0.91285 | 0.99582 | 0.57211 | 0.964 | 0.73611 | 0.67647 | 0.92561 | 0.961 | 0.73269 | 0.95725 | 0.59289 | 1 | 0.89117 | 0.8373 | 0.8907 | 1 | 0
Feb | 22 | 17 | Weekday | Wednesday | 0.87839 | 1 | 0.9327 | 0.93643 | 0.99879 | 0.93643 | 0.93643 | 0.96062 | 0.93643 | 0.87839 | 0.87839 | 0.99361 | 1 | 0.6651 | 0.81943 | 0.81454 | 0.9399 | 0.94035 | 0.73667 | 0.90028 | 0.76471 | 0.72132 | 0.79102 | 0.96062 | 0.96003 | 0.92739 | 0.49136 | 0.99135 | 1 | 0.71349 | 0.9031 | 0.8005 | 0.93327 | 0.97182 | 0.75528 | 0.98631 | 0.81773 | 0.76994 | 0.80834 | 1 | 1 | 0.9304 | 0.45426 | 0
Feb | 22 | 18 | Weekday | Wednesday | 0.85324 | 0.99112 | 0.91119 | 1 | 0.99879 | 1 | 1 | 0.85579 | 1 | 0.85324 | 0.85324 | 1 | 0.81164 | 0.87282 | 0.69806 | 0.6987 | 1 | 0.63417 | 0.76679 | 0.92101 | 0.78633 | 0.82049 | 0.74626 | 0.85579 | 0.86757 | 0.9416 | 0.3804 | 0.99953 | 0.79031 | 0.90091 | 0.72237 | 0.67502 | 1 | 0.63914 | 0.7617 | 0.99417 | 0.82294 | 0.85211 | 0.69849 | 0.80775 | 0.80921 | 0.93272 | 0.2732 | 0
Feb | 22 | 19 | Weekday | Wednesday | 0.81637 | 0.97633 | 0.89173 | 0.94881 | 0.99879 | 0.94881 | 0.94881 | 0.86459 | 0.94881 | 0.81637 | 0.81637 | 0.86787 | 0.80454 | 0.83812 | 0.69332 | 0.70876 | 0.98688 | 0.63873 | 0.78659 | 0.93462 | 0.79017 | 0.83615 | 0.76086 | 0.86459 | 0.88354 | 0.89439 | 0.47107 | 0.83795 | 0.77829 | 0.91855 | 0.69857 | 0.68111 | 0.97704 | 0.64056 | 0.76272 | 0.99713 | 0.82353 | 0.87891 | 0.69906 | 0.77799 | 0.77829 | 0.85742 | 0.29015 | 0
Feb | 22 | 20 | Weekday | Wednesday | 0.79517 | 0.9261 | 0.8731 | 0.86896 | 0.99879 | 0.86896 | 0.86896 | 0.83941 | 0.86896 | 0.79517 | 0.79517 | 0.8634 | 0.71782 | 0.88642 | 0.60431 | 0.68759 | 0.98374 | 0.58272 | 0.79991 | 0.82428 | 0.80482 | 0.91806 | 0.73903 | 0.83941 | 0.86424 | 0.83108 | 0.43079 | 0.83759 | 0.66901 | 1 | 0.55826 | 0.65379 | 0.96777 | 0.55641 | 0.76282 | 0.81942 | 0.82371 | 0.97025 | 0.65425 | 0.71682 | 0.71644 | 0.76164 | 0.2802 | 0
Feb | 22 | 21 | Weekday | Wednesday | 0.7408 | 0.86495 | 0.84558 | 0.79498 | 0.99879 | 0.79498 | 0.79498 | 0.3099 | 0.79498 | 0.7408 | 0.7408 | 0.86772 | 0.68915 | 0.94201 | 0.59979 | 0.70908 | 0.87757 | 0.48481 | 0.23506 | 0.8372 | 0.14199 | 0.8896 | 0.748 | 0.3099 | 0.34412 | 0.64758 | 0.51681 | 0.8363 | 0.63362 | 0.98082 | 0.53445 | 0.67255 | 0.83285 | 0.46205 | 0.33689 | 0.81751 | 0.27215 | 0.91574 | 0.65469 | 0.34291 | 0.39196 | 0.5462 | 0.29649 | 0
Feb | 22 | 22 | Weekday | Wednesday | 0.74035 | 0.83133 | 0.81655 | 0.6932 | 0.99879 | 0.6932 | 0.6932 | 0.13666 | 0.6932 | 0.74035 | 0.74035 | 0.84516 | 0.64496 | 0.76179 | 0.28057 | 0.22962 | 0.76366 | 0.39078 | 0.23148 | 0.84781 | 0.13967 | 0.67202 | 0.35141 | 0.13666 | 0.17615 | 0.24727 | 0.46471 | 0.83477 | 0.57746 | 0.76131 | 0.3421 | 0.2347 | 0.66275 | 0.36413 | 0.33681 | 0.81527 | 0.27233 | 0.66015 | 0.43316 | 0.19206 | 0.25529 | 0.32081 | 0.28431 | 0
Feb | 22 | 23 | Weekday | Wednesday | 0.7077 | 0.84558 | 0.79254 | 0.60062 | 0.99879 | 0.60062 | 0.60062 | 0.13968 | 0.60062 | 0.7077 | 0.7077 | 0.81927 | 0.64702 | 0.55998 | 0.23822 | 0.21846 | 0.65044 | 0.46768 | 0.23653 | 0.88576 | 0.14593 | 0.50128 | 0.33374 | 0.13968 | 0.17842 | 0.35378 | 0.53622 | 0.85225 | 0.57268 | 0.52934 | 0.28621 | 0.22312 | 0.51863 | 0.4272 | 0.34334 | 0.85766 | 0.27971 | 0.46144 | 0.41057 | 0.1939 | 0.25665 | 0.45947 | 0.29811 | 0
Feb | 23 | 24 | Weekday | Thursday | 0.69317 | 0.82093 | 0.76777 | 0.54502 | 0.99879 | 0.54502 | 0.54502 | 0.14367 | 0.54502 | 0.69317 | 0.69317 | 0.62604 | 0.6388 | 0.34379 | 0.23699 | 0.22888 | 0.58403 | 0.4097 | 0.23395 | 0.67713 | 0.14547 | 0.45595 | 0.34124 | 0.14367 | 0.18044 | 0.27625 | 0.50529 | 0.48726 | 0.56078 | 0.38597 | 0.28433 | 0.23382 | 0.4296 | 0.38267 | 0.3401 | 0.48625 | 0.27898 | 0.41261 | 0.42014 | 0.19368 | 0.25592 | 0.34935 | 0.29037 | 0
Feb | 23 | 1 | Weekday | Thursday | 0.69357 | 0.7893 | 0.76043 | 0.52454 | 0.99879 | 0.52454 | 0.52454 | 0.14875 | 0.52454 | 0.69357 | 0.69357 | 0.19157 | 0.63786 | 0.29761 | 0.23963 | 0.23719 | 0.58823 | 0.48292 | 0.23669 | 0.23386 | 0.14871 | 0.45225 | 0.34333 | 0.14875 | 0.18453 | 0.27591 | 0.56516 | 0.31929 | 0.55586 | 0.35043 | 0.28549 | 0.24195 | 0.41736 | 0.44235 | 0.34137 | 0.33633 | 0.28168 | 0.40781 | 0.42137 | 0.19489 | 0.25653 | 0.33743 | 0.30106 | 0
Feb | 23 | 2 | Weekday | Thursday | 0.69589 | 0.78227 | 0.75762 | 0.51582 | 0.99879 | 0.51582 | 0.51582 | 0.15257 | 0.51582 | 0.69589 | 0.69589 | 0.19144 | 0.6362 | 0.27593 | 0.2404 | 0.24525 | 0.59513 | 0.42278 | 0.24002 | 0.23482 | 0.14974 | 0.44582 | 0.3427 | 0.15257 | 0.19101 | 0.27927 | 0.53068 | 0.31977 | 0.55085 | 0.32029 | 0.28535 | 0.2499 | 0.41197 | 0.3957 | 0.34295 | 0.33715 | 0.28437 | 0.39638 | 0.4211 | 0.19581 | 0.25748 | 0.33881 | 0.2928 | 0
Feb | 23 | 3 | Weekday | Thursday | 0.69152 | 0.78002 | 0.76213 | 0.51193 | 0.99879 | 0.51193 | 0.51193 | 0.15563 | 0.51193 | 0.69152 | 0.69152 | 0.19209 | 0.63501 | 0.27416 | 0.24417 | 0.25439 | 0.60593 | 0.49915 | 0.25151 | 0.23494 | 0.154 | 0.45566 | 0.34434 | 0.15563 | 0.19966 | 0.29047 | 0.58924 | 0.32004 | 0.54652 | 0.31925 | 0.28721 | 0.25891 | 0.40994 | 0.4579 | 0.34583 | 0.33761 | 0.2896 | 0.40405 | 0.42215 | 0.19654 | 0.25877 | 0.34639 | 0.30356 | 0
Feb | 23 | 4 | Weekday | Thursday | 0.69525 | 0.78911 | 0.78491 | 0.52411 | 0.99879 | 0.52411 | 0.52411 | 0.15901 | 0.52411 | 0.69525 | 0.69525 | 0.19594 | 0.68968 | 0.30384 | 0.2583 | 0.26054 | 0.65733 | 0.59311 | 0.25775 | 0.24367 | 0.1583 | 0.48054 | 0.34976 | 0.15901 | 0.20643 | 0.34074 | 0.54955 | 0.32779 | 0.61162 | 0.33881 | 0.30129 | 0.26473 | 0.46294 | 0.55 | 0.34959 | 0.35027 | 0.29414 | 0.42711 | 0.42818 | 0.19728 | 0.25977 | 0.40421 | 0.29478 | 0
Feb | 23 | 5 | Weekday | Thursday | 0.66871 | 0.82628 | 0.84185 | 0.61159 | 0.99879 | 0.61159 | 0.61159 | 0.16136 | 0.61159 | 0.66871 | 0.66871 | 0.65291 | 0.7576 | 0.4109 | 0.30131 | 0.28008 | 0.76773 | 0.75737 | 0.26904 | 0.7095 | 0.16204 | 0.55647 | 0.37492 | 0.16136 | 0.21336 | 0.34326 | 0.60696 | 0.49412 | 0.61128 | 0.42996 | 0.3502 | 0.28439 | 0.5761 | 0.67749 | 0.35172 | 0.49177 | 0.2994 | 0.50743 | 0.45786 | 0.19793 | 0.2608 | 0.40566 | 0.30558 | 0
Feb | 23 | 6 | Weekday | Thursday | 0.69218 | 0.87726 | 0.92092 | 0.71854 | 0.0044286 | 0.71854 | 0.71854 | 0.96458 | 0.71854 | 0.69218 | 0.69218 | 0.85534 | 0.84968 | 0.69293 | 0.56811 | 0.97552 | 0.8985 | 0.90161 | 0.89128 | 1 | 0.94189 | 0.78463 | 0.78343 | 0.96458 | 1 | 0.81692 | 0.73147 | 0.80821 | 0.78066 | 0.7427 | 0.40235 | 1 | 0.66447 | 0.85808 | 0.38061 | 0.9707 | 0.42906 | 0.76559 | 0.54781 | 0.36418 | 0.32849 | 0.55157 | 0.34826 | 0
Feb | 23 | 7 | Weekday | Thursday | 0.72036 | 0.89818 | 0.9728 | 0.72392 | 0.0044286 | 0.72392 | 0.72392 | 0.82406 | 0.72392 | 0.72036 | 0.72036 | 0.9513 | 0.91739 | 0.97524 | 0.72559 | 0.88798 | 0.87017 | 0.97528 | 0.93717 | 0.9478 | 0.99407 | 0.90466 | 0.7682 | 0.82406 | 0.82892 | 0.76909 | 0.8075 | 0.90785 | 0.86896 | 0.93593 | 0.48655 | 0.83097 | 0.64305 | 0.94947 | 0.7135 | 0.90643 | 0.78496 | 0.90206 | 0.50253 | 0.38114 | 0.30474 | 0.54043 | 0.54783 | 0
Feb | 23 | 8 | Weekday | Thursday | 0.78765 | 0.93683 | 0.99349 | 0.7271 | 0.0044286 | 0.7271 | 0.7271 | 0.90489 | 0.7271 | 0.78765 | 0.78765 | 0.9645 | 0.94431 | 0.8427 | 1 | 1 | 0.85013 | 0.97629 | 1 | 0.82206 | 1 | 0.83655 | 1 | 0.90489 | 0.89536 | 0.94377 | 0.94747 | 0.90798 | 0.9074 | 0.79111 | 1 | 0.95282 | 0.62361 | 0.95862 | 0.97292 | 0.7292 | 0.98475 | 0.80677 | 0.993 | 0.59256 | 0.5212 | 0.82033 | 0.82608 | 0
Feb | 23 | 9 | Weekday | Thursday | 0.89623 | 0.95407 | 0.99841 | 0.68603 | 0.0044286 | 0.68603 | 0.68603 | 1 | 0.68603 | 0.89623 | 0.89623 | 0.82914 | 0.96876 | 0.72894 | 0.92275 | 0.87665 | 0.75788 | 1 | 0.95548 | 0.80844 | 0.96282 | 0.7857 | 0.94418 | 1 | 0.97558 | 0.97005 | 1 | 0.74497 | 0.93995 | 0.70122 | 0.96272 | 0.83234 | 0.55033 | 1 | 0.97254 | 0.72962 | 0.98473 | 0.76612 | 0.99105 | 0.85174 | 0.79052 | 0.90657 | 0.99592 | 0
Feb | 23 | 10 | Weekday | Thursday | 0.97613 | 0.97788 | 1 | 0.67234 | 0.0044286 | 0.67234 | 0.67234 | 0.97602 | 0.67234 | 0.97613 | 0.97613 | 0.96848 | 0.97941 | 0.59995 | 0.85552 | 0.83341 | 0.66248 | 0.98504 | 0.94196 | 0.89415 | 0.93835 | 0.61952 | 0.91368 | 0.97602 | 0.94123 | 0.92561 | 0.9505 | 0.90822 | 0.95817 | 0.55611 | 0.91426 | 0.79598 | 0.47365 | 0.98827 | 0.99517 | 0.90679 | 0.99762 | 0.57807 | 0.98935 | 0.88738 | 0.83079 | 0.87743 | 0.99534 | 0
Feb | 23 | 11 | Weekday | Thursday | 1 | 0.99115 | 0.99346 | 0.6646 | 0.0044286 | 0.6646 | 0.6646 | 0.92499 | 0.6646 | 1 | 1 | 0.94744 | 0.98576 | 0.56435 | 0.83323 | 0.81099 | 0.62292 | 0.96968 | 0.91125 | 0.88929 | 0.9036 | 0.60031 | 0.89204 | 0.92499 | 0.88204 | 1 | 0.91012 | 0.92485 | 0.97119 | 0.55746 | 0.91454 | 0.78129 | 0.47432 | 0.97962 | 1 | 0.94765 | 1 | 0.57137 | 0.9887 | 0.88498 | 0.83079 | 1 | 0.99395 | 0
Feb | 23 | 12 | Weekday | Thursday | 0.97853 | 0.98927 | 0.98297 | 0.65482 | 0.0044286 | 0.65482 | 0.65482 | 0.8962 | 0.65482 | 0.97853 | 0.97853 | 0.90123 | 0.96052 | 0.56184 | 0.78938 | 0.81736 | 0.59076 | 0.91912 | 0.89923 | 0.83753 | 0.8858 | 0.59067 | 0.86537 | 0.8962 | 0.84909 | 0.93175 | 0.82695 | 0.90935 | 0.94827 | 0.5594 | 0.86809 | 0.79345 | 0.46461 | 0.92791 | 0.99599 | 0.91477 | 0.99777 | 0.56469 | 0.94462 | 0.88378 | 0.83079 | 0.92659 | 0.90159 | 0
Feb | 23 | 13 | Weekday | Thursday | 0.94738 | 0.99116 | 0.98198 | 0.64409 | 0.0044286 | 0.64409 | 0.64409 | 0.87252 | 0.64409 | 0.94738 | 0.94738 | 0.7783 | 0.98913 | 0.54205 | 0.81255 | 0.77493 | 0.56597 | 0.94115 | 0.89315 | 0.82413 | 0.87403 | 0.5827 | 0.87321 | 0.87252 | 0.82284 | 0.91347 | 0.87455 | 0.74549 | 0.9813 | 0.53046 | 0.91495 | 0.75556 | 0.45587 | 0.95859 | 0.97325 | 0.90775 | 0.98467 | 0.56185 | 0.98995 | 0.88352 | 0.83079 | 0.91463 | 0.99351 | 0
Feb | 23 | 14 | Weekday | Thursday | 0.9307 | 0.9952 | 0.96797 | 0.65504 | 0.0044286 | 0.65504 | 0.65504 | 0.85554 | 0.65504 | 0.9307 | 0.9307 | 0.75927 | 0.99194 | 0.53746 | 0.80262 | 0.72975 | 0.54661 | 0.93424 | 0.87872 | 0.71434 | 0.85775 | 0.57763 | 0.85757 | 0.85554 | 0.80455 | 0.8952 | 0.87128 | 0.74551 | 0.98863 | 0.52817 | 0.91461 | 0.714 | 0.45098 | 0.95636 | 0.97348 | 0.73053 | 0.9846 | 0.55816 | 0.98937 | 0.88352 | 0.83079 | 0.90005 | 0.99421 | 0
Feb | 23 | 15 | Weekday | Thursday | 0.90947 | 0.99404 | 0.95153 | 0.69115 | 0.0044286 | 0.69115 | 0.69115 | 0.84338 | 0.69115 | 0.90947 | 0.90947 | 0.80134 | 0.99293 | 0.53005 | 0.80429 | 0.72015 | 0.57507 | 0.89451 | 0.87371 | 0.72721 | 0.83102 | 0.57413 | 0.85343 | 0.84338 | 0.79292 | 0.88108 | 0.8719 | 0.74524 | 0.99209 | 0.51641 | 0.91395 | 0.70495 | 0.48452 | 0.92287 | 0.96134 | 0.73 | 0.96713 | 0.55179 | 0.99021 | 0.88441 | 0.83079 | 0.88727 | 0.99371 | 0
Feb | 23 | 16 | Weekday | Thursday | 0.87572 | 0.99609 | 0.94075 | 0.78357 | 0.99879 | 0.78357 | 0.78357 | 0.85757 | 0.78357 | 0.87572 | 0.87572 | 0.94941 | 0.9958 | 0.54068 | 0.85256 | 0.75174 | 0.72955 | 0.89678 | 0.84983 | 0.73387 | 0.79382 | 0.56306 | 0.86877 | 0.85757 | 0.81353 | 0.88738 | 0.895 | 0.91285 | 0.99582 | 0.57211 | 0.964 | 0.73611 | 0.67647 | 0.92561 | 0.961 | 0.73269 | 0.95725 | 0.59289 | 1 | 0.89117 | 0.8373 | 0.8907 | 1 | 0
Feb | 23 | 17 | Weekday | Thursday | 0.87839 | 1 | 0.9327 | 0.93643 | 0.99879 | 0.93643 | 0.93643 | 0.96062 | 0.93643 | 0.87839 | 0.87839 | 0.99361 | 1 | 0.6651 | 0.81943 | 0.81454 | 0.9399 | 0.94035 | 0.73667 | 0.90028 | 0.76471 | 0.72132 | 0.79102 | 0.96062 | 0.96003 | 0.92739 | 0.49136 | 0.99135 | 1 | 0.71349 | 0.9031 | 0.8005 | 0.93327 | 0.97182 | 0.75528 | 0.98631 | 0.81773 | 0.76994 | 0.80834 | 1 | 1 | 0.9304 | 0.45426 | 0
Feb | 23 | 18 | Weekday | Thursday | 0.85324 | 0.99112 | 0.91119 | 1 | 0.99879 | 1 | 1 | 0.85579 | 1 | 0.85324 | 0.85324 | 1 | 0.81164 | 0.87282 | 0.69806 | 0.6987 | 1 | 0.63417 | 0.76679 | 0.92101 | 0.78633 | 0.82049 | 0.74626 | 0.85579 | 0.86757 | 0.9416 | 0.3804 | 0.99953 | 0.79031 | 0.90091 | 0.72237 | 0.67502 | 1 | 0.63914 | 0.7617 | 0.99417 | 0.82294 | 0.85211 | 0.69849 | 0.80775 | 0.80921 | 0.93272 | 0.2732 | 0
Feb | 23 | 19 | Weekday | Thursday | 0.81637 | 0.97633 | 0.89173 | 0.94881 | 0.99879 | 0.94881 | 0.94881 | 0.86459 | 0.94881 | 0.81637 | 0.81637 | 0.86787 | 0.80454 | 0.83812 | 0.69332 | 0.70876 | 0.98688 | 0.63873 | 0.78659 | 0.93462 | 0.79017 | 0.83615 | 0.76086 | 0.86459 | 0.88354 | 0.89439 | 0.47107 | 0.83795 | 0.77829 | 0.91855 | 0.69857 | 0.68111 | 0.97704 | 0.64056 | 0.76272 | 0.99713 | 0.82353 | 0.87891 | 0.69906 | 0.77799 | 0.77829 | 0.85742 | 0.29015 | 0
Feb | 23 | 20 | Weekday | Thursday | 0.79517 | 0.9261 | 0.8731 | 0.86896 | 0.99879 | 0.86896 | 0.86896 | 0.83941 | 0.86896 | 0.79517 | 0.79517 | 0.8634 | 0.71782 | 0.88642 | 0.60431 | 0.68759 | 0.98374 | 0.58272 | 0.79991 | 0.82428 | 0.80482 | 0.91806 | 0.73903 | 0.83941 | 0.86424 | 0.83108 | 0.43079 | 0.83759 | 0.66901 | 1 | 0.55826 | 0.65379 | 0.96777 | 0.55641 | 0.76282 | 0.81942 | 0.82371 | 0.97025 | 0.65425 | 0.71682 | 0.71644 | 0.76164 | 0.2802 | 0
Feb | 23 | 21 | Weekday | Thursday | 0.7408 | 0.86495 | 0.84558 | 0.79498 | 0.99879 | 0.79498 | 0.79498 | 0.3099 | 0.79498 | 0.7408 | 0.7408 | 0.86772 | 0.68915 | 0.94201 | 0.59979 | 0.70908 | 0.87757 | 0.48481 | 0.23506 | 0.8372 | 0.14199 | 0.8896 | 0.748 | 0.3099 | 0.34412 | 0.64758 | 0.51681 | 0.8363 | 0.63362 | 0.98082 | 0.53445 | 0.67255 | 0.83285 | 0.46205 | 0.33689 | 0.81751 | 0.27215 | 0.91574 | 0.65469 | 0.34291 | 0.39196 | 0.5462 | 0.29649 | 0
Feb | 23 | 22 | Weekday | Thursday | 0.74035 | 0.83133 | 0.81655 | 0.6932 | 0.99879 | 0.6932 | 0.6932 | 0.13666 | 0.6932 | 0.74035 | 0.74035 | 0.84516 | 0.64496 | 0.76179 | 0.28057 | 0.22962 | 0.76366 | 0.39078 | 0.23148 | 0.84781 | 0.13967 | 0.67202 | 0.35141 | 0.13666 | 0.17615 | 0.24727 | 0.46471 | 0.83477 | 0.57746 | 0.76131 | 0.3421 | 0.2347 | 0.66275 | 0.36413 | 0.33681 | 0.81527 | 0.27233 | 0.66015 | 0.43316 | 0.19206 | 0.25529 | 0.32081 | 0.28431 | 0
Feb | 23 | 23 | Weekday | Thursday | 0.7077 | 0.84558 | 0.79254 | 0.60062 | 0.99879 | 0.60062 | 0.60062 | 0.13968 | 0.60062 | 0.7077 | 0.7077 | 0.81927 | 0.64702 | 0.55998 | 0.23822 | 0.21846 | 0.65044 | 0.46768 | 0.23653 | 0.88576 | 0.14593 | 0.50128 | 0.33374 | 0.13968 | 0.17842 | 0.35378 | 0.53622 | 0.85225 | 0.57268 | 0.52934 | 0.28621 | 0.22312 | 0.51863 | 0.4272 | 0.34334 | 0.85766 | 0.27971 | 0.46144 | 0.41057 | 0.1939 | 0.25665 | 0.45947 | 0.29811 | 0
Feb | 24 | 24 | Weekday | Friday | 0.69317 | 0.82093 | 0.76777 | 0.54502 | 0.99879 | 0.54502 | 0.54502 | 0.14367 | 0.54502 | 0.69317 | 0.69317 | 0.62604 | 0.6388 | 0.34379 | 0.23699 | 0.22888 | 0.58403 | 0.4097 | 0.23395 | 0.67713 | 0.14547 | 0.45595 | 0.34124 | 0.14367 | 0.18044 | 0.27625 | 0.50529 | 0.48726 | 0.56078 | 0.38597 | 0.28433 | 0.23382 | 0.4296 | 0.38267 | 0.3401 | 0.48625 | 0.27898 | 0.41261 | 0.42014 | 0.19368 | 0.25592 | 0.34935 | 0.29037 | 0
Feb | 24 | 1 | Weekday | Friday | 0.69357 | 0.7893 | 0.76043 | 0.52454 | 0.99879 | 0.52454 | 0.52454 | 0.14875 | 0.52454 | 0.69357 | 0.69357 | 0.19157 | 0.63786 | 0.29761 | 0.23963 | 0.23719 | 0.58823 | 0.48292 | 0.23669 | 0.23386 | 0.14871 | 0.45225 | 0.34333 | 0.14875 | 0.18453 | 0.27591 | 0.56516 | 0.31929 | 0.55586 | 0.35043 | 0.28549 | 0.24195 | 0.41736 | 0.44235 | 0.34137 | 0.33633 | 0.28168 | 0.40781 | 0.42137 | 0.19489 | 0.25653 | 0.33743 | 0.30106 | 0
Feb | 24 | 2 | Weekday | Friday | 0.69589 | 0.78227 | 0.75762 | 0.51582 | 0.99879 | 0.51582 | 0.51582 | 0.15257 | 0.51582 | 0.69589 | 0.69589 | 0.19144 | 0.6362 | 0.27593 | 0.2404 | 0.24525 | 0.59513 | 0.42278 | 0.24002 | 0.23482 | 0.14974 | 0.44582 | 0.3427 | 0.15257 | 0.19101 | 0.27927 | 0.53068 | 0.31977 | 0.55085 | 0.32029 | 0.28535 | 0.2499 | 0.41197 | 0.3957 | 0.34295 | 0.33715 | 0.28437 | 0.39638 | 0.4211 | 0.19581 | 0.25748 | 0.33881 | 0.2928 | 0
Feb | 24 | 3 | Weekday | Friday | 0.69152 | 0.78002 | 0.76213 | 0.51193 | 0.99879 | 0.51193 | 0.51193 | 0.15563 | 0.51193 | 0.69152 | 0.69152 | 0.19209 | 0.63501 | 0.27416 | 0.24417 | 0.25439 | 0.60593 | 0.49915 | 0.25151 | 0.23494 | 0.154 | 0.45566 | 0.34434 | 0.15563 | 0.19966 | 0.29047 | 0.58924 | 0.32004 | 0.54652 | 0.31925 | 0.28721 | 0.25891 | 0.40994 | 0.4579 | 0.34583 | 0.33761 | 0.2896 | 0.40405 | 0.42215 | 0.19654 | 0.25877 | 0.34639 | 0.30356 | 0
Feb | 24 | 4 | Weekday | Friday | 0.69525 | 0.78911 | 0.78491 | 0.52411 | 0.99879 | 0.52411 | 0.52411 | 0.15901 | 0.52411 | 0.69525 | 0.69525 | 0.19594 | 0.68968 | 0.30384 | 0.2583 | 0.26054 | 0.65733 | 0.59311 | 0.25775 | 0.24367 | 0.1583 | 0.48054 | 0.34976 | 0.15901 | 0.20643 | 0.34074 | 0.54955 | 0.32779 | 0.61162 | 0.33881 | 0.30129 | 0.26473 | 0.46294 | 0.55 | 0.34959 | 0.35027 | 0.29414 | 0.42711 | 0.42818 | 0.19728 | 0.25977 | 0.40421 | 0.29478 | 0
Feb | 24 | 5 | Weekday | Friday | 0.66871 | 0.82628 | 0.84185 | 0.61159 | 0.99879 | 0.61159 | 0.61159 | 0.16136 | 0.61159 | 0.66871 | 0.66871 | 0.65291 | 0.7576 | 0.4109 | 0.30131 | 0.28008 | 0.76773 | 0.75737 | 0.26904 | 0.7095 | 0.16204 | 0.55647 | 0.37492 | 0.16136 | 0.21336 | 0.34326 | 0.60696 | 0.49412 | 0.61128 | 0.42996 | 0.3502 | 0.28439 | 0.5761 | 0.67749 | 0.35172 | 0.49177 | 0.2994 | 0.50743 | 0.45786 | 0.19793 | 0.2608 | 0.40566 | 0.30558 | 0
Feb | 24 | 6 | Weekday | Friday | 0.69218 | 0.87726 | 0.92092 | 0.71854 | 0.0044286 | 0.71854 | 0.71854 | 0.96458 | 0.71854 | 0.69218 | 0.69218 | 0.85534 | 0.84968 | 0.69293 | 0.56811 | 0.97552 | 0.8985 | 0.90161 | 0.89128 | 1 | 0.94189 | 0.78463 | 0.78343 | 0.96458 | 1 | 0.81692 | 0.73147 | 0.80821 | 0.78066 | 0.7427 | 0.40235 | 1 | 0.66447 | 0.85808 | 0.38061 | 0.9707 | 0.42906 | 0.76559 | 0.54781 | 0.36418 | 0.32849 | 0.55157 | 0.34826 | 0
Feb | 24 | 7 | Weekday | Friday | 0.72036 | 0.89818 | 0.9728 | 0.72392 | 0.0044286 | 0.72392 | 0.72392 | 0.82406 | 0.72392 | 0.72036 | 0.72036 | 0.9513 | 0.91739 | 0.97524 | 0.72559 | 0.88798 | 0.87017 | 0.97528 | 0.93717 | 0.9478 | 0.99407 | 0.90466 | 0.7682 | 0.82406 | 0.82892 | 0.76909 | 0.8075 | 0.90785 | 0.86896 | 0.93593 | 0.48655 | 0.83097 | 0.64305 | 0.94947 | 0.7135 | 0.90643 | 0.78496 | 0.90206 | 0.50253 | 0.38114 | 0.30474 | 0.54043 | 0.54783 | 0
Feb | 24 | 8 | Weekday | Friday | 0.78765 | 0.93683 | 0.99349 | 0.7271 | 0.0044286 | 0.7271 | 0.7271 | 0.90489 | 0.7271 | 0.78765 | 0.78765 | 0.9645 | 0.94431 | 0.8427 | 1 | 1 | 0.85013 | 0.97629 | 1 | 0.82206 | 1 | 0.83655 | 1 | 0.90489 | 0.89536 | 0.94377 | 0.94747 | 0.90798 | 0.9074 | 0.79111 | 1 | 0.95282 | 0.62361 | 0.95862 | 0.97292 | 0.7292 | 0.98475 | 0.80677 | 0.993 | 0.59256 | 0.5212 | 0.82033 | 0.82608 | 0
Feb | 24 | 9 | Weekday | Friday | 0.89623 | 0.95407 | 0.99841 | 0.68603 | 0.0044286 | 0.68603 | 0.68603 | 1 | 0.68603 | 0.89623 | 0.89623 | 0.82914 | 0.96876 | 0.72894 | 0.92275 | 0.87665 | 0.75788 | 1 | 0.95548 | 0.80844 | 0.96282 | 0.7857 | 0.94418 | 1 | 0.97558 | 0.97005 | 1 | 0.74497 | 0.93995 | 0.70122 | 0.96272 | 0.83234 | 0.55033 | 1 | 0.97254 | 0.72962 | 0.98473 | 0.76612 | 0.99105 | 0.85174 | 0.79052 | 0.90657 | 0.99592 | 0
Feb | 24 | 10 | Weekday | Friday | 0.97613 | 0.97788 | 1 | 0.67234 | 0.0044286 | 0.67234 | 0.67234 | 0.97602 | 0.67234 | 0.97613 | 0.97613 | 0.96848 | 0.97941 | 0.59995 | 0.85552 | 0.83341 | 0.66248 | 0.98504 | 0.94196 | 0.89415 | 0.93835 | 0.61952 | 0.91368 | 0.97602 | 0.94123 | 0.92561 | 0.9505 | 0.90822 | 0.95817 | 0.55611 | 0.91426 | 0.79598 | 0.47365 | 0.98827 | 0.99517 | 0.90679 | 0.99762 | 0.57807 | 0.98935 | 0.88738 | 0.83079 | 0.87743 | 0.99534 | 0
Feb | 24 | 11 | Weekday | Friday | 1 | 0.99115 | 0.99346 | 0.6646 | 0.0044286 | 0.6646 | 0.6646 | 0.92499 | 0.6646 | 1 | 1 | 0.94744 | 0.98576 | 0.56435 | 0.83323 | 0.81099 | 0.62292 | 0.96968 | 0.91125 | 0.88929 | 0.9036 | 0.60031 | 0.89204 | 0.92499 | 0.88204 | 1 | 0.91012 | 0.92485 | 0.97119 | 0.55746 | 0.91454 | 0.78129 | 0.47432 | 0.97962 | 1 | 0.94765 | 1 | 0.57137 | 0.9887 | 0.88498 | 0.83079 | 1 | 0.99395 | 0
Feb | 24 | 12 | Weekday | Friday | 0.97853 | 0.98927 | 0.98297 | 0.65482 | 0.0044286 | 0.65482 | 0.65482 | 0.8962 | 0.65482 | 0.97853 | 0.97853 | 0.90123 | 0.96052 | 0.56184 | 0.78938 | 0.81736 | 0.59076 | 0.91912 | 0.89923 | 0.83753 | 0.8858 | 0.59067 | 0.86537 | 0.8962 | 0.84909 | 0.93175 | 0.82695 | 0.90935 | 0.94827 | 0.5594 | 0.86809 | 0.79345 | 0.46461 | 0.92791 | 0.99599 | 0.91477 | 0.99777 | 0.56469 | 0.94462 | 0.88378 | 0.83079 | 0.92659 | 0.90159 | 0
Feb | 24 | 13 | Weekday | Friday | 0.94738 | 0.99116 | 0.98198 | 0.64409 | 0.0044286 | 0.64409 | 0.64409 | 0.87252 | 0.64409 | 0.94738 | 0.94738 | 0.7783 | 0.98913 | 0.54205 | 0.81255 | 0.77493 | 0.56597 | 0.94115 | 0.89315 | 0.82413 | 0.87403 | 0.5827 | 0.87321 | 0.87252 | 0.82284 | 0.91347 | 0.87455 | 0.74549 | 0.9813 | 0.53046 | 0.91495 | 0.75556 | 0.45587 | 0.95859 | 0.97325 | 0.90775 | 0.98467 | 0.56185 | 0.98995 | 0.88352 | 0.83079 | 0.91463 | 0.99351 | 0
Feb | 24 | 14 | Weekday | Friday | 0.9307 | 0.9952 | 0.96797 | 0.65504 | 0.0044286 | 0.65504 | 0.65504 | 0.85554 | 0.65504 | 0.9307 | 0.9307 | 0.75927 | 0.99194 | 0.53746 | 0.80262 | 0.72975 | 0.54661 | 0.93424 | 0.87872 | 0.71434 | 0.85775 | 0.57763 | 0.85757 | 0.85554 | 0.80455 | 0.8952 | 0.87128 | 0.74551 | 0.98863 | 0.52817 | 0.91461 | 0.714 | 0.45098 | 0.95636 | 0.97348 | 0.73053 | 0.9846 | 0.55816 | 0.98937 | 0.88352 | 0.83079 | 0.90005 | 0.99421 | 0
Feb | 24 | 15 | Weekday | Friday | 0.90947 | 0.99404 | 0.95153 | 0.69115 | 0.0044286 | 0.69115 | 0.69115 | 0.84338 | 0.69115 | 0.90947 | 0.90947 | 0.80134 | 0.99293 | 0.53005 | 0.80429 | 0.72015 | 0.57507 | 0.89451 | 0.87371 | 0.72721 | 0.83102 | 0.57413 | 0.85343 | 0.84338 | 0.79292 | 0.88108 | 0.8719 | 0.74524 | 0.99209 | 0.51641 | 0.91395 | 0.70495 | 0.48452 | 0.92287 | 0.96134 | 0.73 | 0.96713 | 0.55179 | 0.99021 | 0.88441 | 0.83079 | 0.88727 | 0.99371 | 0
Feb | 24 | 16 | Weekday | Friday | 0.87572 | 0.99609 | 0.94075 | 0.78357 | 0.99879 | 0.78357 | 0.78357 | 0.85757 | 0.78357 | 0.87572 | 0.87572 | 0.94941 | 0.9958 | 0.54068 | 0.85256 | 0.75174 | 0.72955 | 0.89678 | 0.84983 | 0.73387 | 0.79382 | 0.56306 | 0.86877 | 0.85757 | 0.81353 | 0.88738 | 0.895 | 0.91285 | 0.99582 | 0.57211 | 0.964 | 0.73611 | 0.67647 | 0.92561 | 0.961 | 0.73269 | 0.95725 | 0.59289 | 1 | 0.89117 | 0.8373 | 0.8907 | 1 | 0
Feb | 24 | 17 | Weekday | Friday | 0.87839 | 1 | 0.9327 | 0.93643 | 0.99879 | 0.93643 | 0.93643 | 0.96062 | 0.93643 | 0.87839 | 0.87839 | 0.99361 | 1 | 0.6651 | 0.81943 | 0.81454 | 0.9399 | 0.94035 | 0.73667 | 0.90028 | 0.76471 | 0.72132 | 0.79102 | 0.96062 | 0.96003 | 0.92739 | 0.49136 | 0.99135 | 1 | 0.71349 | 0.9031 | 0.8005 | 0.93327 | 0.97182 | 0.75528 | 0.98631 | 0.81773 | 0.76994 | 0.80834 | 1 | 1 | 0.9304 | 0.45426 | 0
Feb | 24 | 18 | Weekday | Friday | 0.85324 | 0.99112 | 0.91119 | 1 | 0.99879 | 1 | 1 | 0.85579 | 1 | 0.85324 | 0.85324 | 1 | 0.81164 | 0.87282 | 0.69806 | 0.6987 | 1 | 0.63417 | 0.76679 | 0.92101 | 0.78633 | 0.82049 | 0.74626 | 0.85579 | 0.86757 | 0.9416 | 0.3804 | 0.99953 | 0.79031 | 0.90091 | 0.72237 | 0.67502 | 1 | 0.63914 | 0.7617 | 0.99417 | 0.82294 | 0.85211 | 0.69849 | 0.80775 | 0.80921 | 0.93272 | 0.2732 | 0
Feb | 24 | 19 | Weekday | Friday | 0.81637 | 0.97633 | 0.89173 | 0.94881 | 0.99879 | 0.94881 | 0.94881 | 0.86459 | 0.94881 | 0.81637 | 0.81637 | 0.86787 | 0.80454 | 0.83812 | 0.69332 | 0.70876 | 0.98688 | 0.63873 | 0.78659 | 0.93462 | 0.79017 | 0.83615 | 0.76086 | 0.86459 | 0.88354 | 0.89439 | 0.47107 | 0.83795 | 0.77829 | 0.91855 | 0.69857 | 0.68111 | 0.97704 | 0.64056 | 0.76272 | 0.99713 | 0.82353 | 0.87891 | 0.69906 | 0.77799 | 0.77829 | 0.85742 | 0.29015 | 0
Feb | 24 | 20 | Weekday | Friday | 0.79517 | 0.9261 | 0.8731 | 0.86896 | 0.99879 | 0.86896 | 0.86896 | 0.83941 | 0.86896 | 0.79517 | 0.79517 | 0.8634 | 0.71782 | 0.88642 | 0.60431 | 0.68759 | 0.98374 | 0.58272 | 0.79991 | 0.82428 | 0.80482 | 0.91806 | 0.73903 | 0.83941 | 0.86424 | 0.83108 | 0.43079 | 0.83759 | 0.66901 | 1 | 0.55826 | 0.65379 | 0.96777 | 0.55641 | 0.76282 | 0.81942 | 0.82371 | 0.97025 | 0.65425 | 0.71682 | 0.71644 | 0.76164 | 0.2802 | 0
Feb | 24 | 21 | Weekday | Friday | 0.7408 | 0.86495 | 0.84558 | 0.79498 | 0.99879 | 0.79498 | 0.79498 | 0.3099 | 0.79498 | 0.7408 | 0.7408 | 0.86772 | 0.68915 | 0.94201 | 0.59979 | 0.70908 | 0.87757 | 0.48481 | 0.23506 | 0.8372 | 0.14199 | 0.8896 | 0.748 | 0.3099 | 0.34412 | 0.64758 | 0.51681 | 0.8363 | 0.63362 | 0.98082 | 0.53445 | 0.67255 | 0.83285 | 0.46205 | 0.33689 | 0.81751 | 0.27215 | 0.91574 | 0.65469 | 0.34291 | 0.39196 | 0.5462 | 0.29649 | 0
Feb | 24 | 22 | Weekday | Friday | 0.74035 | 0.83133 | 0.81655 | 0.6932 | 0.99879 | 0.6932 | 0.6932 | 0.13666 | 0.6932 | 0.74035 | 0.74035 | 0.84516 | 0.64496 | 0.76179 | 0.28057 | 0.22962 | 0.76366 | 0.39078 | 0.23148 | 0.84781 | 0.13967 | 0.67202 | 0.35141 | 0.13666 | 0.17615 | 0.24727 | 0.46471 | 0.83477 | 0.57746 | 0.76131 | 0.3421 | 0.2347 | 0.66275 | 0.36413 | 0.33681 | 0.81527 | 0.27233 | 0.66015 | 0.43316 | 0.19206 | 0.25529 | 0.32081 | 0.28431 | 0
Feb | 24 | 23 | Weekday | Friday | 0.7077 | 0.84558 | 0.79254 | 0.60062 | 0.99879 | 0.60062 | 0.60062 | 0.13249 | 0.60062 | 0.7077 | 0.7077 | 0.78428 | 0.66713 | 0.55812 | 0.22268 | 0.19803 | 0.61126 | 0.49135 | 0.23678 | 0.84843 | 0.14308 | 0.4881 | 0.31106 | 0.13249 | 0.17229 | 0.35383 | 0.47054 | 0.85247 | 0.60635 | 0.54114 | 0.27218 | 0.20282 | 0.51385 | 0.44449 | 0.3436 | 0.85794 | 0.27984 | 0.45983 | 0.38499 | 0.18504 | 0.24923 | 0.45951 | 0.2878 | 0
Feb | 25 | 24 | Weekend | Saturday | 0.71873 | 0.84393 | 0.77193 | 0.58171 | 1 | 0.58171 | 0.58171 | 0.13557 | 0.58171 | 0.71873 | 0.71873 | 0.59183 | 0.65347 | 0.3721 | 0.19296 | 0.18567 | 0.54099 | 0.43175 | 0.23405 | 0.63596 | 0.14206 | 0.44526 | 0.29547 | 0.13557 | 0.17452 | 0.2651 | 0.47733 | 0.4876 | 0.58884 | 0.43152 | 0.2355 | 0.18949 | 0.42445 | 0.40042 | 0.34049 | 0.48672 | 0.27696 | 0.41426 | 0.36147 | 0.18873 | 0.25213 | 0.33907 | 0.28825 | 0
Feb | 25 | 1 | Weekend | Saturday | 0.71512 | 0.80768 | 0.76243 | 0.55923 | 1 | 0.55923 | 0.55923 | 0.13762 | 0.55923 | 0.71512 | 0.71512 | 0.19144 | 0.65133 | 0.33618 | 0.19364 | 0.19203 | 0.54034 | 0.50229 | 0.23751 | 0.23467 | 0.14339 | 0.44858 | 0.29339 | 0.13762 | 0.17622 | 0.25546 | 0.49311 | 0.31969 | 0.58399 | 0.41034 | 0.2357 | 0.19627 | 0.41173 | 0.45575 | 0.34129 | 0.33694 | 0.2782 | 0.41915 | 0.36147 | 0.18917 | 0.25238 | 0.32029 | 0.29071 | 0
Feb | 25 | 2 | Weekend | Saturday | 0.7129 | 0.79725 | 0.75736 | 0.54874 | 1 | 0.54874 | 0.54874 | 0.14123 | 0.54874 | 0.7129 | 0.7129 | 0.19198 | 0.65026 | 0.29418 | 0.19399 | 0.19652 | 0.54231 | 0.43823 | 0.23579 | 0.23528 | 0.14778 | 0.41152 | 0.29234 | 0.14123 | 0.17764 | 0.26816 | 0.49659 | 0.32019 | 0.58144 | 0.35017 | 0.23575 | 0.20056 | 0.40583 | 0.40668 | 0.34081 | 0.33783 | 0.28282 | 0.37712 | 0.36147 | 0.1899 | 0.25259 | 0.33078 | 0.29068 | 0
Feb | 25 | 3 | Weekend | Saturday | 0.70654 | 0.79314 | 0.7582 | 0.54254 | 1 | 0.54254 | 0.54254 | 0.14455 | 0.54254 | 0.70654 | 0.70654 | 0.19214 | 0.65277 | 0.29423 | 0.19511 | 0.20056 | 0.54881 | 0.50912 | 0.24472 | 0.23514 | 0.14841 | 0.42518 | 0.29703 | 0.14455 | 0.18024 | 0.27362 | 0.50391 | 0.32048 | 0.58185 | 0.35152 | 0.23585 | 0.20444 | 0.40334 | 0.46218 | 0.34273 | 0.33833 | 0.2855 | 0.38299 | 0.36449 | 0.19066 | 0.25297 | 0.33334 | 0.2917 | 0
Feb | 25 | 4 | Weekend | Saturday | 0.70635 | 0.79538 | 0.77223 | 0.54469 | 1 | 0.54469 | 0.54469 | 0.14648 | 0.54469 | 0.70635 | 0.70635 | 0.19396 | 0.65607 | 0.32099 | 0.20719 | 0.20173 | 0.59748 | 0.50637 | 0.24821 | 0.23929 | 0.15315 | 0.44484 | 0.30403 | 0.14648 | 0.18373 | 0.2959 | 0.50682 | 0.32374 | 0.5869 | 0.36861 | 0.24948 | 0.20553 | 0.45605 | 0.46874 | 0.34459 | 0.34363 | 0.29126 | 0.40432 | 0.37265 | 0.19114 | 0.25349 | 0.35929 | 0.29186 | 0
Feb | 25 | 5 | Weekend | Saturday | 0.67983 | 0.81783 | 0.81135 | 0.61185 | 1 | 0.61185 | 0.61185 | 0.14905 | 0.61185 | 0.67983 | 0.67983 | 0.60708 | 0.65528 | 0.35921 | 0.23086 | 0.20911 | 0.70468 | 0.63657 | 0.25332 | 0.64838 | 0.15384 | 0.48351 | 0.30661 | 0.14905 | 0.18819 | 0.29869 | 0.51297 | 0.49001 | 0.58537 | 0.40184 | 0.27542 | 0.21247 | 0.56883 | 0.57257 | 0.34681 | 0.485 | 0.29105 | 0.45199 | 0.37805 | 0.19165 | 0.25415 | 0.36025 | 0.29275 | 0
Feb | 25 | 6 | Weekend | Saturday | 0.69167 | 0.85454 | 0.86731 | 0.69572 | 0.0044286 | 0.69572 | 0.69572 | 0.41397 | 0.69572 | 0.69167 | 0.69167 | 0.81143 | 0.68984 | 0.52734 | 0.39669 | 0.5431 | 0.83962 | 0.63969 | 0.24657 | 0.94506 | 0.14925 | 0.64187 | 0.52602 | 0.41397 | 0.44055 | 0.73817 | 0.48576 | 0.80598 | 0.6378 | 0.6127 | 0.35981 | 0.55645 | 0.66323 | 0.60078 | 0.33275 | 0.96737 | 0.279 | 0.62882 | 0.44509 | 0.22439 | 0.23452 | 0.4741 | 0.25607 | 0
Feb | 25 | 7 | Weekend | Saturday | 0.6964 | 0.85961 | 0.89791 | 0.72492 | 0.0044286 | 0.72492 | 0.72492 | 0.3305 | 0.72492 | 0.6964 | 0.6964 | 0.8515 | 0.76103 | 0.79056 | 0.41347 | 0.44831 | 0.80418 | 0.66016 | 0.20297 | 0.87296 | 0.12734 | 0.74104 | 0.42421 | 0.3305 | 0.32747 | 0.70247 | 0.4882 | 0.90806 | 0.68552 | 0.78445 | 0.34598 | 0.42504 | 0.63109 | 0.61779 | 0.29076 | 0.90695 | 0.24099 | 0.73952 | 0.2982 | 0.18608 | 0.1547 | 0.47528 | 0.20352 | 0
Feb | 25 | 8 | Weekend | Saturday | 0.74761 | 0.88955 | 0.91118 | 0.78252 | 0.0044286 | 0.78252 | 0.78252 | 0.85041 | 0.78252 | 0.74761 | 0.74761 | 0.86808 | 0.7779 | 1 | 0.47192 | 0.43881 | 0.75631 | 0.67471 | 0.19996 | 0.74928 | 0.1243 | 1 | 0.43566 | 0.85041 | 0.84527 | 0.81308 | 0.47278 | 0.90823 | 0.72776 | 0.9589 | 0.46803 | 0.41957 | 0.57593 | 0.65849 | 0.28909 | 0.7297 | 0.23689 | 1 | 0.36698 | 0.43387 | 0.35886 | 0.67013 | 0.21622 | 0
Feb | 25 | 9 | Weekend | Saturday | 0.84623 | 0.91116 | 0.9113 | 0.77362 | 0.0044286 | 0.77362 | 0.77362 | 0.79762 | 0.77362 | 0.84623 | 0.84623 | 0.76935 | 0.81705 | 0.79981 | 0.41587 | 0.3944 | 0.6666 | 0.71473 | 0.19759 | 0.74038 | 0.12337 | 0.84757 | 0.40366 | 0.79762 | 0.78517 | 0.76694 | 0.43777 | 0.7453 | 0.77962 | 0.78139 | 0.43177 | 0.37849 | 0.50254 | 0.69642 | 0.28819 | 0.73019 | 0.23676 | 0.85122 | 0.36321 | 0.53024 | 0.46336 | 0.65078 | 0.27988 | 0
Feb | 25 | 10 | Weekend | Saturday | 0.91728 | 0.93544 | 0.90977 | 0.77132 | 0.0044286 | 0.77132 | 0.77132 | 0.84204 | 0.77132 | 0.91728 | 0.91728 | 0.92223 | 0.8305 | 0.63853 | 0.36036 | 0.37162 | 0.57664 | 0.66505 | 0.19618 | 0.83519 | 0.12721 | 0.62682 | 0.38477 | 0.84204 | 0.81766 | 0.8248 | 0.41605 | 0.90877 | 0.79916 | 0.60945 | 0.38315 | 0.36067 | 0.42637 | 0.65294 | 0.28756 | 0.90753 | 0.23472 | 0.59357 | 0.36321 | 0.67268 | 0.60831 | 0.76964 | 0.28288 | 0
Feb | 25 | 11 | Weekend | Saturday | 0.93908 | 0.94567 | 0.90205 | 0.75574 | 0.0044286 | 0.75574 | 0.75574 | 0.80325 | 0.75574 | 0.93908 | 0.93908 | 0.91116 | 0.83787 | 0.59282 | 0.35451 | 0.35711 | 0.54188 | 0.69324 | 0.19753 | 0.83802 | 0.1238 | 0.59207 | 0.37624 | 0.80325 | 0.77155 | 0.90189 | 0.35719 | 0.92519 | 0.80982 | 0.59393 | 0.38334 | 0.34869 | 0.42743 | 0.67685 | 0.29029 | 0.94817 | 0.23653 | 0.56766 | 0.36321 | 0.67057 | 0.60831 | 0.89252 | 0.27481 | 0
Feb | 25 | 12 | Weekend | Saturday | 0.91782 | 0.93951 | 0.88929 | 0.74127 | 0.0044286 | 0.74127 | 0.74127 | 0.83147 | 0.74127 | 0.91782 | 0.91782 | 0.87798 | 0.83044 | 0.55503 | 0.34979 | 0.34305 | 0.51239 | 0.63454 | 0.19457 | 0.79345 | 0.12176 | 0.58098 | 0.32387 | 0.83147 | 0.79312 | 0.86578 | 0.30174 | 0.90993 | 0.8045 | 0.59418 | 0.38337 | 0.33715 | 0.42141 | 0.62399 | 0.28548 | 0.91573 | 0.23352 | 0.56552 | 0.29267 | 0.7658 | 0.70494 | 0.86911 | 0.19654 | 0
Feb | 25 | 13 | Weekend | Saturday | 0.88563 | 0.9377 | 0.88471 | 0.72603 | 0.0044286 | 0.72603 | 0.72603 | 0.81154 | 0.72603 | 0.88563 | 0.88563 | 0.75182 | 0.83209 | 0.5312 | 0.34558 | 0.32428 | 0.48509 | 0.67826 | 0.19253 | 0.78009 | 0.12136 | 0.5781 | 0.32138 | 0.81154 | 0.77115 | 0.84753 | 0.26724 | 0.74611 | 0.80812 | 0.56064 | 0.38352 | 0.32009 | 0.40875 | 0.66352 | 0.28558 | 0.90875 | 0.23349 | 0.56339 | 0.29267 | 0.76521 | 0.70494 | 0.85889 | 0.19093 | 0
Feb | 25 | 14 | Weekend | Saturday | 0.86819 | 0.93987 | 0.87334 | 0.73108 | 0.0044286 | 0.73108 | 0.73108 | 0.79901 | 0.73108 | 0.86819 | 0.86819 | 0.72328 | 0.83503 | 0.52751 | 0.25202 | 0.27117 | 0.46803 | 0.6343 | 0.19384 | 0.66467 | 0.12011 | 0.5683 | 0.31123 | 0.79901 | 0.75846 | 0.83032 | 0.28361 | 0.74613 | 0.81317 | 0.55574 | 0.26015 | 0.26622 | 0.40407 | 0.62722 | 0.28568 | 0.73149 | 0.23249 | 0.56044 | 0.29267 | 0.76557 | 0.70494 | 0.84385 | 0.19513 | 0
Feb | 25 | 15 | Weekend | Saturday | 0.84873 | 0.94386 | 0.86195 | 0.75589 | 0.0044286 | 0.75589 | 0.75589 | 0.79379 | 0.75589 | 0.84873 | 0.84873 | 0.75791 | 0.7953 | 0.5204 | 0.25749 | 0.27663 | 0.4987 | 0.66901 | 0.19297 | 0.67179 | 0.12006 | 0.56389 | 0.31652 | 0.79379 | 0.7547 | 0.81875 | 0.27008 | 0.74588 | 0.78285 | 0.5368 | 0.26014 | 0.27354 | 0.4379 | 0.65395 | 0.28562 | 0.73094 | 0.23233 | 0.55417 | 0.29267 | 0.76628 | 0.70494 | 0.83071 | 0.19182 | 0
Feb | 25 | 16 | Weekend | Saturday | 0.8407 | 0.95936 | 0.85924 | 0.82984 | 1 | 0.82984 | 0.82984 | 0.80516 | 0.82984 | 0.8407 | 0.8407 | 0.90771 | 0.78846 | 0.52823 | 0.31077 | 0.3055 | 0.6539 | 0.59672 | 0.19444 | 0.68203 | 0.11938 | 0.55665 | 0.33551 | 0.80516 | 0.77118 | 0.82361 | 0.24511 | 0.91346 | 0.77211 | 0.58238 | 0.31047 | 0.30141 | 0.62991 | 0.58154 | 0.28719 | 0.73362 | 0.23399 | 0.59641 | 0.30314 | 0.77305 | 0.71308 | 0.83386 | 0.13809 | 0
Feb | 25 | 17 | Weekend | Saturday | 0.87593 | 0.97773 | 0.86148 | 0.96073 | 1 | 0.96073 | 0.96073 | 0.86794 | 0.96073 | 0.87593 | 0.87593 | 0.96427 | 0.76304 | 0.62114 | 0.36632 | 0.38874 | 0.89114 | 0.66182 | 0.22355 | 0.86093 | 0.1364 | 0.68002 | 0.46016 | 0.86794 | 0.88 | 0.83705 | 0.31831 | 0.99131 | 0.74003 | 0.69692 | 0.35227 | 0.38441 | 0.92173 | 0.6383 | 0.33057 | 0.98661 | 0.26847 | 0.73856 | 0.43704 | 0.78074 | 0.77914 | 0.82185 | 0.24758 | 0
Feb | 25 | 18 | Weekend | Saturday | 0.85951 | 0.96879 | 0.84789 | 0.99907 | 1 | 0.99907 | 0.99907 | 0.78728 | 0.99907 | 0.85951 | 0.85951 | 0.96664 | 0.74155 | 0.77114 | 0.28273 | 0.19327 | 0.95449 | 0.49364 | 0.22749 | 0.87143 | 0.14026 | 0.83393 | 0.30191 | 0.78728 | 0.81073 | 0.84657 | 0.409 | 1 | 0.70983 | 0.89399 | 0.34436 | 0.19751 | 0.99405 | 0.47019 | 0.33704 | 0.99499 | 0.27403 | 0.90071 | 0.37293 | 0.62768 | 0.63141 | 0.80834 | 0.28073 | 0
Feb | 25 | 19 | Weekend | Saturday | 0.84077 | 0.95467 | 0.83303 | 0.93234 | 1 | 0.93234 | 0.93234 | 0.42021 | 0.93234 | 0.84077 | 0.84077 | 0.81851 | 0.73269 | 0.82519 | 0.26352 | 0.19472 | 0.93813 | 0.53903 | 0.22875 | 0.88059 | 0.14273 | 0.84893 | 0.30758 | 0.42021 | 0.4546 | 0.75809 | 0.37152 | 0.83969 | 0.69784 | 0.92528 | 0.32032 | 0.19837 | 0.97072 | 0.5044 | 0.33831 | 1 | 0.27593 | 0.9091 | 0.37588 | 0.42488 | 0.46499 | 0.67781 | 0.27198 | 0
Feb | 25 | 20 | Weekend | Saturday | 0.82124 | 0.91067 | 0.81817 | 0.84908 | 1 | 0.84908 | 0.84908 | 0.40409 | 0.84908 | 0.82124 | 0.82124 | 0.81888 | 0.68756 | 0.86199 | 0.26375 | 0.19518 | 0.93033 | 0.48277 | 0.22965 | 0.76639 | 0.14249 | 0.90415 | 0.30749 | 0.40409 | 0.44003 | 0.73567 | 0.44513 | 0.83923 | 0.63764 | 0.98916 | 0.32023 | 0.19984 | 0.96093 | 0.44929 | 0.33916 | 0.8221 | 0.27678 | 0.97469 | 0.37801 | 0.39602 | 0.436 | 0.63958 | 0.28656 | 0
Feb | 25 | 21 | Weekend | Saturday | 0.77205 | 0.86173 | 0.79421 | 0.78724 | 1 | 0.78724 | 0.78724 | 0.16731 | 0.78724 | 0.77205 | 0.77205 | 0.81679 | 0.68529 | 0.83605 | 0.24781 | 0.19677 | 0.81971 | 0.48835 | 0.23148 | 0.77878 | 0.15629 | 0.88668 | 0.31189 | 0.16731 | 0.20589 | 0.62269 | 0.39259 | 0.8376 | 0.63262 | 0.94351 | 0.29785 | 0.20062 | 0.82554 | 0.44749 | 0.34023 | 0.81962 | 0.27771 | 0.95141 | 0.38263 | 0.23514 | 0.29839 | 0.52544 | 0.27537 | 0
Feb | 25 | 22 | Weekend | Saturday | 0.76536 | 0.84522 | 0.76766 | 0.71221 | 1 | 0.71221 | 0.71221 | 0.13419 | 0.71221 | 0.76536 | 0.76536 | 0.78982 | 0.6787 | 0.81771 | 0.23011 | 0.20162 | 0.70129 | 0.41532 | 0.2306 | 0.78791 | 0.14821 | 0.70632 | 0.31432 | 0.13419 | 0.17391 | 0.24121 | 0.47108 | 0.83515 | 0.61897 | 0.80121 | 0.27456 | 0.20584 | 0.65498 | 0.38273 | 0.33927 | 0.81586 | 0.27955 | 0.70949 | 0.38427 | 0.18826 | 0.25204 | 0.31309 | 0.29099 | 0
Feb | 25 | 23 | Weekend | Saturday | 0.73236 | 0.85935 | 0.74725 | 0.63664 | 1 | 0.63664 | 0.63664 | 0.13249 | 0.63664 | 0.73236 | 0.73236 | 0.78428 | 0.66713 | 0.55812 | 0.22268 | 0.19803 | 0.61126 | 0.49135 | 0.23678 | 0.84843 | 0.14308 | 0.4881 | 0.31106 | 0.13249 | 0.17229 | 0.35383 | 0.47054 | 0.85247 | 0.60635 | 0.54114 | 0.27218 | 0.20282 | 0.51385 | 0.44449 | 0.3436 | 0.85794 | 0.27984 | 0.45983 | 0.38499 | 0.18504 | 0.24923 | 0.45951 | 0.2878 | 0
Feb | 26 | 24 | Weekend | Sunday | 0.71873 | 0.84393 | 0.77193 | 0.58171 | 1 | 0.58171 | 0.58171 | 0.13557 | 0.58171 | 0.71873 | 0.71873 | 0.59183 | 0.65347 | 0.3721 | 0.19296 | 0.18567 | 0.54099 | 0.43175 | 0.23405 | 0.63596 | 0.14206 | 0.44526 | 0.29547 | 0.13557 | 0.17452 | 0.2651 | 0.47733 | 0.4876 | 0.58884 | 0.43152 | 0.2355 | 0.18949 | 0.42445 | 0.40042 | 0.34049 | 0.48672 | 0.27696 | 0.41426 | 0.36147 | 0.18873 | 0.25213 | 0.33907 | 0.28825 | 0
Feb | 26 | 1 | Weekend | Sunday | 0.71512 | 0.80768 | 0.76243 | 0.55923 | 1 | 0.55923 | 0.55923 | 0.13762 | 0.55923 | 0.71512 | 0.71512 | 0.19144 | 0.65133 | 0.33618 | 0.19364 | 0.19203 | 0.54034 | 0.50229 | 0.23751 | 0.23467 | 0.14339 | 0.44858 | 0.29339 | 0.13762 | 0.17622 | 0.25546 | 0.49311 | 0.31969 | 0.58399 | 0.41034 | 0.2357 | 0.19627 | 0.41173 | 0.45575 | 0.34129 | 0.33694 | 0.2782 | 0.41915 | 0.36147 | 0.18917 | 0.25238 | 0.32029 | 0.29071 | 0
Feb | 26 | 2 | Weekend | Sunday | 0.7129 | 0.79725 | 0.75736 | 0.54874 | 1 | 0.54874 | 0.54874 | 0.14123 | 0.54874 | 0.7129 | 0.7129 | 0.19198 | 0.65026 | 0.29418 | 0.19399 | 0.19652 | 0.54231 | 0.43823 | 0.23579 | 0.23528 | 0.14778 | 0.41152 | 0.29234 | 0.14123 | 0.17764 | 0.26816 | 0.49659 | 0.32019 | 0.58144 | 0.35017 | 0.23575 | 0.20056 | 0.40583 | 0.40668 | 0.34081 | 0.33783 | 0.28282 | 0.37712 | 0.36147 | 0.1899 | 0.25259 | 0.33078 | 0.29068 | 0
Feb | 26 | 3 | Weekend | Sunday | 0.70654 | 0.79314 | 0.7582 | 0.54254 | 1 | 0.54254 | 0.54254 | 0.14455 | 0.54254 | 0.70654 | 0.70654 | 0.19214 | 0.65277 | 0.29423 | 0.19511 | 0.20056 | 0.54881 | 0.50912 | 0.24472 | 0.23514 | 0.14841 | 0.42518 | 0.29703 | 0.14455 | 0.18024 | 0.27362 | 0.50391 | 0.32048 | 0.58185 | 0.35152 | 0.23585 | 0.20444 | 0.40334 | 0.46218 | 0.34273 | 0.33833 | 0.2855 | 0.38299 | 0.36449 | 0.19066 | 0.25297 | 0.33334 | 0.2917 | 0
Feb | 26 | 4 | Weekend | Sunday | 0.70635 | 0.79538 | 0.77223 | 0.54469 | 1 | 0.54469 | 0.54469 | 0.14648 | 0.54469 | 0.70635 | 0.70635 | 0.19396 | 0.65607 | 0.32099 | 0.20719 | 0.20173 | 0.59748 | 0.50637 | 0.24821 | 0.23929 | 0.15315 | 0.44484 | 0.30403 | 0.14648 | 0.18373 | 0.2959 | 0.50682 | 0.32374 | 0.5869 | 0.36861 | 0.24948 | 0.20553 | 0.45605 | 0.46874 | 0.34459 | 0.34363 | 0.29126 | 0.40432 | 0.37265 | 0.19114 | 0.25349 | 0.35929 | 0.29186 | 0
Feb | 26 | 5 | Weekend | Sunday | 0.67983 | 0.81783 | 0.81135 | 0.61185 | 1 | 0.61185 | 0.61185 | 0.14905 | 0.61185 | 0.67983 | 0.67983 | 0.60708 | 0.65528 | 0.35921 | 0.23086 | 0.20911 | 0.70468 | 0.63657 | 0.25332 | 0.64838 | 0.15384 | 0.48351 | 0.30661 | 0.14905 | 0.18819 | 0.29869 | 0.51297 | 0.49001 | 0.58537 | 0.40184 | 0.27542 | 0.21247 | 0.56883 | 0.57257 | 0.34681 | 0.485 | 0.29105 | 0.45199 | 0.37805 | 0.19165 | 0.25415 | 0.36025 | 0.29275 | 0
Feb | 26 | 6 | Weekend | Sunday | 0.69167 | 0.85454 | 0.86731 | 0.69572 | 0.0044286 | 0.69572 | 0.69572 | 0.41397 | 0.69572 | 0.69167 | 0.69167 | 0.81143 | 0.68984 | 0.52734 | 0.39669 | 0.5431 | 0.83962 | 0.63969 | 0.24657 | 0.94506 | 0.14925 | 0.64187 | 0.52602 | 0.41397 | 0.44055 | 0.73817 | 0.48576 | 0.80598 | 0.6378 | 0.6127 | 0.35981 | 0.55645 | 0.66323 | 0.60078 | 0.33275 | 0.96737 | 0.279 | 0.62882 | 0.44509 | 0.22439 | 0.23452 | 0.4741 | 0.25607 | 0
Feb | 26 | 7 | Weekend | Sunday | 0.6964 | 0.85961 | 0.89791 | 0.72492 | 0.0044286 | 0.72492 | 0.72492 | 0.3305 | 0.72492 | 0.6964 | 0.6964 | 0.8515 | 0.76103 | 0.79056 | 0.41347 | 0.44831 | 0.80418 | 0.66016 | 0.20297 | 0.87296 | 0.12734 | 0.74104 | 0.42421 | 0.3305 | 0.32747 | 0.70247 | 0.4882 | 0.90806 | 0.68552 | 0.78445 | 0.34598 | 0.42504 | 0.63109 | 0.61779 | 0.29076 | 0.90695 | 0.24099 | 0.73952 | 0.2982 | 0.18608 | 0.1547 | 0.47528 | 0.20352 | 0
Feb | 26 | 8 | Weekend | Sunday | 0.74761 | 0.88955 | 0.91118 | 0.78252 | 0.0044286 | 0.78252 | 0.78252 | 0.85041 | 0.78252 | 0.74761 | 0.74761 | 0.86808 | 0.7779 | 1 | 0.47192 | 0.43881 | 0.75631 | 0.67471 | 0.19996 | 0.74928 | 0.1243 | 1 | 0.43566 | 0.85041 | 0.84527 | 0.81308 | 0.47278 | 0.90823 | 0.72776 | 0.9589 | 0.46803 | 0.41957 | 0.57593 | 0.65849 | 0.28909 | 0.7297 | 0.23689 | 1 | 0.36698 | 0.43387 | 0.35886 | 0.67013 | 0.21622 | 0
Feb | 26 | 9 | Weekend | Sunday | 0.84623 | 0.91116 | 0.9113 | 0.77362 | 0.0044286 | 0.77362 | 0.77362 | 0.79762 | 0.77362 | 0.84623 | 0.84623 | 0.76935 | 0.81705 | 0.79981 | 0.41587 | 0.3944 | 0.6666 | 0.71473 | 0.19759 | 0.74038 | 0.12337 | 0.84757 | 0.40366 | 0.79762 | 0.78517 | 0.76694 | 0.43777 | 0.7453 | 0.77962 | 0.78139 | 0.43177 | 0.37849 | 0.50254 | 0.69642 | 0.28819 | 0.73019 | 0.23676 | 0.85122 | 0.36321 | 0.53024 | 0.46336 | 0.65078 | 0.27988 | 0
Feb | 26 | 10 | Weekend | Sunday | 0.91728 | 0.93544 | 0.90977 | 0.77132 | 0.0044286 | 0.77132 | 0.77132 | 0.84204 | 0.77132 | 0.91728 | 0.91728 | 0.92223 | 0.8305 | 0.63853 | 0.36036 | 0.37162 | 0.57664 | 0.66505 | 0.19618 | 0.83519 | 0.12721 | 0.62682 | 0.38477 | 0.84204 | 0.81766 | 0.8248 | 0.41605 | 0.90877 | 0.79916 | 0.60945 | 0.38315 | 0.36067 | 0.42637 | 0.65294 | 0.28756 | 0.90753 | 0.23472 | 0.59357 | 0.36321 | 0.67268 | 0.60831 | 0.76964 | 0.28288 | 0
Feb | 26 | 11 | Weekend | Sunday | 0.93908 | 0.94567 | 0.90205 | 0.75574 | 0.0044286 | 0.75574 | 0.75574 | 0.80325 | 0.75574 | 0.93908 | 0.93908 | 0.91116 | 0.83787 | 0.59282 | 0.35451 | 0.35711 | 0.54188 | 0.69324 | 0.19753 | 0.83802 | 0.1238 | 0.59207 | 0.37624 | 0.80325 | 0.77155 | 0.90189 | 0.35719 | 0.92519 | 0.80982 | 0.59393 | 0.38334 | 0.34869 | 0.42743 | 0.67685 | 0.29029 | 0.94817 | 0.23653 | 0.56766 | 0.36321 | 0.67057 | 0.60831 | 0.89252 | 0.27481 | 0
Feb | 26 | 12 | Weekend | Sunday | 0.91782 | 0.93951 | 0.88929 | 0.74127 | 0.0044286 | 0.74127 | 0.74127 | 0.83147 | 0.74127 | 0.91782 | 0.91782 | 0.87798 | 0.83044 | 0.55503 | 0.34979 | 0.34305 | 0.51239 | 0.63454 | 0.19457 | 0.79345 | 0.12176 | 0.58098 | 0.32387 | 0.83147 | 0.79312 | 0.86578 | 0.30174 | 0.90993 | 0.8045 | 0.59418 | 0.38337 | 0.33715 | 0.42141 | 0.62399 | 0.28548 | 0.91573 | 0.23352 | 0.56552 | 0.29267 | 0.7658 | 0.70494 | 0.86911 | 0.19654 | 0
Feb | 26 | 13 | Weekend | Sunday | 0.88563 | 0.9377 | 0.88471 | 0.72603 | 0.0044286 | 0.72603 | 0.72603 | 0.81154 | 0.72603 | 0.88563 | 0.88563 | 0.75182 | 0.83209 | 0.5312 | 0.34558 | 0.32428 | 0.48509 | 0.67826 | 0.19253 | 0.78009 | 0.12136 | 0.5781 | 0.32138 | 0.81154 | 0.77115 | 0.84753 | 0.26724 | 0.74611 | 0.80812 | 0.56064 | 0.38352 | 0.32009 | 0.40875 | 0.66352 | 0.28558 | 0.90875 | 0.23349 | 0.56339 | 0.29267 | 0.76521 | 0.70494 | 0.85889 | 0.19093 | 0
Feb | 26 | 14 | Weekend | Sunday | 0.86819 | 0.93987 | 0.87334 | 0.73108 | 0.0044286 | 0.73108 | 0.73108 | 0.79901 | 0.73108 | 0.86819 | 0.86819 | 0.72328 | 0.83503 | 0.52751 | 0.25202 | 0.27117 | 0.46803 | 0.6343 | 0.19384 | 0.66467 | 0.12011 | 0.5683 | 0.31123 | 0.79901 | 0.75846 | 0.83032 | 0.28361 | 0.74613 | 0.81317 | 0.55574 | 0.26015 | 0.26622 | 0.40407 | 0.62722 | 0.28568 | 0.73149 | 0.23249 | 0.56044 | 0.29267 | 0.76557 | 0.70494 | 0.84385 | 0.19513 | 0
Feb | 26 | 15 | Weekend | Sunday | 0.84873 | 0.94386 | 0.86195 | 0.75589 | 0.0044286 | 0.75589 | 0.75589 | 0.79379 | 0.75589 | 0.84873 | 0.84873 | 0.75791 | 0.7953 | 0.5204 | 0.25749 | 0.27663 | 0.4987 | 0.66901 | 0.19297 | 0.67179 | 0.12006 | 0.56389 | 0.31652 | 0.79379 | 0.7547 | 0.81875 | 0.27008 | 0.74588 | 0.78285 | 0.5368 | 0.26014 | 0.27354 | 0.4379 | 0.65395 | 0.28562 | 0.73094 | 0.23233 | 0.55417 | 0.29267 | 0.76628 | 0.70494 | 0.83071 | 0.19182 | 0
Feb | 26 | 16 | Weekend | Sunday | 0.8407 | 0.95936 | 0.85924 | 0.82984 | 1 | 0.82984 | 0.82984 | 0.80516 | 0.82984 | 0.8407 | 0.8407 | 0.90771 | 0.78846 | 0.52823 | 0.31077 | 0.3055 | 0.6539 | 0.59672 | 0.19444 | 0.68203 | 0.11938 | 0.55665 | 0.33551 | 0.80516 | 0.77118 | 0.82361 | 0.24511 | 0.91346 | 0.77211 | 0.58238 | 0.31047 | 0.30141 | 0.62991 | 0.58154 | 0.28719 | 0.73362 | 0.23399 | 0.59641 | 0.30314 | 0.77305 | 0.71308 | 0.83386 | 0.13809 | 0
Feb | 26 | 17 | Weekend | Sunday | 0.87593 | 0.97773 | 0.86148 | 0.96073 | 1 | 0.96073 | 0.96073 | 0.86794 | 0.96073 | 0.87593 | 0.87593 | 0.96427 | 0.76304 | 0.62114 | 0.36632 | 0.38874 | 0.89114 | 0.66182 | 0.22355 | 0.86093 | 0.1364 | 0.68002 | 0.46016 | 0.86794 | 0.88 | 0.83705 | 0.31831 | 0.99131 | 0.74003 | 0.69692 | 0.35227 | 0.38441 | 0.92173 | 0.6383 | 0.33057 | 0.98661 | 0.26847 | 0.73856 | 0.43704 | 0.78074 | 0.77914 | 0.82185 | 0.24758 | 0
Feb | 26 | 18 | Weekend | Sunday | 0.85951 | 0.96879 | 0.84789 | 0.99907 | 1 | 0.99907 | 0.99907 | 0.78728 | 0.99907 | 0.85951 | 0.85951 | 0.96664 | 0.74155 | 0.77114 | 0.28273 | 0.19327 | 0.95449 | 0.49364 | 0.22749 | 0.87143 | 0.14026 | 0.83393 | 0.30191 | 0.78728 | 0.81073 | 0.84657 | 0.409 | 1 | 0.70983 | 0.89399 | 0.34436 | 0.19751 | 0.99405 | 0.47019 | 0.33704 | 0.99499 | 0.27403 | 0.90071 | 0.37293 | 0.62768 | 0.63141 | 0.80834 | 0.28073 | 0
Feb | 26 | 19 | Weekend | Sunday | 0.84077 | 0.95467 | 0.83303 | 0.93234 | 1 | 0.93234 | 0.93234 | 0.42021 | 0.93234 | 0.84077 | 0.84077 | 0.81851 | 0.73269 | 0.82519 | 0.26352 | 0.19472 | 0.93813 | 0.53903 | 0.22875 | 0.88059 | 0.14273 | 0.84893 | 0.30758 | 0.42021 | 0.4546 | 0.75809 | 0.37152 | 0.83969 | 0.69784 | 0.92528 | 0.32032 | 0.19837 | 0.97072 | 0.5044 | 0.33831 | 1 | 0.27593 | 0.9091 | 0.37588 | 0.42488 | 0.46499 | 0.67781 | 0.27198 | 0
Feb | 26 | 20 | Weekend | Sunday | 0.82124 | 0.91067 | 0.81817 | 0.84908 | 1 | 0.84908 | 0.84908 | 0.40409 | 0.84908 | 0.82124 | 0.82124 | 0.81888 | 0.68756 | 0.86199 | 0.26375 | 0.19518 | 0.93033 | 0.48277 | 0.22965 | 0.76639 | 0.14249 | 0.90415 | 0.30749 | 0.40409 | 0.44003 | 0.73567 | 0.44513 | 0.83923 | 0.63764 | 0.98916 | 0.32023 | 0.19984 | 0.96093 | 0.44929 | 0.33916 | 0.8221 | 0.27678 | 0.97469 | 0.37801 | 0.39602 | 0.436 | 0.63958 | 0.28656 | 0
Feb | 26 | 21 | Weekend | Sunday | 0.77205 | 0.86173 | 0.79421 | 0.78724 | 1 | 0.78724 | 0.78724 | 0.16731 | 0.78724 | 0.77205 | 0.77205 | 0.81679 | 0.68529 | 0.83605 | 0.24781 | 0.19677 | 0.81971 | 0.48835 | 0.23148 | 0.77878 | 0.15629 | 0.88668 | 0.31189 | 0.16731 | 0.20589 | 0.62269 | 0.39259 | 0.8376 | 0.63262 | 0.94351 | 0.29785 | 0.20062 | 0.82554 | 0.44749 | 0.34023 | 0.81962 | 0.27771 | 0.95141 | 0.38263 | 0.23514 | 0.29839 | 0.52544 | 0.27537 | 0
Feb | 26 | 22 | Weekend | Sunday | 0.76536 | 0.84522 | 0.76766 | 0.71221 | 1 | 0.71221 | 0.71221 | 0.13419 | 0.71221 | 0.76536 | 0.76536 | 0.78982 | 0.6787 | 0.81771 | 0.23011 | 0.20162 | 0.70129 | 0.41532 | 0.2306 | 0.78791 | 0.14821 | 0.70632 | 0.31432 | 0.13419 | 0.17391 | 0.24121 | 0.47108 | 0.83515 | 0.61897 | 0.80121 | 0.27456 | 0.20584 | 0.65498 | 0.38273 | 0.33927 | 0.81586 | 0.27955 | 0.70949 | 0.38427 | 0.18826 | 0.25204 | 0.31309 | 0.29099 | 0
Feb | 26 | 23 | Weekend | Sunday | 0.73236 | 0.85935 | 0.74725 | 0.63664 | 1 | 0.63664 | 0.63664 | 0.13968 | 0.63664 | 0.73236 | 0.73236 | 0.81927 | 0.64702 | 0.55998 | 0.23822 | 0.21846 | 0.65044 | 0.46768 | 0.23653 | 0.88576 | 0.14593 | 0.50128 | 0.33374 | 0.13968 | 0.17842 | 0.35378 | 0.53622 | 0.85225 | 0.57268 | 0.52934 | 0.28621 | 0.22312 | 0.51863 | 0.4272 | 0.34334 | 0.85766 | 0.27971 | 0.46144 | 0.41057 | 0.1939 | 0.25665 | 0.45947 | 0.29811 | 0
Feb | 27 | 24 | Weekday | Monday | 0.69317 | 0.82093 | 0.76777 | 0.54502 | 0.99879 | 0.54502 | 0.54502 | 0.14367 | 0.54502 | 0.69317 | 0.69317 | 0.62604 | 0.6388 | 0.34379 | 0.23699 | 0.22888 | 0.58403 | 0.4097 | 0.23395 | 0.67713 | 0.14547 | 0.45595 | 0.34124 | 0.14367 | 0.18044 | 0.27625 | 0.50529 | 0.48726 | 0.56078 | 0.38597 | 0.28433 | 0.23382 | 0.4296 | 0.38267 | 0.3401 | 0.48625 | 0.27898 | 0.41261 | 0.42014 | 0.19368 | 0.25592 | 0.34935 | 0.29037 | 0
Feb | 27 | 1 | Weekday | Monday | 0.69357 | 0.7893 | 0.76043 | 0.52454 | 0.99879 | 0.52454 | 0.52454 | 0.14875 | 0.52454 | 0.69357 | 0.69357 | 0.19157 | 0.63786 | 0.29761 | 0.23963 | 0.23719 | 0.58823 | 0.48292 | 0.23669 | 0.23386 | 0.14871 | 0.45225 | 0.34333 | 0.14875 | 0.18453 | 0.27591 | 0.56516 | 0.31929 | 0.55586 | 0.35043 | 0.28549 | 0.24195 | 0.41736 | 0.44235 | 0.34137 | 0.33633 | 0.28168 | 0.40781 | 0.42137 | 0.19489 | 0.25653 | 0.33743 | 0.30106 | 0
Feb | 27 | 2 | Weekday | Monday | 0.69589 | 0.78227 | 0.75762 | 0.51582 | 0.99879 | 0.51582 | 0.51582 | 0.15257 | 0.51582 | 0.69589 | 0.69589 | 0.19144 | 0.6362 | 0.27593 | 0.2404 | 0.24525 | 0.59513 | 0.42278 | 0.24002 | 0.23482 | 0.14974 | 0.44582 | 0.3427 | 0.15257 | 0.19101 | 0.27927 | 0.53068 | 0.31977 | 0.55085 | 0.32029 | 0.28535 | 0.2499 | 0.41197 | 0.3957 | 0.34295 | 0.33715 | 0.28437 | 0.39638 | 0.4211 | 0.19581 | 0.25748 | 0.33881 | 0.2928 | 0
Feb | 27 | 3 | Weekday | Monday | 0.69152 | 0.78002 | 0.76213 | 0.51193 | 0.99879 | 0.51193 | 0.51193 | 0.15563 | 0.51193 | 0.69152 | 0.69152 | 0.19209 | 0.63501 | 0.27416 | 0.24417 | 0.25439 | 0.60593 | 0.49915 | 0.25151 | 0.23494 | 0.154 | 0.45566 | 0.34434 | 0.15563 | 0.19966 | 0.29047 | 0.58924 | 0.32004 | 0.54652 | 0.31925 | 0.28721 | 0.25891 | 0.40994 | 0.4579 | 0.34583 | 0.33761 | 0.2896 | 0.40405 | 0.42215 | 0.19654 | 0.25877 | 0.34639 | 0.30356 | 0
Feb | 27 | 4 | Weekday | Monday | 0.69525 | 0.78911 | 0.78491 | 0.52411 | 0.99879 | 0.52411 | 0.52411 | 0.15901 | 0.52411 | 0.69525 | 0.69525 | 0.19594 | 0.68968 | 0.30384 | 0.2583 | 0.26054 | 0.65733 | 0.59311 | 0.25775 | 0.24367 | 0.1583 | 0.48054 | 0.34976 | 0.15901 | 0.20643 | 0.34074 | 0.54955 | 0.32779 | 0.61162 | 0.33881 | 0.30129 | 0.26473 | 0.46294 | 0.55 | 0.34959 | 0.35027 | 0.29414 | 0.42711 | 0.42818 | 0.19728 | 0.25977 | 0.40421 | 0.29478 | 0
Feb | 27 | 5 | Weekday | Monday | 0.66871 | 0.82628 | 0.84185 | 0.61159 | 0.99879 | 0.61159 | 0.61159 | 0.16136 | 0.61159 | 0.66871 | 0.66871 | 0.65291 | 0.7576 | 0.4109 | 0.30131 | 0.28008 | 0.76773 | 0.75737 | 0.26904 | 0.7095 | 0.16204 | 0.55647 | 0.37492 | 0.16136 | 0.21336 | 0.34326 | 0.60696 | 0.49412 | 0.61128 | 0.42996 | 0.3502 | 0.28439 | 0.5761 | 0.67749 | 0.35172 | 0.49177 | 0.2994 | 0.50743 | 0.45786 | 0.19793 | 0.2608 | 0.40566 | 0.30558 | 0
Feb | 27 | 6 | Weekday | Monday | 0.69218 | 0.87726 | 0.92092 | 0.71854 | 0.0044286 | 0.71854 | 0.71854 | 0.96458 | 0.71854 | 0.69218 | 0.69218 | 0.85534 | 0.84968 | 0.69293 | 0.56811 | 0.97552 | 0.8985 | 0.90161 | 0.89128 | 1 | 0.94189 | 0.78463 | 0.78343 | 0.96458 | 1 | 0.81692 | 0.73147 | 0.80821 | 0.78066 | 0.7427 | 0.40235 | 1 | 0.66447 | 0.85808 | 0.38061 | 0.9707 | 0.42906 | 0.76559 | 0.54781 | 0.36418 | 0.32849 | 0.55157 | 0.34826 | 0
Feb | 27 | 7 | Weekday | Monday | 0.72036 | 0.89818 | 0.9728 | 0.72392 | 0.0044286 | 0.72392 | 0.72392 | 0.82406 | 0.72392 | 0.72036 | 0.72036 | 0.9513 | 0.91739 | 0.97524 | 0.72559 | 0.88798 | 0.87017 | 0.97528 | 0.93717 | 0.9478 | 0.99407 | 0.90466 | 0.7682 | 0.82406 | 0.82892 | 0.76909 | 0.8075 | 0.90785 | 0.86896 | 0.93593 | 0.48655 | 0.83097 | 0.64305 | 0.94947 | 0.7135 | 0.90643 | 0.78496 | 0.90206 | 0.50253 | 0.38114 | 0.30474 | 0.54043 | 0.54783 | 0
Feb | 27 | 8 | Weekday | Monday | 0.78765 | 0.93683 | 0.99349 | 0.7271 | 0.0044286 | 0.7271 | 0.7271 | 0.90489 | 0.7271 | 0.78765 | 0.78765 | 0.9645 | 0.94431 | 0.8427 | 1 | 1 | 0.85013 | 0.97629 | 1 | 0.82206 | 1 | 0.83655 | 1 | 0.90489 | 0.89536 | 0.94377 | 0.94747 | 0.90798 | 0.9074 | 0.79111 | 1 | 0.95282 | 0.62361 | 0.95862 | 0.97292 | 0.7292 | 0.98475 | 0.80677 | 0.993 | 0.59256 | 0.5212 | 0.82033 | 0.82608 | 0
Feb | 27 | 9 | Weekday | Monday | 0.89623 | 0.95407 | 0.99841 | 0.68603 | 0.0044286 | 0.68603 | 0.68603 | 1 | 0.68603 | 0.89623 | 0.89623 | 0.82914 | 0.96876 | 0.72894 | 0.92275 | 0.87665 | 0.75788 | 1 | 0.95548 | 0.80844 | 0.96282 | 0.7857 | 0.94418 | 1 | 0.97558 | 0.97005 | 1 | 0.74497 | 0.93995 | 0.70122 | 0.96272 | 0.83234 | 0.55033 | 1 | 0.97254 | 0.72962 | 0.98473 | 0.76612 | 0.99105 | 0.85174 | 0.79052 | 0.90657 | 0.99592 | 0
Feb | 27 | 10 | Weekday | Monday | 0.97613 | 0.97788 | 1 | 0.67234 | 0.0044286 | 0.67234 | 0.67234 | 0.97602 | 0.67234 | 0.97613 | 0.97613 | 0.96848 | 0.97941 | 0.59995 | 0.85552 | 0.83341 | 0.66248 | 0.98504 | 0.94196 | 0.89415 | 0.93835 | 0.61952 | 0.91368 | 0.97602 | 0.94123 | 0.92561 | 0.9505 | 0.90822 | 0.95817 | 0.55611 | 0.91426 | 0.79598 | 0.47365 | 0.98827 | 0.99517 | 0.90679 | 0.99762 | 0.57807 | 0.98935 | 0.88738 | 0.83079 | 0.87743 | 0.99534 | 0
Feb | 27 | 11 | Weekday | Monday | 1 | 0.99115 | 0.99346 | 0.6646 | 0.0044286 | 0.6646 | 0.6646 | 0.92499 | 0.6646 | 1 | 1 | 0.94744 | 0.98576 | 0.56435 | 0.83323 | 0.81099 | 0.62292 | 0.96968 | 0.91125 | 0.88929 | 0.9036 | 0.60031 | 0.89204 | 0.92499 | 0.88204 | 1 | 0.91012 | 0.92485 | 0.97119 | 0.55746 | 0.91454 | 0.78129 | 0.47432 | 0.97962 | 1 | 0.94765 | 1 | 0.57137 | 0.9887 | 0.88498 | 0.83079 | 1 | 0.99395 | 0
Feb | 27 | 12 | Weekday | Monday | 0.97853 | 0.98927 | 0.98297 | 0.65482 | 0.0044286 | 0.65482 | 0.65482 | 0.8962 | 0.65482 | 0.97853 | 0.97853 | 0.90123 | 0.96052 | 0.56184 | 0.78938 | 0.81736 | 0.59076 | 0.91912 | 0.89923 | 0.83753 | 0.8858 | 0.59067 | 0.86537 | 0.8962 | 0.84909 | 0.93175 | 0.82695 | 0.90935 | 0.94827 | 0.5594 | 0.86809 | 0.79345 | 0.46461 | 0.92791 | 0.99599 | 0.91477 | 0.99777 | 0.56469 | 0.94462 | 0.88378 | 0.83079 | 0.92659 | 0.90159 | 0
Feb | 27 | 13 | Weekday | Monday | 0.94738 | 0.99116 | 0.98198 | 0.64409 | 0.0044286 | 0.64409 | 0.64409 | 0.87252 | 0.64409 | 0.94738 | 0.94738 | 0.7783 | 0.98913 | 0.54205 | 0.81255 | 0.77493 | 0.56597 | 0.94115 | 0.89315 | 0.82413 | 0.87403 | 0.5827 | 0.87321 | 0.87252 | 0.82284 | 0.91347 | 0.87455 | 0.74549 | 0.9813 | 0.53046 | 0.91495 | 0.75556 | 0.45587 | 0.95859 | 0.97325 | 0.90775 | 0.98467 | 0.56185 | 0.98995 | 0.88352 | 0.83079 | 0.91463 | 0.99351 | 0
Feb | 27 | 14 | Weekday | Monday | 0.9307 | 0.9952 | 0.96797 | 0.65504 | 0.0044286 | 0.65504 | 0.65504 | 0.85554 | 0.65504 | 0.9307 | 0.9307 | 0.75927 | 0.99194 | 0.53746 | 0.80262 | 0.72975 | 0.54661 | 0.93424 | 0.87872 | 0.71434 | 0.85775 | 0.57763 | 0.85757 | 0.85554 | 0.80455 | 0.8952 | 0.87128 | 0.74551 | 0.98863 | 0.52817 | 0.91461 | 0.714 | 0.45098 | 0.95636 | 0.97348 | 0.73053 | 0.9846 | 0.55816 | 0.98937 | 0.88352 | 0.83079 | 0.90005 | 0.99421 | 0
Feb | 27 | 15 | Weekday | Monday | 0.90947 | 0.99404 | 0.95153 | 0.69115 | 0.0044286 | 0.69115 | 0.69115 | 0.84338 | 0.69115 | 0.90947 | 0.90947 | 0.80134 | 0.99293 | 0.53005 | 0.80429 | 0.72015 | 0.57507 | 0.89451 | 0.87371 | 0.72721 | 0.83102 | 0.57413 | 0.85343 | 0.84338 | 0.79292 | 0.88108 | 0.8719 | 0.74524 | 0.99209 | 0.51641 | 0.91395 | 0.70495 | 0.48452 | 0.92287 | 0.96134 | 0.73 | 0.96713 | 0.55179 | 0.99021 | 0.88441 | 0.83079 | 0.88727 | 0.99371 | 0
Feb | 27 | 16 | Weekday | Monday | 0.87572 | 0.99609 | 0.94075 | 0.78357 | 0.99879 | 0.78357 | 0.78357 | 0.85757 | 0.78357 | 0.87572 | 0.87572 | 0.94941 | 0.9958 | 0.54068 | 0.85256 | 0.75174 | 0.72955 | 0.89678 | 0.84983 | 0.73387 | 0.79382 | 0.56306 | 0.86877 | 0.85757 | 0.81353 | 0.88738 | 0.895 | 0.91285 | 0.99582 | 0.57211 | 0.964 | 0.73611 | 0.67647 | 0.92561 | 0.961 | 0.73269 | 0.95725 | 0.59289 | 1 | 0.89117 | 0.8373 | 0.8907 | 1 | 0
Feb | 27 | 17 | Weekday | Monday | 0.87839 | 1 | 0.9327 | 0.93643 | 0.99879 | 0.93643 | 0.93643 | 0.96062 | 0.93643 | 0.87839 | 0.87839 | 0.99361 | 1 | 0.6651 | 0.81943 | 0.81454 | 0.9399 | 0.94035 | 0.73667 | 0.90028 | 0.76471 | 0.72132 | 0.79102 | 0.96062 | 0.96003 | 0.92739 | 0.49136 | 0.99135 | 1 | 0.71349 | 0.9031 | 0.8005 | 0.93327 | 0.97182 | 0.75528 | 0.98631 | 0.81773 | 0.76994 | 0.80834 | 1 | 1 | 0.9304 | 0.45426 | 0
Feb | 27 | 18 | Weekday | Monday | 0.85324 | 0.99112 | 0.91119 | 1 | 0.99879 | 1 | 1 | 0.85579 | 1 | 0.85324 | 0.85324 | 1 | 0.81164 | 0.87282 | 0.69806 | 0.6987 | 1 | 0.63417 | 0.76679 | 0.92101 | 0.78633 | 0.82049 | 0.74626 | 0.85579 | 0.86757 | 0.9416 | 0.3804 | 0.99953 | 0.79031 | 0.90091 | 0.72237 | 0.67502 | 1 | 0.63914 | 0.7617 | 0.99417 | 0.82294 | 0.85211 | 0.69849 | 0.80775 | 0.80921 | 0.93272 | 0.2732 | 0
Feb | 27 | 19 | Weekday | Monday | 0.81637 | 0.97633 | 0.89173 | 0.94881 | 0.99879 | 0.94881 | 0.94881 | 0.86459 | 0.94881 | 0.81637 | 0.81637 | 0.86787 | 0.80454 | 0.83812 | 0.69332 | 0.70876 | 0.98688 | 0.63873 | 0.78659 | 0.93462 | 0.79017 | 0.83615 | 0.76086 | 0.86459 | 0.88354 | 0.89439 | 0.47107 | 0.83795 | 0.77829 | 0.91855 | 0.69857 | 0.68111 | 0.97704 | 0.64056 | 0.76272 | 0.99713 | 0.82353 | 0.87891 | 0.69906 | 0.77799 | 0.77829 | 0.85742 | 0.29015 | 0
Feb | 27 | 20 | Weekday | Monday | 0.79517 | 0.9261 | 0.8731 | 0.86896 | 0.99879 | 0.86896 | 0.86896 | 0.83941 | 0.86896 | 0.79517 | 0.79517 | 0.8634 | 0.71782 | 0.88642 | 0.60431 | 0.68759 | 0.98374 | 0.58272 | 0.79991 | 0.82428 | 0.80482 | 0.91806 | 0.73903 | 0.83941 | 0.86424 | 0.83108 | 0.43079 | 0.83759 | 0.66901 | 1 | 0.55826 | 0.65379 | 0.96777 | 0.55641 | 0.76282 | 0.81942 | 0.82371 | 0.97025 | 0.65425 | 0.71682 | 0.71644 | 0.76164 | 0.2802 | 0
Feb | 27 | 21 | Weekday | Monday | 0.7408 | 0.86495 | 0.84558 | 0.79498 | 0.99879 | 0.79498 | 0.79498 | 0.3099 | 0.79498 | 0.7408 | 0.7408 | 0.86772 | 0.68915 | 0.94201 | 0.59979 | 0.70908 | 0.87757 | 0.48481 | 0.23506 | 0.8372 | 0.14199 | 0.8896 | 0.748 | 0.3099 | 0.34412 | 0.64758 | 0.51681 | 0.8363 | 0.63362 | 0.98082 | 0.53445 | 0.67255 | 0.83285 | 0.46205 | 0.33689 | 0.81751 | 0.27215 | 0.91574 | 0.65469 | 0.34291 | 0.39196 | 0.5462 | 0.29649 | 0
Feb | 27 | 22 | Weekday | Monday | 0.74035 | 0.83133 | 0.81655 | 0.6932 | 0.99879 | 0.6932 | 0.6932 | 0.13666 | 0.6932 | 0.74035 | 0.74035 | 0.84516 | 0.64496 | 0.76179 | 0.28057 | 0.22962 | 0.76366 | 0.39078 | 0.23148 | 0.84781 | 0.13967 | 0.67202 | 0.35141 | 0.13666 | 0.17615 | 0.24727 | 0.46471 | 0.83477 | 0.57746 | 0.76131 | 0.3421 | 0.2347 | 0.66275 | 0.36413 | 0.33681 | 0.81527 | 0.27233 | 0.66015 | 0.43316 | 0.19206 | 0.25529 | 0.32081 | 0.28431 | 0
Feb | 27 | 23 | Weekday | Monday | 0.7077 | 0.84558 | 0.79254 | 0.60062 | 0.99879 | 0.60062 | 0.60062 | 0.13968 | 0.60062 | 0.7077 | 0.7077 | 0.81927 | 0.64702 | 0.55998 | 0.23822 | 0.21846 | 0.65044 | 0.46768 | 0.23653 | 0.88576 | 0.14593 | 0.50128 | 0.33374 | 0.13968 | 0.17842 | 0.35378 | 0.53622 | 0.85225 | 0.57268 | 0.52934 | 0.28621 | 0.22312 | 0.51863 | 0.4272 | 0.34334 | 0.85766 | 0.27971 | 0.46144 | 0.41057 | 0.1939 | 0.25665 | 0.45947 | 0.29811 | 0
Feb | 28 | 24 | Weekday | Tuesday | 0.69317 | 0.82093 | 0.76777 | 0.54502 | 0.99879 | 0.54502 | 0.54502 | 0.14367 | 0.54502 | 0.69317 | 0.69317 | 0.62604 | 0.6388 | 0.34379 | 0.23699 | 0.22888 | 0.58403 | 0.4097 | 0.23395 | 0.67713 | 0.14547 | 0.45595 | 0.34124 | 0.14367 | 0.18044 | 0.27625 | 0.50529 | 0.48726 | 0.56078 | 0.38597 | 0.28433 | 0.23382 | 0.4296 | 0.38267 | 0.3401 | 0.48625 | 0.27898 | 0.41261 | 0.42014 | 0.19368 | 0.25592 | 0.34935 | 0.29037 | 0
Feb | 28 | 1 | Weekday | Tuesday | 0.69357 | 0.7893 | 0.76043 | 0.52454 | 0.99879 | 0.52454 | 0.52454 | 0.14875 | 0.52454 | 0.69357 | 0.69357 | 0.19157 | 0.63786 | 0.29761 | 0.23963 | 0.23719 | 0.58823 | 0.48292 | 0.23669 | 0.23386 | 0.14871 | 0.45225 | 0.34333 | 0.14875 | 0.18453 | 0.27591 | 0.56516 | 0.31929 | 0.55586 | 0.35043 | 0.28549 | 0.24195 | 0.41736 | 0.44235 | 0.34137 | 0.33633 | 0.28168 | 0.40781 | 0.42137 | 0.19489 | 0.25653 | 0.33743 | 0.30106 | 0
Feb | 28 | 2 | Weekday | Tuesday | 0.69589 | 0.78227 | 0.75762 | 0.51582 | 0.99879 | 0.51582 | 0.51582 | 0.15257 | 0.51582 | 0.69589 | 0.69589 | 0.19144 | 0.6362 | 0.27593 | 0.2404 | 0.24525 | 0.59513 | 0.42278 | 0.24002 | 0.23482 | 0.14974 | 0.44582 | 0.3427 | 0.15257 | 0.19101 | 0.27927 | 0.53068 | 0.31977 | 0.55085 | 0.32029 | 0.28535 | 0.2499 | 0.41197 | 0.3957 | 0.34295 | 0.33715 | 0.28437 | 0.39638 | 0.4211 | 0.19581 | 0.25748 | 0.33881 | 0.2928 | 0
Feb | 28 | 3 | Weekday | Tuesday | 0.69152 | 0.78002 | 0.76213 | 0.51193 | 0.99879 | 0.51193 | 0.51193 | 0.15563 | 0.51193 | 0.69152 | 0.69152 | 0.19209 | 0.63501 | 0.27416 | 0.24417 | 0.25439 | 0.60593 | 0.49915 | 0.25151 | 0.23494 | 0.154 | 0.45566 | 0.34434 | 0.15563 | 0.19966 | 0.29047 | 0.58924 | 0.32004 | 0.54652 | 0.31925 | 0.28721 | 0.25891 | 0.40994 | 0.4579 | 0.34583 | 0.33761 | 0.2896 | 0.40405 | 0.42215 | 0.19654 | 0.25877 | 0.34639 | 0.30356 | 0
Feb | 28 | 4 | Weekday | Tuesday | 0.69525 | 0.78911 | 0.78491 | 0.52411 | 0.99879 | 0.52411 | 0.52411 | 0.15901 | 0.52411 | 0.69525 | 0.69525 | 0.19594 | 0.68968 | 0.30384 | 0.2583 | 0.26054 | 0.65733 | 0.59311 | 0.25775 | 0.24367 | 0.1583 | 0.48054 | 0.34976 | 0.15901 | 0.20643 | 0.34074 | 0.54955 | 0.32779 | 0.61162 | 0.33881 | 0.30129 | 0.26473 | 0.46294 | 0.55 | 0.34959 | 0.35027 | 0.29414 | 0.42711 | 0.42818 | 0.19728 | 0.25977 | 0.40421 | 0.29478 | 0
Feb | 28 | 5 | Weekday | Tuesday | 0.66871 | 0.82628 | 0.84185 | 0.61159 | 0.99879 | 0.61159 | 0.61159 | 0.16136 | 0.61159 | 0.66871 | 0.66871 | 0.65291 | 0.7576 | 0.4109 | 0.30131 | 0.28008 | 0.76773 | 0.75737 | 0.26904 | 0.7095 | 0.16204 | 0.55647 | 0.37492 | 0.16136 | 0.21336 | 0.34326 | 0.60696 | 0.49412 | 0.61128 | 0.42996 | 0.3502 | 0.28439 | 0.5761 | 0.67749 | 0.35172 | 0.49177 | 0.2994 | 0.50743 | 0.45786 | 0.19793 | 0.2608 | 0.40566 | 0.30558 | 0
Feb | 28 | 6 | Weekday | Tuesday | 0.69218 | 0.87726 | 0.92092 | 0.71854 | 0.0044286 | 0.71854 | 0.71854 | 0.96458 | 0.71854 | 0.69218 | 0.69218 | 0.85534 | 0.84968 | 0.69293 | 0.56811 | 0.97552 | 0.8985 | 0.90161 | 0.89128 | 1 | 0.94189 | 0.78463 | 0.78343 | 0.96458 | 1 | 0.81692 | 0.73147 | 0.80821 | 0.78066 | 0.7427 | 0.40235 | 1 | 0.66447 | 0.85808 | 0.38061 | 0.9707 | 0.42906 | 0.76559 | 0.54781 | 0.36418 | 0.32849 | 0.55157 | 0.34826 | 0
Feb | 28 | 7 | Weekday | Tuesday | 0.72036 | 0.89818 | 0.9728 | 0.72392 | 0.0044286 | 0.72392 | 0.72392 | 0.82406 | 0.72392 | 0.72036 | 0.72036 | 0.9513 | 0.91739 | 0.97524 | 0.72559 | 0.88798 | 0.87017 | 0.97528 | 0.93717 | 0.9478 | 0.99407 | 0.90466 | 0.7682 | 0.82406 | 0.82892 | 0.76909 | 0.8075 | 0.90785 | 0.86896 | 0.93593 | 0.48655 | 0.83097 | 0.64305 | 0.94947 | 0.7135 | 0.90643 | 0.78496 | 0.90206 | 0.50253 | 0.38114 | 0.30474 | 0.54043 | 0.54783 | 0
Feb | 28 | 8 | Weekday | Tuesday | 0.78765 | 0.93683 | 0.99349 | 0.7271 | 0.0044286 | 0.7271 | 0.7271 | 0.90489 | 0.7271 | 0.78765 | 0.78765 | 0.9645 | 0.94431 | 0.8427 | 1 | 1 | 0.85013 | 0.97629 | 1 | 0.82206 | 1 | 0.83655 | 1 | 0.90489 | 0.89536 | 0.94377 | 0.94747 | 0.90798 | 0.9074 | 0.79111 | 1 | 0.95282 | 0.62361 | 0.95862 | 0.97292 | 0.7292 | 0.98475 | 0.80677 | 0.993 | 0.59256 | 0.5212 | 0.82033 | 0.82608 | 0
Feb | 28 | 9 | Weekday | Tuesday | 0.89623 | 0.95407 | 0.99841 | 0.68603 | 0.0044286 | 0.68603 | 0.68603 | 1 | 0.68603 | 0.89623 | 0.89623 | 0.82914 | 0.96876 | 0.72894 | 0.92275 | 0.87665 | 0.75788 | 1 | 0.95548 | 0.80844 | 0.96282 | 0.7857 | 0.94418 | 1 | 0.97558 | 0.97005 | 1 | 0.74497 | 0.93995 | 0.70122 | 0.96272 | 0.83234 | 0.55033 | 1 | 0.97254 | 0.72962 | 0.98473 | 0.76612 | 0.99105 | 0.85174 | 0.79052 | 0.90657 | 0.99592 | 0
Feb | 28 | 10 | Weekday | Tuesday | 0.97613 | 0.97788 | 1 | 0.67234 | 0.0044286 | 0.67234 | 0.67234 | 0.97602 | 0.67234 | 0.97613 | 0.97613 | 0.96848 | 0.97941 | 0.59995 | 0.85552 | 0.83341 | 0.66248 | 0.98504 | 0.94196 | 0.89415 | 0.93835 | 0.61952 | 0.91368 | 0.97602 | 0.94123 | 0.92561 | 0.9505 | 0.90822 | 0.95817 | 0.55611 | 0.91426 | 0.79598 | 0.47365 | 0.98827 | 0.99517 | 0.90679 | 0.99762 | 0.57807 | 0.98935 | 0.88738 | 0.83079 | 0.87743 | 0.99534 | 0
Feb | 28 | 11 | Weekday | Tuesday | 1 | 0.99115 | 0.99346 | 0.6646 | 0.0044286 | 0.6646 | 0.6646 | 0.92499 | 0.6646 | 1 | 1 | 0.94744 | 0.98576 | 0.56435 | 0.83323 | 0.81099 | 0.62292 | 0.96968 | 0.91125 | 0.88929 | 0.9036 | 0.60031 | 0.89204 | 0.92499 | 0.88204 | 1 | 0.91012 | 0.92485 | 0.97119 | 0.55746 | 0.91454 | 0.78129 | 0.47432 | 0.97962 | 1 | 0.94765 | 1 | 0.57137 | 0.9887 | 0.88498 | 0.83079 | 1 | 0.99395 | 0
Feb | 28 | 12 | Weekday | Tuesday | 0.97853 | 0.98927 | 0.98297 | 0.65482 | 0.0044286 | 0.65482 | 0.65482 | 0.8962 | 0.65482 | 0.97853 | 0.97853 | 0.90123 | 0.96052 | 0.56184 | 0.78938 | 0.81736 | 0.59076 | 0.91912 | 0.89923 | 0.83753 | 0.8858 | 0.59067 | 0.86537 | 0.8962 | 0.84909 | 0.93175 | 0.82695 | 0.90935 | 0.94827 | 0.5594 | 0.86809 | 0.79345 | 0.46461 | 0.92791 | 0.99599 | 0.91477 | 0.99777 | 0.56469 | 0.94462 | 0.88378 | 0.83079 | 0.92659 | 0.90159 | 0
Feb | 28 | 13 | Weekday | Tuesday | 0.94738 | 0.99116 | 0.98198 | 0.64409 | 0.0044286 | 0.64409 | 0.64409 | 0.87252 | 0.64409 | 0.94738 | 0.94738 | 0.7783 | 0.98913 | 0.54205 | 0.81255 | 0.77493 | 0.56597 | 0.94115 | 0.89315 | 0.82413 | 0.87403 | 0.5827 | 0.87321 | 0.87252 | 0.82284 | 0.91347 | 0.87455 | 0.74549 | 0.9813 | 0.53046 | 0.91495 | 0.75556 | 0.45587 | 0.95859 | 0.97325 | 0.90775 | 0.98467 | 0.56185 | 0.98995 | 0.88352 | 0.83079 | 0.91463 | 0.99351 | 0
Feb | 28 | 14 | Weekday | Tuesday | 0.9307 | 0.9952 | 0.96797 | 0.65504 | 0.0044286 | 0.65504 | 0.65504 | 0.85554 | 0.65504 | 0.9307 | 0.9307 | 0.75927 | 0.99194 | 0.53746 | 0.80262 | 0.72975 | 0.54661 | 0.93424 | 0.87872 | 0.71434 | 0.85775 | 0.57763 | 0.85757 | 0.85554 | 0.80455 | 0.8952 | 0.87128 | 0.74551 | 0.98863 | 0.52817 | 0.91461 | 0.714 | 0.45098 | 0.95636 | 0.97348 | 0.73053 | 0.9846 | 0.55816 | 0.98937 | 0.88352 | 0.83079 | 0.90005 | 0.99421 | 0
Feb | 28 | 15 | Weekday | Tuesday | 0.90947 | 0.99404 | 0.95153 | 0.69115 | 0.0044286 | 0.69115 | 0.69115 | 0.84338 | 0.69115 | 0.90947 | 0.90947 | 0.80134 | 0.99293 | 0.53005 | 0.80429 | 0.72015 | 0.57507 | 0.89451 | 0.87371 | 0.72721 | 0.83102 | 0.57413 | 0.85343 | 0.84338 | 0.79292 | 0.88108 | 0.8719 | 0.74524 | 0.99209 | 0.51641 | 0.91395 | 0.70495 | 0.48452 | 0.92287 | 0.96134 | 0.73 | 0.96713 | 0.55179 | 0.99021 | 0.88441 | 0.83079 | 0.88727 | 0.99371 | 0
Feb | 28 | 16 | Weekday | Tuesday | 0.87572 | 0.99609 | 0.94075 | 0.78357 | 0.99879 | 0.78357 | 0.78357 | 0.85757 | 0.78357 | 0.87572 | 0.87572 | 0.94941 | 0.9958 | 0.54068 | 0.85256 | 0.75174 | 0.72955 | 0.89678 | 0.84983 | 0.73387 | 0.79382 | 0.56306 | 0.86877 | 0.85757 | 0.81353 | 0.88738 | 0.895 | 0.91285 | 0.99582 | 0.57211 | 0.964 | 0.73611 | 0.67647 | 0.92561 | 0.961 | 0.73269 | 0.95725 | 0.59289 | 1 | 0.89117 | 0.8373 | 0.8907 | 1 | 0
Feb | 28 | 17 | Weekday | Tuesday | 0.87839 | 1 | 0.9327 | 0.93643 | 0.99879 | 0.93643 | 0.93643 | 0.96062 | 0.93643 | 0.87839 | 0.87839 | 0.99361 | 1 | 0.6651 | 0.81943 | 0.81454 | 0.9399 | 0.94035 | 0.73667 | 0.90028 | 0.76471 | 0.72132 | 0.79102 | 0.96062 | 0.96003 | 0.92739 | 0.49136 | 0.99135 | 1 | 0.71349 | 0.9031 | 0.8005 | 0.93327 | 0.97182 | 0.75528 | 0.98631 | 0.81773 | 0.76994 | 0.80834 | 1 | 1 | 0.9304 | 0.45426 | 0
Feb | 28 | 18 | Weekday | Tuesday | 0.85324 | 0.99112 | 0.91119 | 1 | 0.99879 | 1 | 1 | 0.85579 | 1 | 0.85324 | 0.85324 | 1 | 0.81164 | 0.87282 | 0.69806 | 0.6987 | 1 | 0.63417 | 0.76679 | 0.92101 | 0.78633 | 0.82049 | 0.74626 | 0.85579 | 0.86757 | 0.9416 | 0.3804 | 0.99953 | 0.79031 | 0.90091 | 0.72237 | 0.67502 | 1 | 0.63914 | 0.7617 | 0.99417 | 0.82294 | 0.85211 | 0.69849 | 0.80775 | 0.80921 | 0.93272 | 0.2732 | 0
Feb | 28 | 19 | Weekday | Tuesday | 0.81637 | 0.97633 | 0.89173 | 0.94881 | 0.99879 | 0.94881 | 0.94881 | 0.86459 | 0.94881 | 0.81637 | 0.81637 | 0.86787 | 0.80454 | 0.83812 | 0.69332 | 0.70876 | 0.98688 | 0.63873 | 0.78659 | 0.93462 | 0.79017 | 0.83615 | 0.76086 | 0.86459 | 0.88354 | 0.89439 | 0.47107 | 0.83795 | 0.77829 | 0.91855 | 0.69857 | 0.68111 | 0.97704 | 0.64056 | 0.76272 | 0.99713 | 0.82353 | 0.87891 | 0.69906 | 0.77799 | 0.77829 | 0.85742 | 0.29015 | 0
Feb | 28 | 20 | Weekday | Tuesday | 0.79517 | 0.9261 | 0.8731 | 0.86896 | 0.99879 | 0.86896 | 0.86896 | 0.83941 | 0.86896 | 0.79517 | 0.79517 | 0.8634 | 0.71782 | 0.88642 | 0.60431 | 0.68759 | 0.98374 | 0.58272 | 0.79991 | 0.82428 | 0.80482 | 0.91806 | 0.73903 | 0.83941 | 0.86424 | 0.83108 | 0.43079 | 0.83759 | 0.66901 | 1 | 0.55826 | 0.65379 | 0.96777 | 0.55641 | 0.76282 | 0.81942 | 0.82371 | 0.97025 | 0.65425 | 0.71682 | 0.71644 | 0.76164 | 0.2802 | 0
Feb | 28 | 21 | Weekday | Tuesday | 0.7408 | 0.86495 | 0.84558 | 0.79498 | 0.99879 | 0.79498 | 0.79498 | 0.3099 | 0.79498 | 0.7408 | 0.7408 | 0.86772 | 0.68915 | 0.94201 | 0.59979 | 0.70908 | 0.87757 | 0.48481 | 0.23506 | 0.8372 | 0.14199 | 0.8896 | 0.748 | 0.3099 | 0.34412 | 0.64758 | 0.51681 | 0.8363 | 0.63362 | 0.98082 | 0.53445 | 0.67255 | 0.83285 | 0.46205 | 0.33689 | 0.81751 | 0.27215 | 0.91574 | 0.65469 | 0.34291 | 0.39196 | 0.5462 | 0.29649 | 0
Feb | 28 | 22 | Weekday | Tuesday | 0.74035 | 0.83133 | 0.81655 | 0.6932 | 0.99879 | 0.6932 | 0.6932 | 0.13666 | 0.6932 | 0.74035 | 0.74035 | 0.84516 | 0.64496 | 0.76179 | 0.28057 | 0.22962 | 0.76366 | 0.39078 | 0.23148 | 0.84781 | 0.13967 | 0.67202 | 0.35141 | 0.13666 | 0.17615 | 0.24727 | 0.46471 | 0.83477 | 0.57746 | 0.76131 | 0.3421 | 0.2347 | 0.66275 | 0.36413 | 0.33681 | 0.81527 | 0.27233 | 0.66015 | 0.43316 | 0.19206 | 0.25529 | 0.32081 | 0.28431 | 0
Feb | 28 | 23 | Weekday | Tuesday | 0.7077 | 0.84558 | 0.79254 | 0.60062 | 0.99879 | 0.60062 | 0.60062 | 0.16054 | 0.60062 | 0.7077 | 0.7077 | 0.65861 | 0.63235 | 0.45362 | 0.2515 | 0.24966 | 0.52948 | 0.42333 | 0.2598 | 0.71312 | 0.15911 | 0.46255 | 0.35688 | 0.16054 | 0.2134 | 0.32849 | 0.42718 | 0.6483 | 0.58025 | 0.45255 | 0.26831 | 0.25931 | 0.45528 | 0.37731 | 0.32184 | 0.61675 | 0.22952 | 0.42132 | 0.38388 | 0.21817 | 0.30736 | 0.40012 | 0.26312 | 0
Mar | 1 | 24 | Weekday | Wednesday | 0.70378 | 0.84019 | 0.79026 | 0.57764 | 1 | 0.57764 | 0.57764 | 0.15889 | 0.57764 | 0.70378 | 0.70378 | 0.3431 | 0.62965 | 0.35905 | 0.25584 | 0.25725 | 0.49974 | 0.41638 | 0.25942 | 0.39276 | 0.15894 | 0.43237 | 0.36434 | 0.15889 | 0.21219 | 0.28115 | 0.42433 | 0.39915 | 0.57596 | 0.39274 | 0.27259 | 0.26705 | 0.4146 | 0.37454 | 0.32073 | 0.38998 | 0.22897 | 0.38647 | 0.3912 | 0.21593 | 0.3054 | 0.34128 | 0.26253 | 0
Mar | 1 | 1 | Weekday | Wednesday | 0.70636 | 0.80398 | 0.78304 | 0.55341 | 1 | 0.55341 | 0.55341 | 0.15961 | 0.55341 | 0.70636 | 0.70636 | 0.20662 | 0.62802 | 0.33007 | 0.25564 | 0.25612 | 0.50033 | 0.43798 | 0.25839 | 0.25573 | 0.15932 | 0.41517 | 0.36457 | 0.15961 | 0.21313 | 0.27562 | 0.43902 | 0.33797 | 0.57276 | 0.36751 | 0.27255 | 0.26592 | 0.406 | 0.39081 | 0.32063 | 0.33853 | 0.22907 | 0.36678 | 0.39145 | 0.21616 | 0.30554 | 0.33244 | 0.26512 | 0
Mar | 1 | 2 | Weekday | Wednesday | 0.68425 | 0.76781 | 0.75731 | 0.52921 | 0.97004 | 0.52921 | 0.52921 | 0.16086 | 0.52921 | 0.68425 | 0.68425 | 0.20719 | 0.62603 | 0.3164 | 0.2565 | 0.25801 | 0.50532 | 0.42914 | 0.25915 | 0.25748 | 0.16009 | 0.41129 | 0.36378 | 0.16086 | 0.2138 | 0.2771 | 0.43421 | 0.33833 | 0.56934 | 0.35073 | 0.27276 | 0.26778 | 0.40216 | 0.38735 | 0.32092 | 0.33911 | 0.23023 | 0.36134 | 0.39145 | 0.21651 | 0.30564 | 0.33261 | 0.26423 | 0
Mar | 1 | 3 | Weekday | Wednesday | 0.70026 | 0.78787 | 0.78321 | 0.53986 | 1 | 0.53986 | 0.53986 | 0.16269 | 0.53986 | 0.70026 | 0.70026 | 0.2098 | 0.66118 | 0.33401 | 0.26336 | 0.25738 | 0.54236 | 0.54664 | 0.26157 | 0.26327 | 0.16146 | 0.42973 | 0.36502 | 0.16269 | 0.21557 | 0.31363 | 0.45206 | 0.34379 | 0.60963 | 0.36173 | 0.28022 | 0.26716 | 0.43632 | 0.49249 | 0.32307 | 0.34757 | 0.23168 | 0.37556 | 0.39234 | 0.21693 | 0.3059 | 0.37288 | 0.26748 | 0
Mar | 1 | 4 | Weekday | Wednesday | 0.7039 | 0.79344 | 0.80318 | 0.55254 | 1 | 0.55254 | 0.55254 | 0.16427 | 0.55254 | 0.7039 | 0.7039 | 0.46734 | 0.72157 | 0.42397 | 0.29687 | 0.27323 | 0.64019 | 0.67325 | 0.26342 | 0.51755 | 0.16291 | 0.4944 | 0.37992 | 0.16427 | 0.21635 | 0.33786 | 0.44762 | 0.4607 | 0.63068 | 0.43076 | 0.31515 | 0.28319 | 0.53058 | 0.58761 | 0.32468 | 0.44375 | 0.23302 | 0.4383 | 0.40759 | 0.21738 | 0.30601 | 0.39747 | 0.26643 | 0
Mar | 1 | 5 | Weekday | Wednesday | 0.68493 | 0.83211 | 0.85629 | 0.65709 | 1 | 0.65709 | 0.65709 | 0.65158 | 0.65709 | 0.68493 | 0.68493 | 0.75673 | 0.80541 | 0.66758 | 0.47678 | 0.70588 | 0.78393 | 0.82289 | 0.61464 | 0.87337 | 0.62634 | 0.71628 | 0.61444 | 0.65158 | 0.72587 | 0.6392 | 0.57194 | 0.74197 | 0.7346 | 0.66808 | 0.37907 | 0.73473 | 0.63685 | 0.75452 | 0.34944 | 0.80914 | 0.32244 | 0.67122 | 0.49935 | 0.34127 | 0.36871 | 0.51268 | 0.32104 | 0
Mar | 1 | 6 | Weekday | Wednesday | 0.71124 | 0.89164 | 0.93422 | 0.78148 | 0.0044079 | 0.78148 | 0.78148 | 0.84106 | 0.78148 | 0.71124 | 0.71124 | 0.89076 | 0.87894 | 0.93894 | 0.60928 | 0.88133 | 0.79787 | 0.91339 | 0.88408 | 0.93592 | 0.95066 | 0.9001 | 0.70755 | 0.84106 | 0.88269 | 0.76869 | 0.67723 | 0.90409 | 0.84198 | 0.88368 | 0.44574 | 0.88348 | 0.6271 | 0.8731 | 0.57163 | 0.91399 | 0.57063 | 0.867 | 0.47611 | 0.39354 | 0.33585 | 0.55231 | 0.45274 | 0
Mar | 1 | 7 | Weekday | Wednesday | 0.75017 | 0.91748 | 0.98292 | 0.79565 | 0.0044079 | 0.79565 | 0.79565 | 0.87001 | 0.79565 | 0.75017 | 0.75017 | 0.93869 | 0.92816 | 0.91831 | 0.89027 | 1 | 0.79237 | 0.96334 | 0.99418 | 0.8307 | 1 | 0.89238 | 0.93003 | 0.87001 | 0.89778 | 0.88992 | 0.86385 | 0.95801 | 0.90286 | 0.84389 | 0.82725 | 1 | 0.62978 | 0.93885 | 0.86724 | 0.7922 | 0.80965 | 0.84904 | 0.81537 | 0.57948 | 0.53207 | 0.7495 | 0.72882 | 0
Mar | 1 | 8 | Weekday | Wednesday | 0.79783 | 0.95508 | 0.99692 | 0.78644 | 0.0044079 | 0.78644 | 0.78644 | 0.9744 | 0.78644 | 0.79783 | 0.79783 | 0.83642 | 0.96433 | 0.77318 | 1 | 0.98333 | 0.72418 | 0.99206 | 1 | 0.76375 | 0.97867 | 0.8257 | 1 | 0.9744 | 0.98787 | 0.98383 | 0.99297 | 0.84626 | 0.94647 | 0.72701 | 0.99799 | 0.99473 | 0.5762 | 0.98379 | 0.96043 | 0.73123 | 0.88767 | 0.78114 | 0.98833 | 0.85217 | 0.83078 | 0.91941 | 0.93977 | 0
Mar | 1 | 9 | Weekday | Wednesday | 0.91221 | 0.96904 | 0.99564 | 0.7362 | 0.0044079 | 0.7362 | 0.7362 | 1 | 0.7362 | 0.91221 | 0.91221 | 0.87805 | 0.98693 | 0.64523 | 0.94979 | 0.90294 | 0.63243 | 1 | 0.98279 | 0.81695 | 0.95541 | 0.68863 | 0.96894 | 1 | 1 | 0.96425 | 1 | 0.89902 | 0.97452 | 0.61122 | 0.96324 | 0.91892 | 0.50118 | 1 | 0.97835 | 0.84749 | 0.9118 | 0.64202 | 0.99062 | 0.97969 | 0.97336 | 0.93142 | 1 | 0
Mar | 1 | 10 | Weekday | Wednesday | 0.988 | 0.99072 | 0.9945 | 0.72895 | 0.0044079 | 0.72895 | 0.72895 | 0.96341 | 0.72895 | 0.988 | 0.988 | 0.91899 | 0.99666 | 0.57804 | 0.93359 | 0.88702 | 0.58246 | 0.99326 | 0.97028 | 0.85567 | 0.94566 | 0.61975 | 0.95867 | 0.96341 | 0.95152 | 1 | 0.96883 | 0.97205 | 0.98777 | 0.56681 | 0.95498 | 0.90562 | 0.47756 | 0.99793 | 0.99449 | 0.93713 | 0.94269 | 0.57449 | 0.9934 | 0.99666 | 0.99431 | 1 | 1 | 0
Mar | 1 | 11 | Weekday | Wednesday | 0.99981 | 1 | 0.98813 | 0.71524 | 0.0044079 | 0.71524 | 0.71524 | 0.92969 | 0.71524 | 0.99981 | 0.99981 | 0.88647 | 0.98378 | 0.56366 | 0.91335 | 0.88941 | 0.55183 | 0.96058 | 0.96149 | 0.82674 | 0.94378 | 0.61223 | 0.92998 | 0.92969 | 0.91036 | 0.98223 | 0.89729 | 0.97263 | 0.97748 | 0.57014 | 0.93537 | 0.91023 | 0.47289 | 0.96597 | 1 | 0.93371 | 0.97254 | 0.5759 | 0.96421 | 0.9959 | 0.9951 | 0.99688 | 0.93878 | 0
Mar | 1 | 12 | Weekday | Wednesday | 0.97142 | 0.99245 | 0.97639 | 0.70184 | 0.0044079 | 0.70184 | 0.70184 | 0.91032 | 0.70184 | 0.97142 | 0.97142 | 0.78324 | 0.99107 | 0.55608 | 0.9268 | 0.87718 | 0.52761 | 0.9643 | 0.95738 | 0.80037 | 0.95062 | 0.61015 | 0.93931 | 0.91032 | 0.8863 | 0.94463 | 0.90906 | 0.85474 | 0.98762 | 0.56316 | 0.95465 | 0.89954 | 0.4655 | 0.97215 | 0.98861 | 0.91929 | 0.99207 | 0.57846 | 0.98177 | 0.99631 | 0.99582 | 0.96443 | 0.96735 | 0
Mar | 1 | 13 | Weekday | Wednesday | 0.93614 | 0.99201 | 0.97471 | 0.68281 | 0.0044079 | 0.68281 | 0.68281 | 0.89878 | 0.68281 | 0.93614 | 0.93614 | 0.7269 | 1 | 0.54787 | 0.93458 | 0.84021 | 0.51056 | 0.96807 | 0.95611 | 0.71885 | 0.95419 | 0.61137 | 0.94369 | 0.89878 | 0.8724 | 0.92837 | 0.92963 | 0.7931 | 0.9982 | 0.54969 | 0.97114 | 0.86264 | 0.46051 | 0.98169 | 0.98517 | 0.79992 | 1 | 0.57887 | 0.99957 | 0.9974 | 0.99736 | 0.9508 | 1 | 0
Mar | 1 | 14 | Weekday | Wednesday | 0.91256 | 0.99501 | 0.95885 | 0.68289 | 0.0044079 | 0.68289 | 0.68289 | 0.88815 | 0.68289 | 0.91256 | 0.91256 | 0.75113 | 0.99803 | 0.54831 | 0.93218 | 0.82024 | 0.52607 | 0.9434 | 0.95218 | 0.68701 | 0.93275 | 0.60856 | 0.94082 | 0.88815 | 0.86161 | 0.91315 | 0.92897 | 0.79205 | 0.99893 | 0.54865 | 0.97127 | 0.84304 | 0.4812 | 0.96039 | 0.97871 | 0.73663 | 0.98216 | 0.57577 | 1 | 0.99895 | 1 | 0.93652 | 1 | 0
Mar | 1 | 15 | Weekday | Wednesday | 0.86956 | 0.99228 | 0.93916 | 0.70609 | 0.0044079 | 0.70609 | 0.70609 | 0.88969 | 0.70609 | 0.86956 | 0.86956 | 0.87225 | 0.99717 | 0.5625 | 0.96086 | 0.83221 | 0.64252 | 0.92176 | 0.9244 | 0.69473 | 0.89027 | 0.59903 | 0.94109 | 0.88969 | 0.86564 | 0.91091 | 0.93449 | 0.90523 | 1 | 0.58803 | 1 | 0.85455 | 0.61747 | 0.94478 | 0.96413 | 0.73438 | 0.96013 | 0.60066 | 0.99934 | 0.99955 | 0.99986 | 0.93178 | 1 | 0
Mar | 1 | 16 | Weekday | Wednesday | 0.82679 | 0.96907 | 0.92328 | 0.78679 | 0.32119 | 0.78679 | 0.78679 | 0.90789 | 0.78679 | 0.82679 | 0.82679 | 0.9281 | 0.99404 | 0.64228 | 0.91118 | 0.80772 | 0.78647 | 0.91789 | 0.78445 | 0.78009 | 0.80989 | 0.6738 | 0.73929 | 0.90789 | 0.88845 | 0.91612 | 0.54776 | 0.96575 | 0.99866 | 0.67693 | 0.94136 | 0.82905 | 0.77898 | 0.93741 | 0.79326 | 0.84994 | 0.83016 | 0.69702 | 0.7569 | 1 | 0.99844 | 0.9304 | 0.54831 | 0
Mar | 1 | 17 | Weekday | Wednesday | 0.80288 | 0.94863 | 0.91149 | 0.89461 | 0.68322 | 0.89461 | 0.89461 | 0.85459 | 0.89461 | 0.80288 | 0.80288 | 0.95197 | 0.87254 | 0.83077 | 0.78359 | 0.70432 | 0.90509 | 0.71942 | 0.74552 | 0.85891 | 0.79126 | 0.8051 | 0.64087 | 0.85459 | 0.85507 | 0.93867 | 0.28494 | 1 | 0.86641 | 0.83489 | 0.7878 | 0.71919 | 0.90624 | 0.72186 | 0.71815 | 0.94235 | 0.75859 | 0.82037 | 0.59906 | 0.88709 | 0.89579 | 0.94314 | 0.22322 | 0
Mar | 1 | 18 | Weekday | Wednesday | 0.78595 | 0.95081 | 0.90096 | 0.97322 | 1 | 0.97322 | 0.97322 | 0.8814 | 0.97322 | 0.78595 | 0.78595 | 0.89347 | 0.80504 | 0.89701 | 0.74096 | 0.71909 | 0.98657 | 0.65016 | 0.78683 | 0.91606 | 0.797 | 0.90167 | 0.74312 | 0.8814 | 0.92683 | 0.93877 | 0.33628 | 0.94669 | 0.79159 | 0.92859 | 0.72501 | 0.73087 | 1 | 0.64428 | 0.74847 | 1 | 0.75134 | 0.92089 | 0.68076 | 0.88182 | 0.94279 | 0.92635 | 0.24762 | 0
Mar | 1 | 19 | Weekday | Wednesday | 0.81001 | 0.96922 | 0.89466 | 1 | 1 | 1 | 1 | 0.86246 | 1 | 0.81001 | 0.81001 | 0.84126 | 0.74741 | 0.91747 | 0.65379 | 0.69127 | 0.97165 | 0.60771 | 0.79857 | 0.83742 | 0.79986 | 0.97088 | 0.73218 | 0.86246 | 0.91495 | 0.87307 | 0.36534 | 0.88564 | 0.72128 | 0.98521 | 0.61488 | 0.69842 | 0.98338 | 0.58088 | 0.7471 | 0.88406 | 0.73841 | 0.99794 | 0.65138 | 0.82202 | 0.87838 | 0.83316 | 0.25262 | 0
Mar | 1 | 20 | Weekday | Wednesday | 0.80544 | 0.92275 | 0.87879 | 0.93469 | 1 | 0.93469 | 0.93469 | 0.54869 | 0.93469 | 0.80544 | 0.80544 | 0.83965 | 0.69895 | 0.97656 | 0.61002 | 0.69206 | 0.88799 | 0.5067 | 0.4679 | 0.80358 | 0.3989 | 0.98357 | 0.72899 | 0.54869 | 0.60618 | 0.70914 | 0.37479 | 0.88349 | 0.66405 | 1 | 0.5537 | 0.69675 | 0.88899 | 0.47513 | 0.46768 | 0.82032 | 0.39775 | 0.99469 | 0.63573 | 0.52861 | 0.60097 | 0.64757 | 0.25414 | 0
Mar | 1 | 21 | Weekday | Wednesday | 0.75725 | 0.86562 | 0.85587 | 0.86071 | 1 | 0.86071 | 0.86071 | 0.23581 | 0.86071 | 0.75725 | 0.75725 | 0.82488 | 0.66024 | 0.86875 | 0.41027 | 0.43531 | 0.75509 | 0.43133 | 0.26208 | 0.81437 | 0.15906 | 0.7998 | 0.51852 | 0.23581 | 0.28951 | 0.41402 | 0.39556 | 0.88169 | 0.61819 | 0.8515 | 0.39727 | 0.44246 | 0.7254 | 0.39404 | 0.3201 | 0.81793 | 0.22776 | 0.78831 | 0.4906 | 0.27742 | 0.36363 | 0.42161 | 0.25777 | 0
Mar | 1 | 22 | Weekday | Wednesday | 0.74443 | 0.84475 | 0.82811 | 0.74836 | 1 | 0.74836 | 0.74836 | 0.15888 | 0.74836 | 0.74443 | 0.74443 | 0.80179 | 0.64018 | 0.65006 | 0.28001 | 0.25563 | 0.62262 | 0.416 | 0.2625 | 0.84576 | 0.15935 | 0.57178 | 0.37022 | 0.15888 | 0.21202 | 0.3562 | 0.39901 | 0.89279 | 0.59277 | 0.62476 | 0.30004 | 0.26539 | 0.56698 | 0.37557 | 0.3229 | 0.84418 | 0.22901 | 0.53821 | 0.39852 | 0.21591 | 0.30538 | 0.43379 | 0.25824 | 0
Mar | 1 | 23 | Weekday | Wednesday | 0.71672 | 0.85719 | 0.8064 | 0.64174 | 1 | 0.64174 | 0.64174 | 0.16054 | 0.64174 | 0.71672 | 0.71672 | 0.65861 | 0.63235 | 0.45362 | 0.2515 | 0.24966 | 0.52948 | 0.42333 | 0.2598 | 0.71312 | 0.15911 | 0.46255 | 0.35688 | 0.16054 | 0.2134 | 0.32849 | 0.42718 | 0.6483 | 0.58025 | 0.45255 | 0.26831 | 0.25931 | 0.45528 | 0.37731 | 0.32184 | 0.61675 | 0.22952 | 0.42132 | 0.38388 | 0.21817 | 0.30736 | 0.40012 | 0.26312 | 0
Mar | 2 | 24 | Weekday | Thursday | 0.70378 | 0.84019 | 0.79026 | 0.57764 | 1 | 0.57764 | 0.57764 | 0.15889 | 0.57764 | 0.70378 | 0.70378 | 0.3431 | 0.62965 | 0.35905 | 0.25584 | 0.25725 | 0.49974 | 0.41638 | 0.25942 | 0.39276 | 0.15894 | 0.43237 | 0.36434 | 0.15889 | 0.21219 | 0.28115 | 0.42433 | 0.39915 | 0.57596 | 0.39274 | 0.27259 | 0.26705 | 0.4146 | 0.37454 | 0.32073 | 0.38998 | 0.22897 | 0.38647 | 0.3912 | 0.21593 | 0.3054 | 0.34128 | 0.26253 | 0
Mar | 2 | 1 | Weekday | Thursday | 0.70636 | 0.80398 | 0.78304 | 0.55341 | 1 | 0.55341 | 0.55341 | 0.15961 | 0.55341 | 0.70636 | 0.70636 | 0.20662 | 0.62802 | 0.33007 | 0.25564 | 0.25612 | 0.50033 | 0.43798 | 0.25839 | 0.25573 | 0.15932 | 0.41517 | 0.36457 | 0.15961 | 0.21313 | 0.27562 | 0.43902 | 0.33797 | 0.57276 | 0.36751 | 0.27255 | 0.26592 | 0.406 | 0.39081 | 0.32063 | 0.33853 | 0.22907 | 0.36678 | 0.39145 | 0.21616 | 0.30554 | 0.33244 | 0.26512 | 0
Mar | 2 | 2 | Weekday | Thursday | 0.68425 | 0.76781 | 0.75731 | 0.52921 | 0.97004 | 0.52921 | 0.52921 | 0.16086 | 0.52921 | 0.68425 | 0.68425 | 0.20719 | 0.62603 | 0.3164 | 0.2565 | 0.25801 | 0.50532 | 0.42914 | 0.25915 | 0.25748 | 0.16009 | 0.41129 | 0.36378 | 0.16086 | 0.2138 | 0.2771 | 0.43421 | 0.33833 | 0.56934 | 0.35073 | 0.27276 | 0.26778 | 0.40216 | 0.38735 | 0.32092 | 0.33911 | 0.23023 | 0.36134 | 0.39145 | 0.21651 | 0.30564 | 0.33261 | 0.26423 | 0
Mar | 2 | 3 | Weekday | Thursday | 0.70026 | 0.78787 | 0.78321 | 0.53986 | 1 | 0.53986 | 0.53986 | 0.16269 | 0.53986 | 0.70026 | 0.70026 | 0.2098 | 0.66118 | 0.33401 | 0.26336 | 0.25738 | 0.54236 | 0.54664 | 0.26157 | 0.26327 | 0.16146 | 0.42973 | 0.36502 | 0.16269 | 0.21557 | 0.31363 | 0.45206 | 0.34379 | 0.60963 | 0.36173 | 0.28022 | 0.26716 | 0.43632 | 0.49249 | 0.32307 | 0.34757 | 0.23168 | 0.37556 | 0.39234 | 0.21693 | 0.3059 | 0.37288 | 0.26748 | 0
Mar | 2 | 4 | Weekday | Thursday | 0.7039 | 0.79344 | 0.80318 | 0.55254 | 1 | 0.55254 | 0.55254 | 0.16427 | 0.55254 | 0.7039 | 0.7039 | 0.46734 | 0.72157 | 0.42397 | 0.29687 | 0.27323 | 0.64019 | 0.67325 | 0.26342 | 0.51755 | 0.16291 | 0.4944 | 0.37992 | 0.16427 | 0.21635 | 0.33786 | 0.44762 | 0.4607 | 0.63068 | 0.43076 | 0.31515 | 0.28319 | 0.53058 | 0.58761 | 0.32468 | 0.44375 | 0.23302 | 0.4383 | 0.40759 | 0.21738 | 0.30601 | 0.39747 | 0.26643 | 0
Mar | 2 | 5 | Weekday | Thursday | 0.68493 | 0.83211 | 0.85629 | 0.65709 | 1 | 0.65709 | 0.65709 | 0.65158 | 0.65709 | 0.68493 | 0.68493 | 0.75673 | 0.80541 | 0.66758 | 0.47678 | 0.70588 | 0.78393 | 0.82289 | 0.61464 | 0.87337 | 0.62634 | 0.71628 | 0.61444 | 0.65158 | 0.72587 | 0.6392 | 0.57194 | 0.74197 | 0.7346 | 0.66808 | 0.37907 | 0.73473 | 0.63685 | 0.75452 | 0.34944 | 0.80914 | 0.32244 | 0.67122 | 0.49935 | 0.34127 | 0.36871 | 0.51268 | 0.32104 | 0
Mar | 2 | 6 | Weekday | Thursday | 0.71124 | 0.89164 | 0.93422 | 0.78148 | 0.0044079 | 0.78148 | 0.78148 | 0.84106 | 0.78148 | 0.71124 | 0.71124 | 0.89076 | 0.87894 | 0.93894 | 0.60928 | 0.88133 | 0.79787 | 0.91339 | 0.88408 | 0.93592 | 0.95066 | 0.9001 | 0.70755 | 0.84106 | 0.88269 | 0.76869 | 0.67723 | 0.90409 | 0.84198 | 0.88368 | 0.44574 | 0.88348 | 0.6271 | 0.8731 | 0.57163 | 0.91399 | 0.57063 | 0.867 | 0.47611 | 0.39354 | 0.33585 | 0.55231 | 0.45274 | 0
Mar | 2 | 7 | Weekday | Thursday | 0.75017 | 0.91748 | 0.98292 | 0.79565 | 0.0044079 | 0.79565 | 0.79565 | 0.87001 | 0.79565 | 0.75017 | 0.75017 | 0.93869 | 0.92816 | 0.91831 | 0.89027 | 1 | 0.79237 | 0.96334 | 0.99418 | 0.8307 | 1 | 0.89238 | 0.93003 | 0.87001 | 0.89778 | 0.88992 | 0.86385 | 0.95801 | 0.90286 | 0.84389 | 0.82725 | 1 | 0.62978 | 0.93885 | 0.86724 | 0.7922 | 0.80965 | 0.84904 | 0.81537 | 0.57948 | 0.53207 | 0.7495 | 0.72882 | 0
Mar | 2 | 8 | Weekday | Thursday | 0.79783 | 0.95508 | 0.99692 | 0.78644 | 0.0044079 | 0.78644 | 0.78644 | 0.9744 | 0.78644 | 0.79783 | 0.79783 | 0.83642 | 0.96433 | 0.77318 | 1 | 0.98333 | 0.72418 | 0.99206 | 1 | 0.76375 | 0.97867 | 0.8257 | 1 | 0.9744 | 0.98787 | 0.98383 | 0.99297 | 0.84626 | 0.94647 | 0.72701 | 0.99799 | 0.99473 | 0.5762 | 0.98379 | 0.96043 | 0.73123 | 0.88767 | 0.78114 | 0.98833 | 0.85217 | 0.83078 | 0.91941 | 0.93977 | 0
Mar | 2 | 9 | Weekday | Thursday | 0.91221 | 0.96904 | 0.99564 | 0.7362 | 0.0044079 | 0.7362 | 0.7362 | 1 | 0.7362 | 0.91221 | 0.91221 | 0.87805 | 0.98693 | 0.64523 | 0.94979 | 0.90294 | 0.63243 | 1 | 0.98279 | 0.81695 | 0.95541 | 0.68863 | 0.96894 | 1 | 1 | 0.96425 | 1 | 0.89902 | 0.97452 | 0.61122 | 0.96324 | 0.91892 | 0.50118 | 1 | 0.97835 | 0.84749 | 0.9118 | 0.64202 | 0.99062 | 0.97969 | 0.97336 | 0.93142 | 1 | 0
Mar | 2 | 10 | Weekday | Thursday | 0.988 | 0.99072 | 0.9945 | 0.72895 | 0.0044079 | 0.72895 | 0.72895 | 0.96341 | 0.72895 | 0.988 | 0.988 | 0.91899 | 0.99666 | 0.57804 | 0.93359 | 0.88702 | 0.58246 | 0.99326 | 0.97028 | 0.85567 | 0.94566 | 0.61975 | 0.95867 | 0.96341 | 0.95152 | 1 | 0.96883 | 0.97205 | 0.98777 | 0.56681 | 0.95498 | 0.90562 | 0.47756 | 0.99793 | 0.99449 | 0.93713 | 0.94269 | 0.57449 | 0.9934 | 0.99666 | 0.99431 | 1 | 1 | 0
Mar | 2 | 11 | Weekday | Thursday | 0.99981 | 1 | 0.98813 | 0.71524 | 0.0044079 | 0.71524 | 0.71524 | 0.92969 | 0.71524 | 0.99981 | 0.99981 | 0.88647 | 0.98378 | 0.56366 | 0.91335 | 0.88941 | 0.55183 | 0.96058 | 0.96149 | 0.82674 | 0.94378 | 0.61223 | 0.92998 | 0.92969 | 0.91036 | 0.98223 | 0.89729 | 0.97263 | 0.97748 | 0.57014 | 0.93537 | 0.91023 | 0.47289 | 0.96597 | 1 | 0.93371 | 0.97254 | 0.5759 | 0.96421 | 0.9959 | 0.9951 | 0.99688 | 0.93878 | 0
Mar | 2 | 12 | Weekday | Thursday | 0.97142 | 0.99245 | 0.97639 | 0.70184 | 0.0044079 | 0.70184 | 0.70184 | 0.91032 | 0.70184 | 0.97142 | 0.97142 | 0.78324 | 0.99107 | 0.55608 | 0.9268 | 0.87718 | 0.52761 | 0.9643 | 0.95738 | 0.80037 | 0.95062 | 0.61015 | 0.93931 | 0.91032 | 0.8863 | 0.94463 | 0.90906 | 0.85474 | 0.98762 | 0.56316 | 0.95465 | 0.89954 | 0.4655 | 0.97215 | 0.98861 | 0.91929 | 0.99207 | 0.57846 | 0.98177 | 0.99631 | 0.99582 | 0.96443 | 0.96735 | 0
Mar | 2 | 13 | Weekday | Thursday | 0.93614 | 0.99201 | 0.97471 | 0.68281 | 0.0044079 | 0.68281 | 0.68281 | 0.89878 | 0.68281 | 0.93614 | 0.93614 | 0.7269 | 1 | 0.54787 | 0.93458 | 0.84021 | 0.51056 | 0.96807 | 0.95611 | 0.71885 | 0.95419 | 0.61137 | 0.94369 | 0.89878 | 0.8724 | 0.92837 | 0.92963 | 0.7931 | 0.9982 | 0.54969 | 0.97114 | 0.86264 | 0.46051 | 0.98169 | 0.98517 | 0.79992 | 1 | 0.57887 | 0.99957 | 0.9974 | 0.99736 | 0.9508 | 1 | 0
Mar | 2 | 14 | Weekday | Thursday | 0.91256 | 0.99501 | 0.95885 | 0.68289 | 0.0044079 | 0.68289 | 0.68289 | 0.88815 | 0.68289 | 0.91256 | 0.91256 | 0.75113 | 0.99803 | 0.54831 | 0.93218 | 0.82024 | 0.52607 | 0.9434 | 0.95218 | 0.68701 | 0.93275 | 0.60856 | 0.94082 | 0.88815 | 0.86161 | 0.91315 | 0.92897 | 0.79205 | 0.99893 | 0.54865 | 0.97127 | 0.84304 | 0.4812 | 0.96039 | 0.97871 | 0.73663 | 0.98216 | 0.57577 | 1 | 0.99895 | 1 | 0.93652 | 1 | 0
Mar | 2 | 15 | Weekday | Thursday | 0.86956 | 0.99228 | 0.93916 | 0.70609 | 0.0044079 | 0.70609 | 0.70609 | 0.88969 | 0.70609 | 0.86956 | 0.86956 | 0.87225 | 0.99717 | 0.5625 | 0.96086 | 0.83221 | 0.64252 | 0.92176 | 0.9244 | 0.69473 | 0.89027 | 0.59903 | 0.94109 | 0.88969 | 0.86564 | 0.91091 | 0.93449 | 0.90523 | 1 | 0.58803 | 1 | 0.85455 | 0.61747 | 0.94478 | 0.96413 | 0.73438 | 0.96013 | 0.60066 | 0.99934 | 0.99955 | 0.99986 | 0.93178 | 1 | 0
Mar | 2 | 16 | Weekday | Thursday | 0.82679 | 0.96907 | 0.92328 | 0.78679 | 0.32119 | 0.78679 | 0.78679 | 0.90789 | 0.78679 | 0.82679 | 0.82679 | 0.9281 | 0.99404 | 0.64228 | 0.91118 | 0.80772 | 0.78647 | 0.91789 | 0.78445 | 0.78009 | 0.80989 | 0.6738 | 0.73929 | 0.90789 | 0.88845 | 0.91612 | 0.54776 | 0.96575 | 0.99866 | 0.67693 | 0.94136 | 0.82905 | 0.77898 | 0.93741 | 0.79326 | 0.84994 | 0.83016 | 0.69702 | 0.7569 | 1 | 0.99844 | 0.9304 | 0.54831 | 0
Mar | 2 | 17 | Weekday | Thursday | 0.80288 | 0.94863 | 0.91149 | 0.89461 | 0.68322 | 0.89461 | 0.89461 | 0.85459 | 0.89461 | 0.80288 | 0.80288 | 0.95197 | 0.87254 | 0.83077 | 0.78359 | 0.70432 | 0.90509 | 0.71942 | 0.74552 | 0.85891 | 0.79126 | 0.8051 | 0.64087 | 0.85459 | 0.85507 | 0.93867 | 0.28494 | 1 | 0.86641 | 0.83489 | 0.7878 | 0.71919 | 0.90624 | 0.72186 | 0.71815 | 0.94235 | 0.75859 | 0.82037 | 0.59906 | 0.88709 | 0.89579 | 0.94314 | 0.22322 | 0
Mar | 2 | 18 | Weekday | Thursday | 0.78595 | 0.95081 | 0.90096 | 0.97322 | 1 | 0.97322 | 0.97322 | 0.8814 | 0.97322 | 0.78595 | 0.78595 | 0.89347 | 0.80504 | 0.89701 | 0.74096 | 0.71909 | 0.98657 | 0.65016 | 0.78683 | 0.91606 | 0.797 | 0.90167 | 0.74312 | 0.8814 | 0.92683 | 0.93877 | 0.33628 | 0.94669 | 0.79159 | 0.92859 | 0.72501 | 0.73087 | 1 | 0.64428 | 0.74847 | 1 | 0.75134 | 0.92089 | 0.68076 | 0.88182 | 0.94279 | 0.92635 | 0.24762 | 0
Mar | 2 | 19 | Weekday | Thursday | 0.81001 | 0.96922 | 0.89466 | 1 | 1 | 1 | 1 | 0.86246 | 1 | 0.81001 | 0.81001 | 0.84126 | 0.74741 | 0.91747 | 0.65379 | 0.69127 | 0.97165 | 0.60771 | 0.79857 | 0.83742 | 0.79986 | 0.97088 | 0.73218 | 0.86246 | 0.91495 | 0.87307 | 0.36534 | 0.88564 | 0.72128 | 0.98521 | 0.61488 | 0.69842 | 0.98338 | 0.58088 | 0.7471 | 0.88406 | 0.73841 | 0.99794 | 0.65138 | 0.82202 | 0.87838 | 0.83316 | 0.25262 | 0
Mar | 2 | 20 | Weekday | Thursday | 0.80544 | 0.92275 | 0.87879 | 0.93469 | 1 | 0.93469 | 0.93469 | 0.54869 | 0.93469 | 0.80544 | 0.80544 | 0.83965 | 0.69895 | 0.97656 | 0.61002 | 0.69206 | 0.88799 | 0.5067 | 0.4679 | 0.80358 | 0.3989 | 0.98357 | 0.72899 | 0.54869 | 0.60618 | 0.70914 | 0.37479 | 0.88349 | 0.66405 | 1 | 0.5537 | 0.69675 | 0.88899 | 0.47513 | 0.46768 | 0.82032 | 0.39775 | 0.99469 | 0.63573 | 0.52861 | 0.60097 | 0.64757 | 0.25414 | 0
Mar | 2 | 21 | Weekday | Thursday | 0.75725 | 0.86562 | 0.85587 | 0.86071 | 1 | 0.86071 | 0.86071 | 0.23581 | 0.86071 | 0.75725 | 0.75725 | 0.82488 | 0.66024 | 0.86875 | 0.41027 | 0.43531 | 0.75509 | 0.43133 | 0.26208 | 0.81437 | 0.15906 | 0.7998 | 0.51852 | 0.23581 | 0.28951 | 0.41402 | 0.39556 | 0.88169 | 0.61819 | 0.8515 | 0.39727 | 0.44246 | 0.7254 | 0.39404 | 0.3201 | 0.81793 | 0.22776 | 0.78831 | 0.4906 | 0.27742 | 0.36363 | 0.42161 | 0.25777 | 0
Mar | 2 | 22 | Weekday | Thursday | 0.74443 | 0.84475 | 0.82811 | 0.74836 | 1 | 0.74836 | 0.74836 | 0.15888 | 0.74836 | 0.74443 | 0.74443 | 0.80179 | 0.64018 | 0.65006 | 0.28001 | 0.25563 | 0.62262 | 0.416 | 0.2625 | 0.84576 | 0.15935 | 0.57178 | 0.37022 | 0.15888 | 0.21202 | 0.3562 | 0.39901 | 0.89279 | 0.59277 | 0.62476 | 0.30004 | 0.26539 | 0.56698 | 0.37557 | 0.3229 | 0.84418 | 0.22901 | 0.53821 | 0.39852 | 0.21591 | 0.30538 | 0.43379 | 0.25824 | 0
Mar | 2 | 23 | Weekday | Thursday | 0.71672 | 0.85719 | 0.8064 | 0.64174 | 1 | 0.64174 | 0.64174 | 0.16054 | 0.64174 | 0.71672 | 0.71672 | 0.65861 | 0.63235 | 0.45362 | 0.2515 | 0.24966 | 0.52948 | 0.42333 | 0.2598 | 0.71312 | 0.15911 | 0.46255 | 0.35688 | 0.16054 | 0.2134 | 0.32849 | 0.42718 | 0.6483 | 0.58025 | 0.45255 | 0.26831 | 0.25931 | 0.45528 | 0.37731 | 0.32184 | 0.61675 | 0.22952 | 0.42132 | 0.38388 | 0.21817 | 0.30736 | 0.40012 | 0.26312 | 0
Mar | 3 | 24 | Weekday | Friday | 0.70378 | 0.84019 | 0.79026 | 0.57764 | 1 | 0.57764 | 0.57764 | 0.15889 | 0.57764 | 0.70378 | 0.70378 | 0.3431 | 0.62965 | 0.35905 | 0.25584 | 0.25725 | 0.49974 | 0.41638 | 0.25942 | 0.39276 | 0.15894 | 0.43237 | 0.36434 | 0.15889 | 0.21219 | 0.28115 | 0.42433 | 0.39915 | 0.57596 | 0.39274 | 0.27259 | 0.26705 | 0.4146 | 0.37454 | 0.32073 | 0.38998 | 0.22897 | 0.38647 | 0.3912 | 0.21593 | 0.3054 | 0.34128 | 0.26253 | 0
Mar | 3 | 1 | Weekday | Friday | 0.70636 | 0.80398 | 0.78304 | 0.55341 | 1 | 0.55341 | 0.55341 | 0.15961 | 0.55341 | 0.70636 | 0.70636 | 0.20662 | 0.62802 | 0.33007 | 0.25564 | 0.25612 | 0.50033 | 0.43798 | 0.25839 | 0.25573 | 0.15932 | 0.41517 | 0.36457 | 0.15961 | 0.21313 | 0.27562 | 0.43902 | 0.33797 | 0.57276 | 0.36751 | 0.27255 | 0.26592 | 0.406 | 0.39081 | 0.32063 | 0.33853 | 0.22907 | 0.36678 | 0.39145 | 0.21616 | 0.30554 | 0.33244 | 0.26512 | 0
Mar | 3 | 2 | Weekday | Friday | 0.68425 | 0.76781 | 0.75731 | 0.52921 | 0.97004 | 0.52921 | 0.52921 | 0.16086 | 0.52921 | 0.68425 | 0.68425 | 0.20719 | 0.62603 | 0.3164 | 0.2565 | 0.25801 | 0.50532 | 0.42914 | 0.25915 | 0.25748 | 0.16009 | 0.41129 | 0.36378 | 0.16086 | 0.2138 | 0.2771 | 0.43421 | 0.33833 | 0.56934 | 0.35073 | 0.27276 | 0.26778 | 0.40216 | 0.38735 | 0.32092 | 0.33911 | 0.23023 | 0.36134 | 0.39145 | 0.21651 | 0.30564 | 0.33261 | 0.26423 | 0
Mar | 3 | 3 | Weekday | Friday | 0.70026 | 0.78787 | 0.78321 | 0.53986 | 1 | 0.53986 | 0.53986 | 0.16269 | 0.53986 | 0.70026 | 0.70026 | 0.2098 | 0.66118 | 0.33401 | 0.26336 | 0.25738 | 0.54236 | 0.54664 | 0.26157 | 0.26327 | 0.16146 | 0.42973 | 0.36502 | 0.16269 | 0.21557 | 0.31363 | 0.45206 | 0.34379 | 0.60963 | 0.36173 | 0.28022 | 0.26716 | 0.43632 | 0.49249 | 0.32307 | 0.34757 | 0.23168 | 0.37556 | 0.39234 | 0.21693 | 0.3059 | 0.37288 | 0.26748 | 0
Mar | 3 | 4 | Weekday | Friday | 0.7039 | 0.79344 | 0.80318 | 0.55254 | 1 | 0.55254 | 0.55254 | 0.16427 | 0.55254 | 0.7039 | 0.7039 | 0.46734 | 0.72157 | 0.42397 | 0.29687 | 0.27323 | 0.64019 | 0.67325 | 0.26342 | 0.51755 | 0.16291 | 0.4944 | 0.37992 | 0.16427 | 0.21635 | 0.33786 | 0.44762 | 0.4607 | 0.63068 | 0.43076 | 0.31515 | 0.28319 | 0.53058 | 0.58761 | 0.32468 | 0.44375 | 0.23302 | 0.4383 | 0.40759 | 0.21738 | 0.30601 | 0.39747 | 0.26643 | 0
Mar | 3 | 5 | Weekday | Friday | 0.68493 | 0.83211 | 0.85629 | 0.65709 | 1 | 0.65709 | 0.65709 | 0.65158 | 0.65709 | 0.68493 | 0.68493 | 0.75673 | 0.80541 | 0.66758 | 0.47678 | 0.70588 | 0.78393 | 0.82289 | 0.61464 | 0.87337 | 0.62634 | 0.71628 | 0.61444 | 0.65158 | 0.72587 | 0.6392 | 0.57194 | 0.74197 | 0.7346 | 0.66808 | 0.37907 | 0.73473 | 0.63685 | 0.75452 | 0.34944 | 0.80914 | 0.32244 | 0.67122 | 0.49935 | 0.34127 | 0.36871 | 0.51268 | 0.32104 | 0
Mar | 3 | 6 | Weekday | Friday | 0.71124 | 0.89164 | 0.93422 | 0.78148 | 0.0044079 | 0.78148 | 0.78148 | 0.84106 | 0.78148 | 0.71124 | 0.71124 | 0.89076 | 0.87894 | 0.93894 | 0.60928 | 0.88133 | 0.79787 | 0.91339 | 0.88408 | 0.93592 | 0.95066 | 0.9001 | 0.70755 | 0.84106 | 0.88269 | 0.76869 | 0.67723 | 0.90409 | 0.84198 | 0.88368 | 0.44574 | 0.88348 | 0.6271 | 0.8731 | 0.57163 | 0.91399 | 0.57063 | 0.867 | 0.47611 | 0.39354 | 0.33585 | 0.55231 | 0.45274 | 0
Mar | 3 | 7 | Weekday | Friday | 0.75017 | 0.91748 | 0.98292 | 0.79565 | 0.0044079 | 0.79565 | 0.79565 | 0.87001 | 0.79565 | 0.75017 | 0.75017 | 0.93869 | 0.92816 | 0.91831 | 0.89027 | 1 | 0.79237 | 0.96334 | 0.99418 | 0.8307 | 1 | 0.89238 | 0.93003 | 0.87001 | 0.89778 | 0.88992 | 0.86385 | 0.95801 | 0.90286 | 0.84389 | 0.82725 | 1 | 0.62978 | 0.93885 | 0.86724 | 0.7922 | 0.80965 | 0.84904 | 0.81537 | 0.57948 | 0.53207 | 0.7495 | 0.72882 | 0
Mar | 3 | 8 | Weekday | Friday | 0.79783 | 0.95508 | 0.99692 | 0.78644 | 0.0044079 | 0.78644 | 0.78644 | 0.9744 | 0.78644 | 0.79783 | 0.79783 | 0.83642 | 0.96433 | 0.77318 | 1 | 0.98333 | 0.72418 | 0.99206 | 1 | 0.76375 | 0.97867 | 0.8257 | 1 | 0.9744 | 0.98787 | 0.98383 | 0.99297 | 0.84626 | 0.94647 | 0.72701 | 0.99799 | 0.99473 | 0.5762 | 0.98379 | 0.96043 | 0.73123 | 0.88767 | 0.78114 | 0.98833 | 0.85217 | 0.83078 | 0.91941 | 0.93977 | 0
Mar | 3 | 9 | Weekday | Friday | 0.91221 | 0.96904 | 0.99564 | 0.7362 | 0.0044079 | 0.7362 | 0.7362 | 1 | 0.7362 | 0.91221 | 0.91221 | 0.87805 | 0.98693 | 0.64523 | 0.94979 | 0.90294 | 0.63243 | 1 | 0.98279 | 0.81695 | 0.95541 | 0.68863 | 0.96894 | 1 | 1 | 0.96425 | 1 | 0.89902 | 0.97452 | 0.61122 | 0.96324 | 0.91892 | 0.50118 | 1 | 0.97835 | 0.84749 | 0.9118 | 0.64202 | 0.99062 | 0.97969 | 0.97336 | 0.93142 | 1 | 0
Mar | 3 | 10 | Weekday | Friday | 0.988 | 0.99072 | 0.9945 | 0.72895 | 0.0044079 | 0.72895 | 0.72895 | 0.96341 | 0.72895 | 0.988 | 0.988 | 0.91899 | 0.99666 | 0.57804 | 0.93359 | 0.88702 | 0.58246 | 0.99326 | 0.97028 | 0.85567 | 0.94566 | 0.61975 | 0.95867 | 0.96341 | 0.95152 | 1 | 0.96883 | 0.97205 | 0.98777 | 0.56681 | 0.95498 | 0.90562 | 0.47756 | 0.99793 | 0.99449 | 0.93713 | 0.94269 | 0.57449 | 0.9934 | 0.99666 | 0.99431 | 1 | 1 | 0
Mar | 3 | 11 | Weekday | Friday | 0.99981 | 1 | 0.98813 | 0.71524 | 0.0044079 | 0.71524 | 0.71524 | 0.92969 | 0.71524 | 0.99981 | 0.99981 | 0.88647 | 0.98378 | 0.56366 | 0.91335 | 0.88941 | 0.55183 | 0.96058 | 0.96149 | 0.82674 | 0.94378 | 0.61223 | 0.92998 | 0.92969 | 0.91036 | 0.98223 | 0.89729 | 0.97263 | 0.97748 | 0.57014 | 0.93537 | 0.91023 | 0.47289 | 0.96597 | 1 | 0.93371 | 0.97254 | 0.5759 | 0.96421 | 0.9959 | 0.9951 | 0.99688 | 0.93878 | 0
Mar | 3 | 12 | Weekday | Friday | 0.97142 | 0.99245 | 0.97639 | 0.70184 | 0.0044079 | 0.70184 | 0.70184 | 0.91032 | 0.70184 | 0.97142 | 0.97142 | 0.78324 | 0.99107 | 0.55608 | 0.9268 | 0.87718 | 0.52761 | 0.9643 | 0.95738 | 0.80037 | 0.95062 | 0.61015 | 0.93931 | 0.91032 | 0.8863 | 0.94463 | 0.90906 | 0.85474 | 0.98762 | 0.56316 | 0.95465 | 0.89954 | 0.4655 | 0.97215 | 0.98861 | 0.91929 | 0.99207 | 0.57846 | 0.98177 | 0.99631 | 0.99582 | 0.96443 | 0.96735 | 0
Mar | 3 | 13 | Weekday | Friday | 0.93614 | 0.99201 | 0.97471 | 0.68281 | 0.0044079 | 0.68281 | 0.68281 | 0.89878 | 0.68281 | 0.93614 | 0.93614 | 0.7269 | 1 | 0.54787 | 0.93458 | 0.84021 | 0.51056 | 0.96807 | 0.95611 | 0.71885 | 0.95419 | 0.61137 | 0.94369 | 0.89878 | 0.8724 | 0.92837 | 0.92963 | 0.7931 | 0.9982 | 0.54969 | 0.97114 | 0.86264 | 0.46051 | 0.98169 | 0.98517 | 0.79992 | 1 | 0.57887 | 0.99957 | 0.9974 | 0.99736 | 0.9508 | 1 | 0
Mar | 3 | 14 | Weekday | Friday | 0.91256 | 0.99501 | 0.95885 | 0.68289 | 0.0044079 | 0.68289 | 0.68289 | 0.88815 | 0.68289 | 0.91256 | 0.91256 | 0.75113 | 0.99803 | 0.54831 | 0.93218 | 0.82024 | 0.52607 | 0.9434 | 0.95218 | 0.68701 | 0.93275 | 0.60856 | 0.94082 | 0.88815 | 0.86161 | 0.91315 | 0.92897 | 0.79205 | 0.99893 | 0.54865 | 0.97127 | 0.84304 | 0.4812 | 0.96039 | 0.97871 | 0.73663 | 0.98216 | 0.57577 | 1 | 0.99895 | 1 | 0.93652 | 1 | 0
Mar | 3 | 15 | Weekday | Friday | 0.86956 | 0.99228 | 0.93916 | 0.70609 | 0.0044079 | 0.70609 | 0.70609 | 0.88969 | 0.70609 | 0.86956 | 0.86956 | 0.87225 | 0.99717 | 0.5625 | 0.96086 | 0.83221 | 0.64252 | 0.92176 | 0.9244 | 0.69473 | 0.89027 | 0.59903 | 0.94109 | 0.88969 | 0.86564 | 0.91091 | 0.93449 | 0.90523 | 1 | 0.58803 | 1 | 0.85455 | 0.61747 | 0.94478 | 0.96413 | 0.73438 | 0.96013 | 0.60066 | 0.99934 | 0.99955 | 0.99986 | 0.93178 | 1 | 0
Mar | 3 | 16 | Weekday | Friday | 0.82679 | 0.96907 | 0.92328 | 0.78679 | 0.32119 | 0.78679 | 0.78679 | 0.90789 | 0.78679 | 0.82679 | 0.82679 | 0.9281 | 0.99404 | 0.64228 | 0.91118 | 0.80772 | 0.78647 | 0.91789 | 0.78445 | 0.78009 | 0.80989 | 0.6738 | 0.73929 | 0.90789 | 0.88845 | 0.91612 | 0.54776 | 0.96575 | 0.99866 | 0.67693 | 0.94136 | 0.82905 | 0.77898 | 0.93741 | 0.79326 | 0.84994 | 0.83016 | 0.69702 | 0.7569 | 1 | 0.99844 | 0.9304 | 0.54831 | 0
Mar | 3 | 17 | Weekday | Friday | 0.80288 | 0.94863 | 0.91149 | 0.89461 | 0.68322 | 0.89461 | 0.89461 | 0.85459 | 0.89461 | 0.80288 | 0.80288 | 0.95197 | 0.87254 | 0.83077 | 0.78359 | 0.70432 | 0.90509 | 0.71942 | 0.74552 | 0.85891 | 0.79126 | 0.8051 | 0.64087 | 0.85459 | 0.85507 | 0.93867 | 0.28494 | 1 | 0.86641 | 0.83489 | 0.7878 | 0.71919 | 0.90624 | 0.72186 | 0.71815 | 0.94235 | 0.75859 | 0.82037 | 0.59906 | 0.88709 | 0.89579 | 0.94314 | 0.22322 | 0
Mar | 3 | 18 | Weekday | Friday | 0.78595 | 0.95081 | 0.90096 | 0.97322 | 1 | 0.97322 | 0.97322 | 0.8814 | 0.97322 | 0.78595 | 0.78595 | 0.89347 | 0.80504 | 0.89701 | 0.74096 | 0.71909 | 0.98657 | 0.65016 | 0.78683 | 0.91606 | 0.797 | 0.90167 | 0.74312 | 0.8814 | 0.92683 | 0.93877 | 0.33628 | 0.94669 | 0.79159 | 0.92859 | 0.72501 | 0.73087 | 1 | 0.64428 | 0.74847 | 1 | 0.75134 | 0.92089 | 0.68076 | 0.88182 | 0.94279 | 0.92635 | 0.24762 | 0
Mar | 3 | 19 | Weekday | Friday | 0.81001 | 0.96922 | 0.89466 | 1 | 1 | 1 | 1 | 0.86246 | 1 | 0.81001 | 0.81001 | 0.84126 | 0.74741 | 0.91747 | 0.65379 | 0.69127 | 0.97165 | 0.60771 | 0.79857 | 0.83742 | 0.79986 | 0.97088 | 0.73218 | 0.86246 | 0.91495 | 0.87307 | 0.36534 | 0.88564 | 0.72128 | 0.98521 | 0.61488 | 0.69842 | 0.98338 | 0.58088 | 0.7471 | 0.88406 | 0.73841 | 0.99794 | 0.65138 | 0.82202 | 0.87838 | 0.83316 | 0.25262 | 0
Mar | 3 | 20 | Weekday | Friday | 0.80544 | 0.92275 | 0.87879 | 0.93469 | 1 | 0.93469 | 0.93469 | 0.54869 | 0.93469 | 0.80544 | 0.80544 | 0.83965 | 0.69895 | 0.97656 | 0.61002 | 0.69206 | 0.88799 | 0.5067 | 0.4679 | 0.80358 | 0.3989 | 0.98357 | 0.72899 | 0.54869 | 0.60618 | 0.70914 | 0.37479 | 0.88349 | 0.66405 | 1 | 0.5537 | 0.69675 | 0.88899 | 0.47513 | 0.46768 | 0.82032 | 0.39775 | 0.99469 | 0.63573 | 0.52861 | 0.60097 | 0.64757 | 0.25414 | 0
Mar | 3 | 21 | Weekday | Friday | 0.75725 | 0.86562 | 0.85587 | 0.86071 | 1 | 0.86071 | 0.86071 | 0.23581 | 0.86071 | 0.75725 | 0.75725 | 0.82488 | 0.66024 | 0.86875 | 0.41027 | 0.43531 | 0.75509 | 0.43133 | 0.26208 | 0.81437 | 0.15906 | 0.7998 | 0.51852 | 0.23581 | 0.28951 | 0.41402 | 0.39556 | 0.88169 | 0.61819 | 0.8515 | 0.39727 | 0.44246 | 0.7254 | 0.39404 | 0.3201 | 0.81793 | 0.22776 | 0.78831 | 0.4906 | 0.27742 | 0.36363 | 0.42161 | 0.25777 | 0
Mar | 3 | 22 | Weekday | Friday | 0.74443 | 0.84475 | 0.82811 | 0.74836 | 1 | 0.74836 | 0.74836 | 0.15888 | 0.74836 | 0.74443 | 0.74443 | 0.80179 | 0.64018 | 0.65006 | 0.28001 | 0.25563 | 0.62262 | 0.416 | 0.2625 | 0.84576 | 0.15935 | 0.57178 | 0.37022 | 0.15888 | 0.21202 | 0.3562 | 0.39901 | 0.89279 | 0.59277 | 0.62476 | 0.30004 | 0.26539 | 0.56698 | 0.37557 | 0.3229 | 0.84418 | 0.22901 | 0.53821 | 0.39852 | 0.21591 | 0.30538 | 0.43379 | 0.25824 | 0
Mar | 3 | 23 | Weekday | Friday | 0.71672 | 0.85719 | 0.8064 | 0.64174 | 1 | 0.64174 | 0.64174 | 0.1529 | 0.64174 | 0.71672 | 0.71672 | 0.73963 | 0.61251 | 0.4959 | 0.23807 | 0.23252 | 0.58492 | 0.4884 | 0.26105 | 0.80737 | 0.15955 | 0.49222 | 0.34267 | 0.1529 | 0.20705 | 0.32962 | 0.47641 | 0.70618 | 0.55215 | 0.46872 | 0.25462 | 0.24134 | 0.47366 | 0.44163 | 0.3227 | 0.67205 | 0.23033 | 0.43255 | 0.36822 | 0.20778 | 0.29822 | 0.4013 | 0.27167 | 0
Mar | 4 | 24 | Weekend | Saturday | 0.72031 | 0.85277 | 0.80442 | 0.58685 | 1 | 0.58685 | 0.58685 | 0.15672 | 0.58685 | 0.72031 | 0.72031 | 0.37195 | 0.59927 | 0.36712 | 0.21202 | 0.21748 | 0.55376 | 0.4905 | 0.25757 | 0.4257 | 0.15862 | 0.47192 | 0.32212 | 0.15672 | 0.21088 | 0.26588 | 0.4792 | 0.4033 | 0.5333 | 0.40158 | 0.22577 | 0.22562 | 0.42078 | 0.44214 | 0.32099 | 0.39366 | 0.23033 | 0.41183 | 0.34573 | 0.21298 | 0.30289 | 0.32215 | 0.27212 | 0
Mar | 4 | 1 | Weekend | Saturday | 0.71952 | 0.81452 | 0.79448 | 0.56256 | 1 | 0.56256 | 0.56256 | 0.15739 | 0.56256 | 0.71952 | 0.71952 | 0.20617 | 0.59481 | 0.32811 | 0.2131 | 0.21993 | 0.56461 | 0.49453 | 0.25886 | 0.25407 | 0.16216 | 0.4549 | 0.32326 | 0.15739 | 0.21153 | 0.27309 | 0.50833 | 0.33713 | 0.52428 | 0.36239 | 0.22623 | 0.2282 | 0.41325 | 0.44749 | 0.32071 | 0.33711 | 0.23321 | 0.38303 | 0.34573 | 0.21319 | 0.30298 | 0.3211 | 0.27694 | 0
Mar | 4 | 2 | Weekend | Saturday | 0.69234 | 0.77222 | 0.76112 | 0.53766 | 0.96212 | 0.53766 | 0.53766 | 0.16004 | 0.53766 | 0.69234 | 0.69234 | 0.20656 | 0.59097 | 0.3142 | 0.21445 | 0.22232 | 0.57838 | 0.49588 | 0.26411 | 0.25613 | 0.16327 | 0.44758 | 0.32097 | 0.16004 | 0.21329 | 0.28184 | 0.51497 | 0.33747 | 0.51674 | 0.34563 | 0.22637 | 0.23089 | 0.41039 | 0.44811 | 0.3234 | 0.33769 | 0.23569 | 0.36946 | 0.34573 | 0.21382 | 0.30324 | 0.32617 | 0.27728 | 0
Mar | 4 | 3 | Weekend | Saturday | 0.71197 | 0.79675 | 0.78987 | 0.5479 | 1 | 0.5479 | 0.5479 | 0.16275 | 0.5479 | 0.71197 | 0.71197 | 0.20785 | 0.59088 | 0.32866 | 0.22112 | 0.22654 | 0.61876 | 0.55529 | 0.26889 | 0.25822 | 0.16603 | 0.46664 | 0.32326 | 0.16275 | 0.21465 | 0.30957 | 0.54256 | 0.33972 | 0.51599 | 0.35219 | 0.2335 | 0.23491 | 0.44361 | 0.50132 | 0.32715 | 0.3412 | 0.23727 | 0.38788 | 0.34573 | 0.21461 | 0.30344 | 0.3528 | 0.28097 | 0
Mar | 4 | 4 | Weekend | Saturday | 0.7143 | 0.80019 | 0.80847 | 0.55967 | 1 | 0.55967 | 0.55967 | 0.16545 | 0.55967 | 0.7143 | 0.7143 | 0.50209 | 0.59046 | 0.3706 | 0.24044 | 0.24793 | 0.71715 | 0.65874 | 0.27164 | 0.55856 | 0.16848 | 0.50948 | 0.32326 | 0.16545 | 0.21762 | 0.32498 | 0.54204 | 0.45051 | 0.51441 | 0.38421 | 0.25239 | 0.25664 | 0.5364 | 0.5858 | 0.32808 | 0.43153 | 0.23995 | 0.43012 | 0.34573 | 0.21535 | 0.30388 | 0.36736 | 0.27977 | 0
Mar | 4 | 5 | Weekend | Saturday | 0.69329 | 0.83502 | 0.85889 | 0.66293 | 1 | 0.66293 | 0.66293 | 0.48326 | 0.66293 | 0.69329 | 0.69329 | 0.81928 | 0.60851 | 0.50165 | 0.34041 | 0.41962 | 0.86202 | 0.74783 | 0.26933 | 0.94268 | 0.16987 | 0.63545 | 0.42412 | 0.48326 | 0.54881 | 0.63366 | 0.54846 | 0.72701 | 0.54179 | 0.52975 | 0.30924 | 0.43593 | 0.64655 | 0.69007 | 0.32285 | 0.78838 | 0.24157 | 0.56889 | 0.38741 | 0.28535 | 0.3353 | 0.43923 | 0.26659 | 0
Mar | 4 | 6 | Weekend | Saturday | 0.7157 | 0.89222 | 0.93419 | 0.78766 | 0.0044079 | 0.78766 | 0.78766 | 0.47937 | 0.78766 | 0.7157 | 0.7157 | 0.9183 | 0.64839 | 0.74962 | 0.42916 | 0.53062 | 0.86691 | 0.73421 | 0.22778 | 1 | 0.1452 | 0.76052 | 0.43406 | 0.47937 | 0.50414 | 0.77779 | 0.49212 | 0.89859 | 0.57789 | 0.70344 | 0.32642 | 0.52997 | 0.62762 | 0.6891 | 0.2791 | 0.91256 | 0.20515 | 0.69956 | 0.29385 | 0.24523 | 0.2169 | 0.46728 | 0.18332 | 0
Mar | 4 | 7 | Weekend | Saturday | 0.74765 | 0.91666 | 0.98327 | 0.80219 | 0.0044079 | 0.80219 | 0.80219 | 0.86581 | 0.80219 | 0.74765 | 0.74765 | 0.94639 | 0.7023 | 1 | 0.47028 | 0.48377 | 0.83741 | 0.77535 | 0.22531 | 0.8893 | 0.14104 | 0.99973 | 0.43981 | 0.86581 | 0.89784 | 0.8362 | 0.51622 | 0.95703 | 0.63592 | 0.87454 | 0.38971 | 0.46676 | 0.60838 | 0.74501 | 0.27586 | 0.79572 | 0.2011 | 0.93168 | 0.31366 | 0.46337 | 0.41299 | 0.59479 | 0.20342 | 0
Mar | 4 | 8 | Weekend | Saturday | 0.79375 | 0.95175 | 1 | 0.79871 | 0.0044079 | 0.79871 | 0.79871 | 0.96129 | 0.79871 | 0.79375 | 0.79375 | 0.87359 | 0.73023 | 0.94893 | 0.46739 | 0.45268 | 0.74684 | 0.79256 | 0.2223 | 0.81732 | 0.13983 | 1 | 0.43459 | 0.96129 | 0.98619 | 0.84295 | 0.47373 | 0.84987 | 0.68297 | 0.83874 | 0.42691 | 0.4416 | 0.53933 | 0.77149 | 0.27453 | 0.7297 | 0.19896 | 0.93945 | 0.34739 | 0.64126 | 0.60082 | 0.65362 | 0.23796 | 0
Mar | 4 | 9 | Weekend | Saturday | 0.91171 | 0.9664 | 0.99951 | 0.75162 | 0.0044079 | 0.75162 | 0.75162 | 0.96022 | 0.75162 | 0.91171 | 0.91171 | 0.93469 | 0.76086 | 0.75891 | 0.41068 | 0.42146 | 0.64327 | 0.7845 | 0.22211 | 0.87525 | 0.14205 | 0.7825 | 0.41904 | 0.96022 | 0.96732 | 0.86876 | 0.44467 | 0.89316 | 0.72313 | 0.67264 | 0.38468 | 0.41503 | 0.46192 | 0.76898 | 0.27331 | 0.84075 | 0.19848 | 0.71379 | 0.34739 | 0.77181 | 0.7466 | 0.73579 | 0.2674 | 0
Mar | 4 | 10 | Weekend | Saturday | 0.98745 | 0.98821 | 0.99822 | 0.74408 | 0.0044079 | 0.74408 | 0.74408 | 0.91802 | 0.74408 | 0.98745 | 0.98745 | 0.98134 | 0.77544 | 0.66522 | 0.38457 | 0.41033 | 0.57881 | 0.77391 | 0.22142 | 0.90689 | 0.14126 | 0.66061 | 0.40414 | 0.91802 | 0.90857 | 0.93763 | 0.40284 | 0.96866 | 0.74241 | 0.60515 | 0.36734 | 0.4093 | 0.43289 | 0.75823 | 0.27383 | 0.93273 | 0.1981 | 0.59458 | 0.34739 | 0.80134 | 0.78129 | 0.85642 | 0.2638 | 0
Mar | 4 | 11 | Weekend | Saturday | 1 | 0.99628 | 0.98953 | 0.72554 | 0.0044079 | 0.72554 | 0.72554 | 0.90859 | 0.72554 | 1 | 1 | 0.95096 | 0.77783 | 0.61721 | 0.37856 | 0.40246 | 0.54734 | 0.74715 | 0.21916 | 0.87517 | 0.1381 | 0.63768 | 0.37574 | 0.90859 | 0.88778 | 0.94754 | 0.33868 | 0.96515 | 0.74712 | 0.58531 | 0.36735 | 0.40323 | 0.42977 | 0.73436 | 0.27276 | 0.92775 | 0.19595 | 0.58135 | 0.31366 | 0.8649 | 0.85068 | 0.89509 | 0.22174 | 0
Mar | 4 | 12 | Weekend | Saturday | 0.97458 | 0.98743 | 0.9786 | 0.71125 | 0.0044079 | 0.71125 | 0.71125 | 0.8992 | 0.71125 | 0.97458 | 0.97458 | 0.86399 | 0.76795 | 0.58736 | 0.37757 | 0.38966 | 0.52388 | 0.74869 | 0.21988 | 0.86218 | 0.13608 | 0.62904 | 0.35201 | 0.8992 | 0.874 | 0.92052 | 0.29889 | 0.85104 | 0.73697 | 0.55681 | 0.36762 | 0.39211 | 0.42025 | 0.73631 | 0.27132 | 0.91099 | 0.19403 | 0.57851 | 0.27993 | 0.88619 | 0.87382 | 0.8721 | 0.18264 | 0
Mar | 4 | 13 | Weekend | Saturday | 0.94424 | 0.98626 | 0.97571 | 0.69026 | 0.0044079 | 0.69026 | 0.69026 | 0.88913 | 0.69026 | 0.94424 | 0.94424 | 0.79671 | 0.76574 | 0.57015 | 0.32367 | 0.3522 | 0.49865 | 0.74554 | 0.21813 | 0.77938 | 0.13575 | 0.62356 | 0.34888 | 0.88913 | 0.86388 | 0.9022 | 0.28638 | 0.7863 | 0.73603 | 0.53852 | 0.30849 | 0.35508 | 0.41222 | 0.73292 | 0.27148 | 0.79761 | 0.19372 | 0.57685 | 0.27993 | 0.88606 | 0.87382 | 0.85904 | 0.18136 | 0
Mar | 4 | 14 | Weekend | Saturday | 0.92017 | 0.98997 | 0.95837 | 0.6896 | 0.0044079 | 0.6896 | 0.6896 | 0.87722 | 0.6896 | 0.92017 | 0.92017 | 0.80432 | 0.75203 | 0.56242 | 0.27053 | 0.31526 | 0.50693 | 0.73669 | 0.21909 | 0.73058 | 0.13566 | 0.6243 | 0.34292 | 0.87722 | 0.85386 | 0.8849 | 0.2866 | 0.78621 | 0.72921 | 0.53227 | 0.24953 | 0.3184 | 0.43132 | 0.72354 | 0.2715 | 0.73089 | 0.19362 | 0.57295 | 0.27993 | 0.88657 | 0.87382 | 0.84585 | 0.18223 | 0
Mar | 4 | 15 | Weekend | Saturday | 0.87724 | 0.98823 | 0.93785 | 0.7095 | 0.0044079 | 0.7095 | 0.7095 | 0.86931 | 0.7095 | 0.87724 | 0.87724 | 0.90735 | 0.73644 | 0.5686 | 0.30078 | 0.31664 | 0.61388 | 0.71002 | 0.21741 | 0.72983 | 0.13304 | 0.608 | 0.34604 | 0.86931 | 0.84815 | 0.87728 | 0.24627 | 0.89281 | 0.71829 | 0.56498 | 0.27819 | 0.32025 | 0.56197 | 0.69408 | 0.27115 | 0.72897 | 0.19336 | 0.59507 | 0.27993 | 0.88737 | 0.87382 | 0.84045 | 0.14991 | 0
Mar | 4 | 16 | Weekend | Saturday | 0.8363 | 0.96654 | 0.92175 | 0.78995 | 0.33627 | 0.78995 | 0.78995 | 0.85554 | 0.78995 | 0.8363 | 0.8363 | 0.9706 | 0.72042 | 0.62129 | 0.33258 | 0.33099 | 0.7751 | 0.69358 | 0.2191 | 0.81325 | 0.13374 | 0.65071 | 0.33734 | 0.85554 | 0.84107 | 0.85525 | 0.22358 | 0.9568 | 0.69902 | 0.63384 | 0.29969 | 0.3331 | 0.7475 | 0.67231 | 0.27093 | 0.83875 | 0.19321 | 0.6609 | 0.26306 | 0.82138 | 0.80442 | 0.79626 | 0.11859 | 0
Mar | 4 | 17 | Weekend | Saturday | 0.81461 | 0.94894 | 0.90975 | 0.8917 | 0.55751 | 0.8917 | 0.8917 | 0.80781 | 0.8917 | 0.81461 | 0.81461 | 1 | 0.6917 | 0.75468 | 0.31507 | 0.26605 | 0.91556 | 0.57355 | 0.23026 | 0.89846 | 0.14175 | 0.81124 | 0.29898 | 0.80781 | 0.81692 | 0.87691 | 0.29759 | 0.99327 | 0.66103 | 0.79074 | 0.30523 | 0.27423 | 0.90097 | 0.54544 | 0.28842 | 0.93882 | 0.20547 | 0.82477 | 0.2685 | 0.69738 | 0.69455 | 0.79491 | 0.1701 | 0
Mar | 4 | 18 | Weekend | Saturday | 0.79786 | 0.94943 | 0.8994 | 0.9636 | 1 | 0.9636 | 0.9636 | 0.63192 | 0.9636 | 0.79786 | 0.79786 | 0.93638 | 0.68592 | 0.87469 | 0.29607 | 0.22306 | 1 | 0.5626 | 0.25917 | 0.94914 | 0.15757 | 0.93074 | 0.32441 | 0.63192 | 0.68639 | 0.84946 | 0.40274 | 0.94845 | 0.64966 | 0.91725 | 0.31538 | 0.23148 | 0.99608 | 0.53301 | 0.32112 | 0.99799 | 0.22901 | 0.94425 | 0.34573 | 0.61173 | 0.68244 | 0.74157 | 0.25894 | 0
Mar | 4 | 19 | Weekend | Saturday | 0.82192 | 0.96683 | 0.89212 | 0.98919 | 1 | 0.98919 | 0.98919 | 0.52736 | 0.98919 | 0.82192 | 0.82192 | 0.87703 | 0.6576 | 0.92583 | 0.28779 | 0.22395 | 0.98806 | 0.54168 | 0.25759 | 0.87882 | 0.15863 | 0.97903 | 0.32212 | 0.52736 | 0.58182 | 0.79455 | 0.42484 | 0.88472 | 0.61194 | 0.96606 | 0.30657 | 0.2324 | 0.98083 | 0.50146 | 0.32149 | 0.88857 | 0.22983 | 0.99063 | 0.34573 | 0.53385 | 0.60791 | 0.66151 | 0.26275 | 0
Mar | 4 | 20 | Weekend | Saturday | 0.81553 | 0.92168 | 0.87594 | 0.93017 | 1 | 0.93017 | 0.93017 | 0.29425 | 0.93017 | 0.81553 | 0.81553 | 0.88482 | 0.63248 | 0.92908 | 0.27544 | 0.22872 | 0.91252 | 0.48089 | 0.2586 | 0.84744 | 0.16639 | 0.99273 | 0.32306 | 0.29425 | 0.34833 | 0.7183 | 0.44032 | 0.88342 | 0.57824 | 0.9622 | 0.2924 | 0.23661 | 0.89104 | 0.43824 | 0.321 | 0.82026 | 0.23107 | 1 | 0.34789 | 0.34367 | 0.43165 | 0.58182 | 0.26538 | 0
Mar | 4 | 21 | Weekend | Saturday | 0.76928 | 0.86777 | 0.85148 | 0.86026 | 1 | 0.86026 | 0.86026 | 0.16969 | 0.86026 | 0.76928 | 0.76928 | 0.86579 | 0.626 | 0.90427 | 0.25407 | 0.22836 | 0.78675 | 0.44351 | 0.25699 | 0.85864 | 0.16511 | 0.85389 | 0.32651 | 0.16969 | 0.22306 | 0.40841 | 0.45405 | 0.88116 | 0.56737 | 0.85528 | 0.26932 | 0.23751 | 0.73052 | 0.39641 | 0.32015 | 0.81697 | 0.23112 | 0.8321 | 0.34789 | 0.2306 | 0.32128 | 0.39375 | 0.26774 | 0
Mar | 4 | 22 | Weekend | Saturday | 0.75451 | 0.85036 | 0.82333 | 0.75152 | 1 | 0.75152 | 0.75152 | 0.15672 | 0.75152 | 0.75451 | 0.75451 | 0.83621 | 0.62286 | 0.73613 | 0.23368 | 0.23476 | 0.66019 | 0.44406 | 0.25927 | 0.89032 | 0.16242 | 0.62897 | 0.3242 | 0.15672 | 0.21023 | 0.33273 | 0.45972 | 0.89165 | 0.56153 | 0.6502 | 0.24647 | 0.2434 | 0.57335 | 0.39374 | 0.32243 | 0.84194 | 0.23297 | 0.57438 | 0.34789 | 0.21298 | 0.30279 | 0.40509 | 0.26867 | 0
Mar | 4 | 23 | Weekend | Saturday | 0.7264 | 0.86195 | 0.80039 | 0.64862 | 1 | 0.64862 | 0.64862 | 0.1529 | 0.64862 | 0.7264 | 0.7264 | 0.73963 | 0.61251 | 0.4959 | 0.23807 | 0.23252 | 0.58492 | 0.4884 | 0.26105 | 0.80737 | 0.15955 | 0.49222 | 0.34267 | 0.1529 | 0.20705 | 0.32962 | 0.47641 | 0.70618 | 0.55215 | 0.46872 | 0.25462 | 0.24134 | 0.47366 | 0.44163 | 0.3227 | 0.67205 | 0.23033 | 0.43255 | 0.36822 | 0.20778 | 0.29822 | 0.4013 | 0.27167 | 0
Mar | 5 | 24 | Weekend | Sunday | 0.72031 | 0.85277 | 0.80442 | 0.58685 | 1 | 0.58685 | 0.58685 | 0.15672 | 0.58685 | 0.72031 | 0.72031 | 0.37195 | 0.59927 | 0.36712 | 0.21202 | 0.21748 | 0.55376 | 0.4905 | 0.25757 | 0.4257 | 0.15862 | 0.47192 | 0.32212 | 0.15672 | 0.21088 | 0.26588 | 0.4792 | 0.4033 | 0.5333 | 0.40158 | 0.22577 | 0.22562 | 0.42078 | 0.44214 | 0.32099 | 0.39366 | 0.23033 | 0.41183 | 0.34573 | 0.21298 | 0.30289 | 0.32215 | 0.27212 | 0
Mar | 5 | 1 | Weekend | Sunday | 0.71952 | 0.81452 | 0.79448 | 0.56256 | 1 | 0.56256 | 0.56256 | 0.15739 | 0.56256 | 0.71952 | 0.71952 | 0.20617 | 0.59481 | 0.32811 | 0.2131 | 0.21993 | 0.56461 | 0.49453 | 0.25886 | 0.25407 | 0.16216 | 0.4549 | 0.32326 | 0.15739 | 0.21153 | 0.27309 | 0.50833 | 0.33713 | 0.52428 | 0.36239 | 0.22623 | 0.2282 | 0.41325 | 0.44749 | 0.32071 | 0.33711 | 0.23321 | 0.38303 | 0.34573 | 0.21319 | 0.30298 | 0.3211 | 0.27694 | 0
Mar | 5 | 2 | Weekend | Sunday | 0.69234 | 0.77222 | 0.76112 | 0.53766 | 0.96212 | 0.53766 | 0.53766 | 0.16004 | 0.53766 | 0.69234 | 0.69234 | 0.20656 | 0.59097 | 0.3142 | 0.21445 | 0.22232 | 0.57838 | 0.49588 | 0.26411 | 0.25613 | 0.16327 | 0.44758 | 0.32097 | 0.16004 | 0.21329 | 0.28184 | 0.51497 | 0.33747 | 0.51674 | 0.34563 | 0.22637 | 0.23089 | 0.41039 | 0.44811 | 0.3234 | 0.33769 | 0.23569 | 0.36946 | 0.34573 | 0.21382 | 0.30324 | 0.32617 | 0.27728 | 0
Mar | 5 | 3 | Weekend | Sunday | 0.71197 | 0.79675 | 0.78987 | 0.5479 | 1 | 0.5479 | 0.5479 | 0.16275 | 0.5479 | 0.71197 | 0.71197 | 0.20785 | 0.59088 | 0.32866 | 0.22112 | 0.22654 | 0.61876 | 0.55529 | 0.26889 | 0.25822 | 0.16603 | 0.46664 | 0.32326 | 0.16275 | 0.21465 | 0.30957 | 0.54256 | 0.33972 | 0.51599 | 0.35219 | 0.2335 | 0.23491 | 0.44361 | 0.50132 | 0.32715 | 0.3412 | 0.23727 | 0.38788 | 0.34573 | 0.21461 | 0.30344 | 0.3528 | 0.28097 | 0
Mar | 5 | 4 | Weekend | Sunday | 0.7143 | 0.80019 | 0.80847 | 0.55967 | 1 | 0.55967 | 0.55967 | 0.16545 | 0.55967 | 0.7143 | 0.7143 | 0.50209 | 0.59046 | 0.3706 | 0.24044 | 0.24793 | 0.71715 | 0.65874 | 0.27164 | 0.55856 | 0.16848 | 0.50948 | 0.32326 | 0.16545 | 0.21762 | 0.32498 | 0.54204 | 0.45051 | 0.51441 | 0.38421 | 0.25239 | 0.25664 | 0.5364 | 0.5858 | 0.32808 | 0.43153 | 0.23995 | 0.43012 | 0.34573 | 0.21535 | 0.30388 | 0.36736 | 0.27977 | 0
Mar | 5 | 5 | Weekend | Sunday | 0.69329 | 0.83502 | 0.85889 | 0.66293 | 1 | 0.66293 | 0.66293 | 0.48326 | 0.66293 | 0.69329 | 0.69329 | 0.81928 | 0.60851 | 0.50165 | 0.34041 | 0.41962 | 0.86202 | 0.74783 | 0.26933 | 0.94268 | 0.16987 | 0.63545 | 0.42412 | 0.48326 | 0.54881 | 0.63366 | 0.54846 | 0.72701 | 0.54179 | 0.52975 | 0.30924 | 0.43593 | 0.64655 | 0.69007 | 0.32285 | 0.78838 | 0.24157 | 0.56889 | 0.38741 | 0.28535 | 0.3353 | 0.43923 | 0.26659 | 0
Mar | 5 | 6 | Weekend | Sunday | 0.7157 | 0.89222 | 0.93419 | 0.78766 | 0.0044079 | 0.78766 | 0.78766 | 0.47937 | 0.78766 | 0.7157 | 0.7157 | 0.9183 | 0.64839 | 0.74962 | 0.42916 | 0.53062 | 0.86691 | 0.73421 | 0.22778 | 1 | 0.1452 | 0.76052 | 0.43406 | 0.47937 | 0.50414 | 0.77779 | 0.49212 | 0.89859 | 0.57789 | 0.70344 | 0.32642 | 0.52997 | 0.62762 | 0.6891 | 0.2791 | 0.91256 | 0.20515 | 0.69956 | 0.29385 | 0.24523 | 0.2169 | 0.46728 | 0.18332 | 0
Mar | 5 | 7 | Weekend | Sunday | 0.74765 | 0.91666 | 0.98327 | 0.80219 | 0.0044079 | 0.80219 | 0.80219 | 0.86581 | 0.80219 | 0.74765 | 0.74765 | 0.94639 | 0.7023 | 1 | 0.47028 | 0.48377 | 0.83741 | 0.77535 | 0.22531 | 0.8893 | 0.14104 | 0.99973 | 0.43981 | 0.86581 | 0.89784 | 0.8362 | 0.51622 | 0.95703 | 0.63592 | 0.87454 | 0.38971 | 0.46676 | 0.60838 | 0.74501 | 0.27586 | 0.79572 | 0.2011 | 0.93168 | 0.31366 | 0.46337 | 0.41299 | 0.59479 | 0.20342 | 0
Mar | 5 | 8 | Weekend | Sunday | 0.79375 | 0.95175 | 1 | 0.79871 | 0.0044079 | 0.79871 | 0.79871 | 0.96129 | 0.79871 | 0.79375 | 0.79375 | 0.87359 | 0.73023 | 0.94893 | 0.46739 | 0.45268 | 0.74684 | 0.79256 | 0.2223 | 0.81732 | 0.13983 | 1 | 0.43459 | 0.96129 | 0.98619 | 0.84295 | 0.47373 | 0.84987 | 0.68297 | 0.83874 | 0.42691 | 0.4416 | 0.53933 | 0.77149 | 0.27453 | 0.7297 | 0.19896 | 0.93945 | 0.34739 | 0.64126 | 0.60082 | 0.65362 | 0.23796 | 0
Mar | 5 | 9 | Weekend | Sunday | 0.91171 | 0.9664 | 0.99951 | 0.75162 | 0.0044079 | 0.75162 | 0.75162 | 0.96022 | 0.75162 | 0.91171 | 0.91171 | 0.93469 | 0.76086 | 0.75891 | 0.41068 | 0.42146 | 0.64327 | 0.7845 | 0.22211 | 0.87525 | 0.14205 | 0.7825 | 0.41904 | 0.96022 | 0.96732 | 0.86876 | 0.44467 | 0.89316 | 0.72313 | 0.67264 | 0.38468 | 0.41503 | 0.46192 | 0.76898 | 0.27331 | 0.84075 | 0.19848 | 0.71379 | 0.34739 | 0.77181 | 0.7466 | 0.73579 | 0.2674 | 0
Mar | 5 | 10 | Weekend | Sunday | 0.98745 | 0.98821 | 0.99822 | 0.74408 | 0.0044079 | 0.74408 | 0.74408 | 0.91802 | 0.74408 | 0.98745 | 0.98745 | 0.98134 | 0.77544 | 0.66522 | 0.38457 | 0.41033 | 0.57881 | 0.77391 | 0.22142 | 0.90689 | 0.14126 | 0.66061 | 0.40414 | 0.91802 | 0.90857 | 0.93763 | 0.40284 | 0.96866 | 0.74241 | 0.60515 | 0.36734 | 0.4093 | 0.43289 | 0.75823 | 0.27383 | 0.93273 | 0.1981 | 0.59458 | 0.34739 | 0.80134 | 0.78129 | 0.85642 | 0.2638 | 0
Mar | 5 | 11 | Weekend | Sunday | 1 | 0.99628 | 0.98953 | 0.72554 | 0.0044079 | 0.72554 | 0.72554 | 0.90859 | 0.72554 | 1 | 1 | 0.95096 | 0.77783 | 0.61721 | 0.37856 | 0.40246 | 0.54734 | 0.74715 | 0.21916 | 0.87517 | 0.1381 | 0.63768 | 0.37574 | 0.90859 | 0.88778 | 0.94754 | 0.33868 | 0.96515 | 0.74712 | 0.58531 | 0.36735 | 0.40323 | 0.42977 | 0.73436 | 0.27276 | 0.92775 | 0.19595 | 0.58135 | 0.31366 | 0.8649 | 0.85068 | 0.89509 | 0.22174 | 0
Mar | 5 | 12 | Weekend | Sunday | 0.97458 | 0.98743 | 0.9786 | 0.71125 | 0.0044079 | 0.71125 | 0.71125 | 0.8992 | 0.71125 | 0.97458 | 0.97458 | 0.86399 | 0.76795 | 0.58736 | 0.37757 | 0.38966 | 0.52388 | 0.74869 | 0.21988 | 0.86218 | 0.13608 | 0.62904 | 0.35201 | 0.8992 | 0.874 | 0.92052 | 0.29889 | 0.85104 | 0.73697 | 0.55681 | 0.36762 | 0.39211 | 0.42025 | 0.73631 | 0.27132 | 0.91099 | 0.19403 | 0.57851 | 0.27993 | 0.88619 | 0.87382 | 0.8721 | 0.18264 | 0
Mar | 5 | 13 | Weekend | Sunday | 0.94424 | 0.98626 | 0.97571 | 0.69026 | 0.0044079 | 0.69026 | 0.69026 | 0.88913 | 0.69026 | 0.94424 | 0.94424 | 0.79671 | 0.76574 | 0.57015 | 0.32367 | 0.3522 | 0.49865 | 0.74554 | 0.21813 | 0.77938 | 0.13575 | 0.62356 | 0.34888 | 0.88913 | 0.86388 | 0.9022 | 0.28638 | 0.7863 | 0.73603 | 0.53852 | 0.30849 | 0.35508 | 0.41222 | 0.73292 | 0.27148 | 0.79761 | 0.19372 | 0.57685 | 0.27993 | 0.88606 | 0.87382 | 0.85904 | 0.18136 | 0
Mar | 5 | 14 | Weekend | Sunday | 0.92017 | 0.98997 | 0.95837 | 0.6896 | 0.0044079 | 0.6896 | 0.6896 | 0.87722 | 0.6896 | 0.92017 | 0.92017 | 0.80432 | 0.75203 | 0.56242 | 0.27053 | 0.31526 | 0.50693 | 0.73669 | 0.21909 | 0.73058 | 0.13566 | 0.6243 | 0.34292 | 0.87722 | 0.85386 | 0.8849 | 0.2866 | 0.78621 | 0.72921 | 0.53227 | 0.24953 | 0.3184 | 0.43132 | 0.72354 | 0.2715 | 0.73089 | 0.19362 | 0.57295 | 0.27993 | 0.88657 | 0.87382 | 0.84585 | 0.18223 | 0
Mar | 5 | 15 | Weekend | Sunday | 0.87724 | 0.98823 | 0.93785 | 0.7095 | 0.0044079 | 0.7095 | 0.7095 | 0.86931 | 0.7095 | 0.87724 | 0.87724 | 0.90735 | 0.73644 | 0.5686 | 0.30078 | 0.31664 | 0.61388 | 0.71002 | 0.21741 | 0.72983 | 0.13304 | 0.608 | 0.34604 | 0.86931 | 0.84815 | 0.87728 | 0.24627 | 0.89281 | 0.71829 | 0.56498 | 0.27819 | 0.32025 | 0.56197 | 0.69408 | 0.27115 | 0.72897 | 0.19336 | 0.59507 | 0.27993 | 0.88737 | 0.87382 | 0.84045 | 0.14991 | 0
Mar | 5 | 16 | Weekend | Sunday | 0.8363 | 0.96654 | 0.92175 | 0.78995 | 0.33627 | 0.78995 | 0.78995 | 0.85554 | 0.78995 | 0.8363 | 0.8363 | 0.9706 | 0.72042 | 0.62129 | 0.33258 | 0.33099 | 0.7751 | 0.69358 | 0.2191 | 0.81325 | 0.13374 | 0.65071 | 0.33734 | 0.85554 | 0.84107 | 0.85525 | 0.22358 | 0.9568 | 0.69902 | 0.63384 | 0.29969 | 0.3331 | 0.7475 | 0.67231 | 0.27093 | 0.83875 | 0.19321 | 0.6609 | 0.26306 | 0.82138 | 0.80442 | 0.79626 | 0.11859 | 0
Mar | 5 | 17 | Weekend | Sunday | 0.81461 | 0.94894 | 0.90975 | 0.8917 | 0.55751 | 0.8917 | 0.8917 | 0.80781 | 0.8917 | 0.81461 | 0.81461 | 1 | 0.6917 | 0.75468 | 0.31507 | 0.26605 | 0.91556 | 0.57355 | 0.23026 | 0.89846 | 0.14175 | 0.81124 | 0.29898 | 0.80781 | 0.81692 | 0.87691 | 0.29759 | 0.99327 | 0.66103 | 0.79074 | 0.30523 | 0.27423 | 0.90097 | 0.54544 | 0.28842 | 0.93882 | 0.20547 | 0.82477 | 0.2685 | 0.69738 | 0.69455 | 0.79491 | 0.1701 | 0
Mar | 5 | 18 | Weekend | Sunday | 0.79786 | 0.94943 | 0.8994 | 0.9636 | 1 | 0.9636 | 0.9636 | 0.63192 | 0.9636 | 0.79786 | 0.79786 | 0.93638 | 0.68592 | 0.87469 | 0.29607 | 0.22306 | 1 | 0.5626 | 0.25917 | 0.94914 | 0.15757 | 0.93074 | 0.32441 | 0.63192 | 0.68639 | 0.84946 | 0.40274 | 0.94845 | 0.64966 | 0.91725 | 0.31538 | 0.23148 | 0.99608 | 0.53301 | 0.32112 | 0.99799 | 0.22901 | 0.94425 | 0.34573 | 0.61173 | 0.68244 | 0.74157 | 0.25894 | 0
Mar | 5 | 19 | Weekend | Sunday | 0.82192 | 0.96683 | 0.89212 | 0.98919 | 1 | 0.98919 | 0.98919 | 0.52736 | 0.98919 | 0.82192 | 0.82192 | 0.87703 | 0.6576 | 0.92583 | 0.28779 | 0.22395 | 0.98806 | 0.54168 | 0.25759 | 0.87882 | 0.15863 | 0.97903 | 0.32212 | 0.52736 | 0.58182 | 0.79455 | 0.42484 | 0.88472 | 0.61194 | 0.96606 | 0.30657 | 0.2324 | 0.98083 | 0.50146 | 0.32149 | 0.88857 | 0.22983 | 0.99063 | 0.34573 | 0.53385 | 0.60791 | 0.66151 | 0.26275 | 0
Mar | 5 | 20 | Weekend | Sunday | 0.81553 | 0.92168 | 0.87594 | 0.93017 | 1 | 0.93017 | 0.93017 | 0.29425 | 0.93017 | 0.81553 | 0.81553 | 0.88482 | 0.63248 | 0.92908 | 0.27544 | 0.22872 | 0.91252 | 0.48089 | 0.2586 | 0.84744 | 0.16639 | 0.99273 | 0.32306 | 0.29425 | 0.34833 | 0.7183 | 0.44032 | 0.88342 | 0.57824 | 0.9622 | 0.2924 | 0.23661 | 0.89104 | 0.43824 | 0.321 | 0.82026 | 0.23107 | 1 | 0.34789 | 0.34367 | 0.43165 | 0.58182 | 0.26538 | 0
Mar | 5 | 21 | Weekend | Sunday | 0.76928 | 0.86777 | 0.85148 | 0.86026 | 1 | 0.86026 | 0.86026 | 0.16969 | 0.86026 | 0.76928 | 0.76928 | 0.86579 | 0.626 | 0.90427 | 0.25407 | 0.22836 | 0.78675 | 0.44351 | 0.25699 | 0.85864 | 0.16511 | 0.85389 | 0.32651 | 0.16969 | 0.22306 | 0.40841 | 0.45405 | 0.88116 | 0.56737 | 0.85528 | 0.26932 | 0.23751 | 0.73052 | 0.39641 | 0.32015 | 0.81697 | 0.23112 | 0.8321 | 0.34789 | 0.2306 | 0.32128 | 0.39375 | 0.26774 | 0
Mar | 5 | 22 | Weekend | Sunday | 0.75451 | 0.85036 | 0.82333 | 0.75152 | 1 | 0.75152 | 0.75152 | 0.15672 | 0.75152 | 0.75451 | 0.75451 | 0.83621 | 0.62286 | 0.73613 | 0.23368 | 0.23476 | 0.66019 | 0.44406 | 0.25927 | 0.89032 | 0.16242 | 0.62897 | 0.3242 | 0.15672 | 0.21023 | 0.33273 | 0.45972 | 0.89165 | 0.56153 | 0.6502 | 0.24647 | 0.2434 | 0.57335 | 0.39374 | 0.32243 | 0.84194 | 0.23297 | 0.57438 | 0.34789 | 0.21298 | 0.30279 | 0.40509 | 0.26867 | 0
Mar | 5 | 23 | Weekend | Sunday | 0.7264 | 0.86195 | 0.80039 | 0.64862 | 1 | 0.64862 | 0.64862 | 0.16054 | 0.64862 | 0.7264 | 0.7264 | 0.65861 | 0.63235 | 0.45362 | 0.2515 | 0.24966 | 0.52948 | 0.42333 | 0.2598 | 0.71312 | 0.15911 | 0.46255 | 0.35688 | 0.16054 | 0.2134 | 0.32849 | 0.42718 | 0.6483 | 0.58025 | 0.45255 | 0.26831 | 0.25931 | 0.45528 | 0.37731 | 0.32184 | 0.61675 | 0.22952 | 0.42132 | 0.38388 | 0.21817 | 0.30736 | 0.40012 | 0.26312 | 0
Mar | 6 | 24 | Weekday | Monday | 0.70378 | 0.84019 | 0.79026 | 0.57764 | 1 | 0.57764 | 0.57764 | 0.15889 | 0.57764 | 0.70378 | 0.70378 | 0.3431 | 0.62965 | 0.35905 | 0.25584 | 0.25725 | 0.49974 | 0.41638 | 0.25942 | 0.39276 | 0.15894 | 0.43237 | 0.36434 | 0.15889 | 0.21219 | 0.28115 | 0.42433 | 0.39915 | 0.57596 | 0.39274 | 0.27259 | 0.26705 | 0.4146 | 0.37454 | 0.32073 | 0.38998 | 0.22897 | 0.38647 | 0.3912 | 0.21593 | 0.3054 | 0.34128 | 0.26253 | 0
Mar | 6 | 1 | Weekday | Monday | 0.70636 | 0.80398 | 0.78304 | 0.55341 | 1 | 0.55341 | 0.55341 | 0.15961 | 0.55341 | 0.70636 | 0.70636 | 0.20662 | 0.62802 | 0.33007 | 0.25564 | 0.25612 | 0.50033 | 0.43798 | 0.25839 | 0.25573 | 0.15932 | 0.41517 | 0.36457 | 0.15961 | 0.21313 | 0.27562 | 0.43902 | 0.33797 | 0.57276 | 0.36751 | 0.27255 | 0.26592 | 0.406 | 0.39081 | 0.32063 | 0.33853 | 0.22907 | 0.36678 | 0.39145 | 0.21616 | 0.30554 | 0.33244 | 0.26512 | 0
Mar | 6 | 2 | Weekday | Monday | 0.68425 | 0.76781 | 0.75731 | 0.52921 | 0.97004 | 0.52921 | 0.52921 | 0.16086 | 0.52921 | 0.68425 | 0.68425 | 0.20719 | 0.62603 | 0.3164 | 0.2565 | 0.25801 | 0.50532 | 0.42914 | 0.25915 | 0.25748 | 0.16009 | 0.41129 | 0.36378 | 0.16086 | 0.2138 | 0.2771 | 0.43421 | 0.33833 | 0.56934 | 0.35073 | 0.27276 | 0.26778 | 0.40216 | 0.38735 | 0.32092 | 0.33911 | 0.23023 | 0.36134 | 0.39145 | 0.21651 | 0.30564 | 0.33261 | 0.26423 | 0
Mar | 6 | 3 | Weekday | Monday | 0.70026 | 0.78787 | 0.78321 | 0.53986 | 1 | 0.53986 | 0.53986 | 0.16269 | 0.53986 | 0.70026 | 0.70026 | 0.2098 | 0.66118 | 0.33401 | 0.26336 | 0.25738 | 0.54236 | 0.54664 | 0.26157 | 0.26327 | 0.16146 | 0.42973 | 0.36502 | 0.16269 | 0.21557 | 0.31363 | 0.45206 | 0.34379 | 0.60963 | 0.36173 | 0.28022 | 0.26716 | 0.43632 | 0.49249 | 0.32307 | 0.34757 | 0.23168 | 0.37556 | 0.39234 | 0.21693 | 0.3059 | 0.37288 | 0.26748 | 0
Mar | 6 | 4 | Weekday | Monday | 0.7039 | 0.79344 | 0.80318 | 0.55254 | 1 | 0.55254 | 0.55254 | 0.16427 | 0.55254 | 0.7039 | 0.7039 | 0.46734 | 0.72157 | 0.42397 | 0.29687 | 0.27323 | 0.64019 | 0.67325 | 0.26342 | 0.51755 | 0.16291 | 0.4944 | 0.37992 | 0.16427 | 0.21635 | 0.33786 | 0.44762 | 0.4607 | 0.63068 | 0.43076 | 0.31515 | 0.28319 | 0.53058 | 0.58761 | 0.32468 | 0.44375 | 0.23302 | 0.4383 | 0.40759 | 0.21738 | 0.30601 | 0.39747 | 0.26643 | 0
Mar | 6 | 5 | Weekday | Monday | 0.68493 | 0.83211 | 0.85629 | 0.65709 | 1 | 0.65709 | 0.65709 | 0.65158 | 0.65709 | 0.68493 | 0.68493 | 0.75673 | 0.80541 | 0.66758 | 0.47678 | 0.70588 | 0.78393 | 0.82289 | 0.61464 | 0.87337 | 0.62634 | 0.71628 | 0.61444 | 0.65158 | 0.72587 | 0.6392 | 0.57194 | 0.74197 | 0.7346 | 0.66808 | 0.37907 | 0.73473 | 0.63685 | 0.75452 | 0.34944 | 0.80914 | 0.32244 | 0.67122 | 0.49935 | 0.34127 | 0.36871 | 0.51268 | 0.32104 | 0
Mar | 6 | 6 | Weekday | Monday | 0.71124 | 0.89164 | 0.93422 | 0.78148 | 0.0044079 | 0.78148 | 0.78148 | 0.84106 | 0.78148 | 0.71124 | 0.71124 | 0.89076 | 0.87894 | 0.93894 | 0.60928 | 0.88133 | 0.79787 | 0.91339 | 0.88408 | 0.93592 | 0.95066 | 0.9001 | 0.70755 | 0.84106 | 0.88269 | 0.76869 | 0.67723 | 0.90409 | 0.84198 | 0.88368 | 0.44574 | 0.88348 | 0.6271 | 0.8731 | 0.57163 | 0.91399 | 0.57063 | 0.867 | 0.47611 | 0.39354 | 0.33585 | 0.55231 | 0.45274 | 0
Mar | 6 | 7 | Weekday | Monday | 0.75017 | 0.91748 | 0.98292 | 0.79565 | 0.0044079 | 0.79565 | 0.79565 | 0.87001 | 0.79565 | 0.75017 | 0.75017 | 0.93869 | 0.92816 | 0.91831 | 0.89027 | 1 | 0.79237 | 0.96334 | 0.99418 | 0.8307 | 1 | 0.89238 | 0.93003 | 0.87001 | 0.89778 | 0.88992 | 0.86385 | 0.95801 | 0.90286 | 0.84389 | 0.82725 | 1 | 0.62978 | 0.93885 | 0.86724 | 0.7922 | 0.80965 | 0.84904 | 0.81537 | 0.57948 | 0.53207 | 0.7495 | 0.72882 | 0
Mar | 6 | 8 | Weekday | Monday | 0.79783 | 0.95508 | 0.99692 | 0.78644 | 0.0044079 | 0.78644 | 0.78644 | 0.9744 | 0.78644 | 0.79783 | 0.79783 | 0.83642 | 0.96433 | 0.77318 | 1 | 0.98333 | 0.72418 | 0.99206 | 1 | 0.76375 | 0.97867 | 0.8257 | 1 | 0.9744 | 0.98787 | 0.98383 | 0.99297 | 0.84626 | 0.94647 | 0.72701 | 0.99799 | 0.99473 | 0.5762 | 0.98379 | 0.96043 | 0.73123 | 0.88767 | 0.78114 | 0.98833 | 0.85217 | 0.83078 | 0.91941 | 0.93977 | 0
Mar | 6 | 9 | Weekday | Monday | 0.91221 | 0.96904 | 0.99564 | 0.7362 | 0.0044079 | 0.7362 | 0.7362 | 1 | 0.7362 | 0.91221 | 0.91221 | 0.87805 | 0.98693 | 0.64523 | 0.94979 | 0.90294 | 0.63243 | 1 | 0.98279 | 0.81695 | 0.95541 | 0.68863 | 0.96894 | 1 | 1 | 0.96425 | 1 | 0.89902 | 0.97452 | 0.61122 | 0.96324 | 0.91892 | 0.50118 | 1 | 0.97835 | 0.84749 | 0.9118 | 0.64202 | 0.99062 | 0.97969 | 0.97336 | 0.93142 | 1 | 0
Mar | 6 | 10 | Weekday | Monday | 0.988 | 0.99072 | 0.9945 | 0.72895 | 0.0044079 | 0.72895 | 0.72895 | 0.96341 | 0.72895 | 0.988 | 0.988 | 0.91899 | 0.99666 | 0.57804 | 0.93359 | 0.88702 | 0.58246 | 0.99326 | 0.97028 | 0.85567 | 0.94566 | 0.61975 | 0.95867 | 0.96341 | 0.95152 | 1 | 0.96883 | 0.97205 | 0.98777 | 0.56681 | 0.95498 | 0.90562 | 0.47756 | 0.99793 | 0.99449 | 0.93713 | 0.94269 | 0.57449 | 0.9934 | 0.99666 | 0.99431 | 1 | 1 | 0
Mar | 6 | 11 | Weekday | Monday | 0.99981 | 1 | 0.98813 | 0.71524 | 0.0044079 | 0.71524 | 0.71524 | 0.92969 | 0.71524 | 0.99981 | 0.99981 | 0.88647 | 0.98378 | 0.56366 | 0.91335 | 0.88941 | 0.55183 | 0.96058 | 0.96149 | 0.82674 | 0.94378 | 0.61223 | 0.92998 | 0.92969 | 0.91036 | 0.98223 | 0.89729 | 0.97263 | 0.97748 | 0.57014 | 0.93537 | 0.91023 | 0.47289 | 0.96597 | 1 | 0.93371 | 0.97254 | 0.5759 | 0.96421 | 0.9959 | 0.9951 | 0.99688 | 0.93878 | 0
Mar | 6 | 12 | Weekday | Monday | 0.97142 | 0.99245 | 0.97639 | 0.70184 | 0.0044079 | 0.70184 | 0.70184 | 0.91032 | 0.70184 | 0.97142 | 0.97142 | 0.78324 | 0.99107 | 0.55608 | 0.9268 | 0.87718 | 0.52761 | 0.9643 | 0.95738 | 0.80037 | 0.95062 | 0.61015 | 0.93931 | 0.91032 | 0.8863 | 0.94463 | 0.90906 | 0.85474 | 0.98762 | 0.56316 | 0.95465 | 0.89954 | 0.4655 | 0.97215 | 0.98861 | 0.91929 | 0.99207 | 0.57846 | 0.98177 | 0.99631 | 0.99582 | 0.96443 | 0.96735 | 0
Mar | 6 | 13 | Weekday | Monday | 0.93614 | 0.99201 | 0.97471 | 0.68281 | 0.0044079 | 0.68281 | 0.68281 | 0.89878 | 0.68281 | 0.93614 | 0.93614 | 0.7269 | 1 | 0.54787 | 0.93458 | 0.84021 | 0.51056 | 0.96807 | 0.95611 | 0.71885 | 0.95419 | 0.61137 | 0.94369 | 0.89878 | 0.8724 | 0.92837 | 0.92963 | 0.7931 | 0.9982 | 0.54969 | 0.97114 | 0.86264 | 0.46051 | 0.98169 | 0.98517 | 0.79992 | 1 | 0.57887 | 0.99957 | 0.9974 | 0.99736 | 0.9508 | 1 | 0
Mar | 6 | 14 | Weekday | Monday | 0.91256 | 0.99501 | 0.95885 | 0.68289 | 0.0044079 | 0.68289 | 0.68289 | 0.88815 | 0.68289 | 0.91256 | 0.91256 | 0.75113 | 0.99803 | 0.54831 | 0.93218 | 0.82024 | 0.52607 | 0.9434 | 0.95218 | 0.68701 | 0.93275 | 0.60856 | 0.94082 | 0.88815 | 0.86161 | 0.91315 | 0.92897 | 0.79205 | 0.99893 | 0.54865 | 0.97127 | 0.84304 | 0.4812 | 0.96039 | 0.97871 | 0.73663 | 0.98216 | 0.57577 | 1 | 0.99895 | 1 | 0.93652 | 1 | 0
Mar | 6 | 15 | Weekday | Monday | 0.86956 | 0.99228 | 0.93916 | 0.70609 | 0.0044079 | 0.70609 | 0.70609 | 0.88969 | 0.70609 | 0.86956 | 0.86956 | 0.87225 | 0.99717 | 0.5625 | 0.96086 | 0.83221 | 0.64252 | 0.92176 | 0.9244 | 0.69473 | 0.89027 | 0.59903 | 0.94109 | 0.88969 | 0.86564 | 0.91091 | 0.93449 | 0.90523 | 1 | 0.58803 | 1 | 0.85455 | 0.61747 | 0.94478 | 0.96413 | 0.73438 | 0.96013 | 0.60066 | 0.99934 | 0.99955 | 0.99986 | 0.93178 | 1 | 0
Mar | 6 | 16 | Weekday | Monday | 0.82679 | 0.96907 | 0.92328 | 0.78679 | 0.32119 | 0.78679 | 0.78679 | 0.90789 | 0.78679 | 0.82679 | 0.82679 | 0.9281 | 0.99404 | 0.64228 | 0.91118 | 0.80772 | 0.78647 | 0.91789 | 0.78445 | 0.78009 | 0.80989 | 0.6738 | 0.73929 | 0.90789 | 0.88845 | 0.91612 | 0.54776 | 0.96575 | 0.99866 | 0.67693 | 0.94136 | 0.82905 | 0.77898 | 0.93741 | 0.79326 | 0.84994 | 0.83016 | 0.69702 | 0.7569 | 1 | 0.99844 | 0.9304 | 0.54831 | 0
Mar | 6 | 17 | Weekday | Monday | 0.80288 | 0.94863 | 0.91149 | 0.89461 | 0.68322 | 0.89461 | 0.89461 | 0.85459 | 0.89461 | 0.80288 | 0.80288 | 0.95197 | 0.87254 | 0.83077 | 0.78359 | 0.70432 | 0.90509 | 0.71942 | 0.74552 | 0.85891 | 0.79126 | 0.8051 | 0.64087 | 0.85459 | 0.85507 | 0.93867 | 0.28494 | 1 | 0.86641 | 0.83489 | 0.7878 | 0.71919 | 0.90624 | 0.72186 | 0.71815 | 0.94235 | 0.75859 | 0.82037 | 0.59906 | 0.88709 | 0.89579 | 0.94314 | 0.22322 | 0
Mar | 6 | 18 | Weekday | Monday | 0.78595 | 0.95081 | 0.90096 | 0.97322 | 1 | 0.97322 | 0.97322 | 0.8814 | 0.97322 | 0.78595 | 0.78595 | 0.89347 | 0.80504 | 0.89701 | 0.74096 | 0.71909 | 0.98657 | 0.65016 | 0.78683 | 0.91606 | 0.797 | 0.90167 | 0.74312 | 0.8814 | 0.92683 | 0.93877 | 0.33628 | 0.94669 | 0.79159 | 0.92859 | 0.72501 | 0.73087 | 1 | 0.64428 | 0.74847 | 1 | 0.75134 | 0.92089 | 0.68076 | 0.88182 | 0.94279 | 0.92635 | 0.24762 | 0
Mar | 6 | 19 | Weekday | Monday | 0.81001 | 0.96922 | 0.89466 | 1 | 1 | 1 | 1 | 0.86246 | 1 | 0.81001 | 0.81001 | 0.84126 | 0.74741 | 0.91747 | 0.65379 | 0.69127 | 0.97165 | 0.60771 | 0.79857 | 0.83742 | 0.79986 | 0.97088 | 0.73218 | 0.86246 | 0.91495 | 0.87307 | 0.36534 | 0.88564 | 0.72128 | 0.98521 | 0.61488 | 0.69842 | 0.98338 | 0.58088 | 0.7471 | 0.88406 | 0.73841 | 0.99794 | 0.65138 | 0.82202 | 0.87838 | 0.83316 | 0.25262 | 0
Mar | 6 | 20 | Weekday | Monday | 0.80544 | 0.92275 | 0.87879 | 0.93469 | 1 | 0.93469 | 0.93469 | 0.54869 | 0.93469 | 0.80544 | 0.80544 | 0.83965 | 0.69895 | 0.97656 | 0.61002 | 0.69206 | 0.88799 | 0.5067 | 0.4679 | 0.80358 | 0.3989 | 0.98357 | 0.72899 | 0.54869 | 0.60618 | 0.70914 | 0.37479 | 0.88349 | 0.66405 | 1 | 0.5537 | 0.69675 | 0.88899 | 0.47513 | 0.46768 | 0.82032 | 0.39775 | 0.99469 | 0.63573 | 0.52861 | 0.60097 | 0.64757 | 0.25414 | 0
Mar | 6 | 21 | Weekday | Monday | 0.75725 | 0.86562 | 0.85587 | 0.86071 | 1 | 0.86071 | 0.86071 | 0.23581 | 0.86071 | 0.75725 | 0.75725 | 0.82488 | 0.66024 | 0.86875 | 0.41027 | 0.43531 | 0.75509 | 0.43133 | 0.26208 | 0.81437 | 0.15906 | 0.7998 | 0.51852 | 0.23581 | 0.28951 | 0.41402 | 0.39556 | 0.88169 | 0.61819 | 0.8515 | 0.39727 | 0.44246 | 0.7254 | 0.39404 | 0.3201 | 0.81793 | 0.22776 | 0.78831 | 0.4906 | 0.27742 | 0.36363 | 0.42161 | 0.25777 | 0
Mar | 6 | 22 | Weekday | Monday | 0.74443 | 0.84475 | 0.82811 | 0.74836 | 1 | 0.74836 | 0.74836 | 0.15888 | 0.74836 | 0.74443 | 0.74443 | 0.80179 | 0.64018 | 0.65006 | 0.28001 | 0.25563 | 0.62262 | 0.416 | 0.2625 | 0.84576 | 0.15935 | 0.57178 | 0.37022 | 0.15888 | 0.21202 | 0.3562 | 0.39901 | 0.89279 | 0.59277 | 0.62476 | 0.30004 | 0.26539 | 0.56698 | 0.37557 | 0.3229 | 0.84418 | 0.22901 | 0.53821 | 0.39852 | 0.21591 | 0.30538 | 0.43379 | 0.25824 | 0
Mar | 6 | 23 | Weekday | Monday | 0.71672 | 0.85719 | 0.8064 | 0.64174 | 1 | 0.64174 | 0.64174 | 0.16054 | 0.64174 | 0.71672 | 0.71672 | 0.65861 | 0.63235 | 0.45362 | 0.2515 | 0.24966 | 0.52948 | 0.42333 | 0.2598 | 0.71312 | 0.15911 | 0.46255 | 0.35688 | 0.16054 | 0.2134 | 0.32849 | 0.42718 | 0.6483 | 0.58025 | 0.45255 | 0.26831 | 0.25931 | 0.45528 | 0.37731 | 0.32184 | 0.61675 | 0.22952 | 0.42132 | 0.38388 | 0.21817 | 0.30736 | 0.40012 | 0.26312 | 0
Mar | 7 | 24 | Weekday | Tuesday | 0.70378 | 0.84019 | 0.79026 | 0.57764 | 1 | 0.57764 | 0.57764 | 0.15889 | 0.57764 | 0.70378 | 0.70378 | 0.3431 | 0.62965 | 0.35905 | 0.25584 | 0.25725 | 0.49974 | 0.41638 | 0.25942 | 0.39276 | 0.15894 | 0.43237 | 0.36434 | 0.15889 | 0.21219 | 0.28115 | 0.42433 | 0.39915 | 0.57596 | 0.39274 | 0.27259 | 0.26705 | 0.4146 | 0.37454 | 0.32073 | 0.38998 | 0.22897 | 0.38647 | 0.3912 | 0.21593 | 0.3054 | 0.34128 | 0.26253 | 0
Mar | 7 | 1 | Weekday | Tuesday | 0.70636 | 0.80398 | 0.78304 | 0.55341 | 1 | 0.55341 | 0.55341 | 0.15961 | 0.55341 | 0.70636 | 0.70636 | 0.20662 | 0.62802 | 0.33007 | 0.25564 | 0.25612 | 0.50033 | 0.43798 | 0.25839 | 0.25573 | 0.15932 | 0.41517 | 0.36457 | 0.15961 | 0.21313 | 0.27562 | 0.43902 | 0.33797 | 0.57276 | 0.36751 | 0.27255 | 0.26592 | 0.406 | 0.39081 | 0.32063 | 0.33853 | 0.22907 | 0.36678 | 0.39145 | 0.21616 | 0.30554 | 0.33244 | 0.26512 | 0
Mar | 7 | 2 | Weekday | Tuesday | 0.68425 | 0.76781 | 0.75731 | 0.52921 | 0.97004 | 0.52921 | 0.52921 | 0.16086 | 0.52921 | 0.68425 | 0.68425 | 0.20719 | 0.62603 | 0.3164 | 0.2565 | 0.25801 | 0.50532 | 0.42914 | 0.25915 | 0.25748 | 0.16009 | 0.41129 | 0.36378 | 0.16086 | 0.2138 | 0.2771 | 0.43421 | 0.33833 | 0.56934 | 0.35073 | 0.27276 | 0.26778 | 0.40216 | 0.38735 | 0.32092 | 0.33911 | 0.23023 | 0.36134 | 0.39145 | 0.21651 | 0.30564 | 0.33261 | 0.26423 | 0
Mar | 7 | 3 | Weekday | Tuesday | 0.70026 | 0.78787 | 0.78321 | 0.53986 | 1 | 0.53986 | 0.53986 | 0.16269 | 0.53986 | 0.70026 | 0.70026 | 0.2098 | 0.66118 | 0.33401 | 0.26336 | 0.25738 | 0.54236 | 0.54664 | 0.26157 | 0.26327 | 0.16146 | 0.42973 | 0.36502 | 0.16269 | 0.21557 | 0.31363 | 0.45206 | 0.34379 | 0.60963 | 0.36173 | 0.28022 | 0.26716 | 0.43632 | 0.49249 | 0.32307 | 0.34757 | 0.23168 | 0.37556 | 0.39234 | 0.21693 | 0.3059 | 0.37288 | 0.26748 | 0
Mar | 7 | 4 | Weekday | Tuesday | 0.7039 | 0.79344 | 0.80318 | 0.55254 | 1 | 0.55254 | 0.55254 | 0.16427 | 0.55254 | 0.7039 | 0.7039 | 0.46734 | 0.72157 | 0.42397 | 0.29687 | 0.27323 | 0.64019 | 0.67325 | 0.26342 | 0.51755 | 0.16291 | 0.4944 | 0.37992 | 0.16427 | 0.21635 | 0.33786 | 0.44762 | 0.4607 | 0.63068 | 0.43076 | 0.31515 | 0.28319 | 0.53058 | 0.58761 | 0.32468 | 0.44375 | 0.23302 | 0.4383 | 0.40759 | 0.21738 | 0.30601 | 0.39747 | 0.26643 | 0
Mar | 7 | 5 | Weekday | Tuesday | 0.68493 | 0.83211 | 0.85629 | 0.65709 | 1 | 0.65709 | 0.65709 | 0.65158 | 0.65709 | 0.68493 | 0.68493 | 0.75673 | 0.80541 | 0.66758 | 0.47678 | 0.70588 | 0.78393 | 0.82289 | 0.61464 | 0.87337 | 0.62634 | 0.71628 | 0.61444 | 0.65158 | 0.72587 | 0.6392 | 0.57194 | 0.74197 | 0.7346 | 0.66808 | 0.37907 | 0.73473 | 0.63685 | 0.75452 | 0.34944 | 0.80914 | 0.32244 | 0.67122 | 0.49935 | 0.34127 | 0.36871 | 0.51268 | 0.32104 | 0
Mar | 7 | 6 | Weekday | Tuesday | 0.71124 | 0.89164 | 0.93422 | 0.78148 | 0.0044079 | 0.78148 | 0.78148 | 0.84106 | 0.78148 | 0.71124 | 0.71124 | 0.89076 | 0.87894 | 0.93894 | 0.60928 | 0.88133 | 0.79787 | 0.91339 | 0.88408 | 0.93592 | 0.95066 | 0.9001 | 0.70755 | 0.84106 | 0.88269 | 0.76869 | 0.67723 | 0.90409 | 0.84198 | 0.88368 | 0.44574 | 0.88348 | 0.6271 | 0.8731 | 0.57163 | 0.91399 | 0.57063 | 0.867 | 0.47611 | 0.39354 | 0.33585 | 0.55231 | 0.45274 | 0
Mar | 7 | 7 | Weekday | Tuesday | 0.75017 | 0.91748 | 0.98292 | 0.79565 | 0.0044079 | 0.79565 | 0.79565 | 0.87001 | 0.79565 | 0.75017 | 0.75017 | 0.93869 | 0.92816 | 0.91831 | 0.89027 | 1 | 0.79237 | 0.96334 | 0.99418 | 0.8307 | 1 | 0.89238 | 0.93003 | 0.87001 | 0.89778 | 0.88992 | 0.86385 | 0.95801 | 0.90286 | 0.84389 | 0.82725 | 1 | 0.62978 | 0.93885 | 0.86724 | 0.7922 | 0.80965 | 0.84904 | 0.81537 | 0.57948 | 0.53207 | 0.7495 | 0.72882 | 0
Mar | 7 | 8 | Weekday | Tuesday | 0.79783 | 0.95508 | 0.99692 | 0.78644 | 0.0044079 | 0.78644 | 0.78644 | 0.9744 | 0.78644 | 0.79783 | 0.79783 | 0.83642 | 0.96433 | 0.77318 | 1 | 0.98333 | 0.72418 | 0.99206 | 1 | 0.76375 | 0.97867 | 0.8257 | 1 | 0.9744 | 0.98787 | 0.98383 | 0.99297 | 0.84626 | 0.94647 | 0.72701 | 0.99799 | 0.99473 | 0.5762 | 0.98379 | 0.96043 | 0.73123 | 0.88767 | 0.78114 | 0.98833 | 0.85217 | 0.83078 | 0.91941 | 0.93977 | 0
Mar | 7 | 9 | Weekday | Tuesday | 0.91221 | 0.96904 | 0.99564 | 0.7362 | 0.0044079 | 0.7362 | 0.7362 | 1 | 0.7362 | 0.91221 | 0.91221 | 0.87805 | 0.98693 | 0.64523 | 0.94979 | 0.90294 | 0.63243 | 1 | 0.98279 | 0.81695 | 0.95541 | 0.68863 | 0.96894 | 1 | 1 | 0.96425 | 1 | 0.89902 | 0.97452 | 0.61122 | 0.96324 | 0.91892 | 0.50118 | 1 | 0.97835 | 0.84749 | 0.9118 | 0.64202 | 0.99062 | 0.97969 | 0.97336 | 0.93142 | 1 | 0
Mar | 7 | 10 | Weekday | Tuesday | 0.988 | 0.99072 | 0.9945 | 0.72895 | 0.0044079 | 0.72895 | 0.72895 | 0.96341 | 0.72895 | 0.988 | 0.988 | 0.91899 | 0.99666 | 0.57804 | 0.93359 | 0.88702 | 0.58246 | 0.99326 | 0.97028 | 0.85567 | 0.94566 | 0.61975 | 0.95867 | 0.96341 | 0.95152 | 1 | 0.96883 | 0.97205 | 0.98777 | 0.56681 | 0.95498 | 0.90562 | 0.47756 | 0.99793 | 0.99449 | 0.93713 | 0.94269 | 0.57449 | 0.9934 | 0.99666 | 0.99431 | 1 | 1 | 0
Mar | 7 | 11 | Weekday | Tuesday | 0.99981 | 1 | 0.98813 | 0.71524 | 0.0044079 | 0.71524 | 0.71524 | 0.92969 | 0.71524 | 0.99981 | 0.99981 | 0.88647 | 0.98378 | 0.56366 | 0.91335 | 0.88941 | 0.55183 | 0.96058 | 0.96149 | 0.82674 | 0.94378 | 0.61223 | 0.92998 | 0.92969 | 0.91036 | 0.98223 | 0.89729 | 0.97263 | 0.97748 | 0.57014 | 0.93537 | 0.91023 | 0.47289 | 0.96597 | 1 | 0.93371 | 0.97254 | 0.5759 | 0.96421 | 0.9959 | 0.9951 | 0.99688 | 0.93878 | 0
Mar | 7 | 12 | Weekday | Tuesday | 0.97142 | 0.99245 | 0.97639 | 0.70184 | 0.0044079 | 0.70184 | 0.70184 | 0.91032 | 0.70184 | 0.97142 | 0.97142 | 0.78324 | 0.99107 | 0.55608 | 0.9268 | 0.87718 | 0.52761 | 0.9643 | 0.95738 | 0.80037 | 0.95062 | 0.61015 | 0.93931 | 0.91032 | 0.8863 | 0.94463 | 0.90906 | 0.85474 | 0.98762 | 0.56316 | 0.95465 | 0.89954 | 0.4655 | 0.97215 | 0.98861 | 0.91929 | 0.99207 | 0.57846 | 0.98177 | 0.99631 | 0.99582 | 0.96443 | 0.96735 | 0
Mar | 7 | 13 | Weekday | Tuesday | 0.93614 | 0.99201 | 0.97471 | 0.68281 | 0.0044079 | 0.68281 | 0.68281 | 0.89878 | 0.68281 | 0.93614 | 0.93614 | 0.7269 | 1 | 0.54787 | 0.93458 | 0.84021 | 0.51056 | 0.96807 | 0.95611 | 0.71885 | 0.95419 | 0.61137 | 0.94369 | 0.89878 | 0.8724 | 0.92837 | 0.92963 | 0.7931 | 0.9982 | 0.54969 | 0.97114 | 0.86264 | 0.46051 | 0.98169 | 0.98517 | 0.79992 | 1 | 0.57887 | 0.99957 | 0.9974 | 0.99736 | 0.9508 | 1 | 0
Mar | 7 | 14 | Weekday | Tuesday | 0.91256 | 0.99501 | 0.95885 | 0.68289 | 0.0044079 | 0.68289 | 0.68289 | 0.88815 | 0.68289 | 0.91256 | 0.91256 | 0.75113 | 0.99803 | 0.54831 | 0.93218 | 0.82024 | 0.52607 | 0.9434 | 0.95218 | 0.68701 | 0.93275 | 0.60856 | 0.94082 | 0.88815 | 0.86161 | 0.91315 | 0.92897 | 0.79205 | 0.99893 | 0.54865 | 0.97127 | 0.84304 | 0.4812 | 0.96039 | 0.97871 | 0.73663 | 0.98216 | 0.57577 | 1 | 0.99895 | 1 | 0.93652 | 1 | 0
Mar | 7 | 15 | Weekday | Tuesday | 0.86956 | 0.99228 | 0.93916 | 0.70609 | 0.0044079 | 0.70609 | 0.70609 | 0.88969 | 0.70609 | 0.86956 | 0.86956 | 0.87225 | 0.99717 | 0.5625 | 0.96086 | 0.83221 | 0.64252 | 0.92176 | 0.9244 | 0.69473 | 0.89027 | 0.59903 | 0.94109 | 0.88969 | 0.86564 | 0.91091 | 0.93449 | 0.90523 | 1 | 0.58803 | 1 | 0.85455 | 0.61747 | 0.94478 | 0.96413 | 0.73438 | 0.96013 | 0.60066 | 0.99934 | 0.99955 | 0.99986 | 0.93178 | 1 | 0
Mar | 7 | 16 | Weekday | Tuesday | 0.82679 | 0.96907 | 0.92328 | 0.78679 | 0.32119 | 0.78679 | 0.78679 | 0.90789 | 0.78679 | 0.82679 | 0.82679 | 0.9281 | 0.99404 | 0.64228 | 0.91118 | 0.80772 | 0.78647 | 0.91789 | 0.78445 | 0.78009 | 0.80989 | 0.6738 | 0.73929 | 0.90789 | 0.88845 | 0.91612 | 0.54776 | 0.96575 | 0.99866 | 0.67693 | 0.94136 | 0.82905 | 0.77898 | 0.93741 | 0.79326 | 0.84994 | 0.83016 | 0.69702 | 0.7569 | 1 | 0.99844 | 0.9304 | 0.54831 | 0
Mar | 7 | 17 | Weekday | Tuesday | 0.80288 | 0.94863 | 0.91149 | 0.89461 | 0.68322 | 0.89461 | 0.89461 | 0.85459 | 0.89461 | 0.80288 | 0.80288 | 0.95197 | 0.87254 | 0.83077 | 0.78359 | 0.70432 | 0.90509 | 0.71942 | 0.74552 | 0.85891 | 0.79126 | 0.8051 | 0.64087 | 0.85459 | 0.85507 | 0.93867 | 0.28494 | 1 | 0.86641 | 0.83489 | 0.7878 | 0.71919 | 0.90624 | 0.72186 | 0.71815 | 0.94235 | 0.75859 | 0.82037 | 0.59906 | 0.88709 | 0.89579 | 0.94314 | 0.22322 | 0
Mar | 7 | 18 | Weekday | Tuesday | 0.78595 | 0.95081 | 0.90096 | 0.97322 | 1 | 0.97322 | 0.97322 | 0.8814 | 0.97322 | 0.78595 | 0.78595 | 0.89347 | 0.80504 | 0.89701 | 0.74096 | 0.71909 | 0.98657 | 0.65016 | 0.78683 | 0.91606 | 0.797 | 0.90167 | 0.74312 | 0.8814 | 0.92683 | 0.93877 | 0.33628 | 0.94669 | 0.79159 | 0.92859 | 0.72501 | 0.73087 | 1 | 0.64428 | 0.74847 | 1 | 0.75134 | 0.92089 | 0.68076 | 0.88182 | 0.94279 | 0.92635 | 0.24762 | 0
Mar | 7 | 19 | Weekday | Tuesday | 0.81001 | 0.96922 | 0.89466 | 1 | 1 | 1 | 1 | 0.86246 | 1 | 0.81001 | 0.81001 | 0.84126 | 0.74741 | 0.91747 | 0.65379 | 0.69127 | 0.97165 | 0.60771 | 0.79857 | 0.83742 | 0.79986 | 0.97088 | 0.73218 | 0.86246 | 0.91495 | 0.87307 | 0.36534 | 0.88564 | 0.72128 | 0.98521 | 0.61488 | 0.69842 | 0.98338 | 0.58088 | 0.7471 | 0.88406 | 0.73841 | 0.99794 | 0.65138 | 0.82202 | 0.87838 | 0.83316 | 0.25262 | 0
Mar | 7 | 20 | Weekday | Tuesday | 0.80544 | 0.92275 | 0.87879 | 0.93469 | 1 | 0.93469 | 0.93469 | 0.54869 | 0.93469 | 0.80544 | 0.80544 | 0.83965 | 0.69895 | 0.97656 | 0.61002 | 0.69206 | 0.88799 | 0.5067 | 0.4679 | 0.80358 | 0.3989 | 0.98357 | 0.72899 | 0.54869 | 0.60618 | 0.70914 | 0.37479 | 0.88349 | 0.66405 | 1 | 0.5537 | 0.69675 | 0.88899 | 0.47513 | 0.46768 | 0.82032 | 0.39775 | 0.99469 | 0.63573 | 0.52861 | 0.60097 | 0.64757 | 0.25414 | 0
Mar | 7 | 21 | Weekday | Tuesday | 0.75725 | 0.86562 | 0.85587 | 0.86071 | 1 | 0.86071 | 0.86071 | 0.23581 | 0.86071 | 0.75725 | 0.75725 | 0.82488 | 0.66024 | 0.86875 | 0.41027 | 0.43531 | 0.75509 | 0.43133 | 0.26208 | 0.81437 | 0.15906 | 0.7998 | 0.51852 | 0.23581 | 0.28951 | 0.41402 | 0.39556 | 0.88169 | 0.61819 | 0.8515 | 0.39727 | 0.44246 | 0.7254 | 0.39404 | 0.3201 | 0.81793 | 0.22776 | 0.78831 | 0.4906 | 0.27742 | 0.36363 | 0.42161 | 0.25777 | 0
Mar | 7 | 22 | Weekday | Tuesday | 0.74443 | 0.84475 | 0.82811 | 0.74836 | 1 | 0.74836 | 0.74836 | 0.15888 | 0.74836 | 0.74443 | 0.74443 | 0.80179 | 0.64018 | 0.65006 | 0.28001 | 0.25563 | 0.62262 | 0.416 | 0.2625 | 0.84576 | 0.15935 | 0.57178 | 0.37022 | 0.15888 | 0.21202 | 0.3562 | 0.39901 | 0.89279 | 0.59277 | 0.62476 | 0.30004 | 0.26539 | 0.56698 | 0.37557 | 0.3229 | 0.84418 | 0.22901 | 0.53821 | 0.39852 | 0.21591 | 0.30538 | 0.43379 | 0.25824 | 0
Mar | 7 | 23 | Weekday | Tuesday | 0.71672 | 0.85719 | 0.8064 | 0.64174 | 1 | 0.64174 | 0.64174 | 0.16054 | 0.64174 | 0.71672 | 0.71672 | 0.65861 | 0.63235 | 0.45362 | 0.2515 | 0.24966 | 0.52948 | 0.42333 | 0.2598 | 0.71312 | 0.15911 | 0.46255 | 0.35688 | 0.16054 | 0.2134 | 0.32849 | 0.42718 | 0.6483 | 0.58025 | 0.45255 | 0.26831 | 0.25931 | 0.45528 | 0.37731 | 0.32184 | 0.61675 | 0.22952 | 0.42132 | 0.38388 | 0.21817 | 0.30736 | 0.40012 | 0.26312 | 0
Mar | 8 | 24 | Weekday | Wednesday | 0.70378 | 0.84019 | 0.79026 | 0.57764 | 1 | 0.57764 | 0.57764 | 0.15889 | 0.57764 | 0.70378 | 0.70378 | 0.3431 | 0.62965 | 0.35905 | 0.25584 | 0.25725 | 0.49974 | 0.41638 | 0.25942 | 0.39276 | 0.15894 | 0.43237 | 0.36434 | 0.15889 | 0.21219 | 0.28115 | 0.42433 | 0.39915 | 0.57596 | 0.39274 | 0.27259 | 0.26705 | 0.4146 | 0.37454 | 0.32073 | 0.38998 | 0.22897 | 0.38647 | 0.3912 | 0.21593 | 0.3054 | 0.34128 | 0.26253 | 0
Mar | 8 | 1 | Weekday | Wednesday | 0.70636 | 0.80398 | 0.78304 | 0.55341 | 1 | 0.55341 | 0.55341 | 0.15961 | 0.55341 | 0.70636 | 0.70636 | 0.20662 | 0.62802 | 0.33007 | 0.25564 | 0.25612 | 0.50033 | 0.43798 | 0.25839 | 0.25573 | 0.15932 | 0.41517 | 0.36457 | 0.15961 | 0.21313 | 0.27562 | 0.43902 | 0.33797 | 0.57276 | 0.36751 | 0.27255 | 0.26592 | 0.406 | 0.39081 | 0.32063 | 0.33853 | 0.22907 | 0.36678 | 0.39145 | 0.21616 | 0.30554 | 0.33244 | 0.26512 | 0
Mar | 8 | 2 | Weekday | Wednesday | 0.68425 | 0.76781 | 0.75731 | 0.52921 | 0.97004 | 0.52921 | 0.52921 | 0.16086 | 0.52921 | 0.68425 | 0.68425 | 0.20719 | 0.62603 | 0.3164 | 0.2565 | 0.25801 | 0.50532 | 0.42914 | 0.25915 | 0.25748 | 0.16009 | 0.41129 | 0.36378 | 0.16086 | 0.2138 | 0.2771 | 0.43421 | 0.33833 | 0.56934 | 0.35073 | 0.27276 | 0.26778 | 0.40216 | 0.38735 | 0.32092 | 0.33911 | 0.23023 | 0.36134 | 0.39145 | 0.21651 | 0.30564 | 0.33261 | 0.26423 | 0
Mar | 8 | 3 | Weekday | Wednesday | 0.70026 | 0.78787 | 0.78321 | 0.53986 | 1 | 0.53986 | 0.53986 | 0.16269 | 0.53986 | 0.70026 | 0.70026 | 0.2098 | 0.66118 | 0.33401 | 0.26336 | 0.25738 | 0.54236 | 0.54664 | 0.26157 | 0.26327 | 0.16146 | 0.42973 | 0.36502 | 0.16269 | 0.21557 | 0.31363 | 0.45206 | 0.34379 | 0.60963 | 0.36173 | 0.28022 | 0.26716 | 0.43632 | 0.49249 | 0.32307 | 0.34757 | 0.23168 | 0.37556 | 0.39234 | 0.21693 | 0.3059 | 0.37288 | 0.26748 | 0
Mar | 8 | 4 | Weekday | Wednesday | 0.7039 | 0.79344 | 0.80318 | 0.55254 | 1 | 0.55254 | 0.55254 | 0.16427 | 0.55254 | 0.7039 | 0.7039 | 0.46734 | 0.72157 | 0.42397 | 0.29687 | 0.27323 | 0.64019 | 0.67325 | 0.26342 | 0.51755 | 0.16291 | 0.4944 | 0.37992 | 0.16427 | 0.21635 | 0.33786 | 0.44762 | 0.4607 | 0.63068 | 0.43076 | 0.31515 | 0.28319 | 0.53058 | 0.58761 | 0.32468 | 0.44375 | 0.23302 | 0.4383 | 0.40759 | 0.21738 | 0.30601 | 0.39747 | 0.26643 | 0
Mar | 8 | 5 | Weekday | Wednesday | 0.68493 | 0.83211 | 0.85629 | 0.65709 | 1 | 0.65709 | 0.65709 | 0.65158 | 0.65709 | 0.68493 | 0.68493 | 0.75673 | 0.80541 | 0.66758 | 0.47678 | 0.70588 | 0.78393 | 0.82289 | 0.61464 | 0.87337 | 0.62634 | 0.71628 | 0.61444 | 0.65158 | 0.72587 | 0.6392 | 0.57194 | 0.74197 | 0.7346 | 0.66808 | 0.37907 | 0.73473 | 0.63685 | 0.75452 | 0.34944 | 0.80914 | 0.32244 | 0.67122 | 0.49935 | 0.34127 | 0.36871 | 0.51268 | 0.32104 | 0
Mar | 8 | 6 | Weekday | Wednesday | 0.71124 | 0.89164 | 0.93422 | 0.78148 | 0.0044079 | 0.78148 | 0.78148 | 0.84106 | 0.78148 | 0.71124 | 0.71124 | 0.89076 | 0.87894 | 0.93894 | 0.60928 | 0.88133 | 0.79787 | 0.91339 | 0.88408 | 0.93592 | 0.95066 | 0.9001 | 0.70755 | 0.84106 | 0.88269 | 0.76869 | 0.67723 | 0.90409 | 0.84198 | 0.88368 | 0.44574 | 0.88348 | 0.6271 | 0.8731 | 0.57163 | 0.91399 | 0.57063 | 0.867 | 0.47611 | 0.39354 | 0.33585 | 0.55231 | 0.45274 | 0
Mar | 8 | 7 | Weekday | Wednesday | 0.75017 | 0.91748 | 0.98292 | 0.79565 | 0.0044079 | 0.79565 | 0.79565 | 0.87001 | 0.79565 | 0.75017 | 0.75017 | 0.93869 | 0.92816 | 0.91831 | 0.89027 | 1 | 0.79237 | 0.96334 | 0.99418 | 0.8307 | 1 | 0.89238 | 0.93003 | 0.87001 | 0.89778 | 0.88992 | 0.86385 | 0.95801 | 0.90286 | 0.84389 | 0.82725 | 1 | 0.62978 | 0.93885 | 0.86724 | 0.7922 | 0.80965 | 0.84904 | 0.81537 | 0.57948 | 0.53207 | 0.7495 | 0.72882 | 0
Mar | 8 | 8 | Weekday | Wednesday | 0.79783 | 0.95508 | 0.99692 | 0.78644 | 0.0044079 | 0.78644 | 0.78644 | 0.9744 | 0.78644 | 0.79783 | 0.79783 | 0.83642 | 0.96433 | 0.77318 | 1 | 0.98333 | 0.72418 | 0.99206 | 1 | 0.76375 | 0.97867 | 0.8257 | 1 | 0.9744 | 0.98787 | 0.98383 | 0.99297 | 0.84626 | 0.94647 | 0.72701 | 0.99799 | 0.99473 | 0.5762 | 0.98379 | 0.96043 | 0.73123 | 0.88767 | 0.78114 | 0.98833 | 0.85217 | 0.83078 | 0.91941 | 0.93977 | 0
Mar | 8 | 9 | Weekday | Wednesday | 0.91221 | 0.96904 | 0.99564 | 0.7362 | 0.0044079 | 0.7362 | 0.7362 | 1 | 0.7362 | 0.91221 | 0.91221 | 0.87805 | 0.98693 | 0.64523 | 0.94979 | 0.90294 | 0.63243 | 1 | 0.98279 | 0.81695 | 0.95541 | 0.68863 | 0.96894 | 1 | 1 | 0.96425 | 1 | 0.89902 | 0.97452 | 0.61122 | 0.96324 | 0.91892 | 0.50118 | 1 | 0.97835 | 0.84749 | 0.9118 | 0.64202 | 0.99062 | 0.97969 | 0.97336 | 0.93142 | 1 | 0
Mar | 8 | 10 | Weekday | Wednesday | 0.988 | 0.99072 | 0.9945 | 0.72895 | 0.0044079 | 0.72895 | 0.72895 | 0.96341 | 0.72895 | 0.988 | 0.988 | 0.91899 | 0.99666 | 0.57804 | 0.93359 | 0.88702 | 0.58246 | 0.99326 | 0.97028 | 0.85567 | 0.94566 | 0.61975 | 0.95867 | 0.96341 | 0.95152 | 1 | 0.96883 | 0.97205 | 0.98777 | 0.56681 | 0.95498 | 0.90562 | 0.47756 | 0.99793 | 0.99449 | 0.93713 | 0.94269 | 0.57449 | 0.9934 | 0.99666 | 0.99431 | 1 | 1 | 0
Mar | 8 | 11 | Weekday | Wednesday | 0.99981 | 1 | 0.98813 | 0.71524 | 0.0044079 | 0.71524 | 0.71524 | 0.92969 | 0.71524 | 0.99981 | 0.99981 | 0.88647 | 0.98378 | 0.56366 | 0.91335 | 0.88941 | 0.55183 | 0.96058 | 0.96149 | 0.82674 | 0.94378 | 0.61223 | 0.92998 | 0.92969 | 0.91036 | 0.98223 | 0.89729 | 0.97263 | 0.97748 | 0.57014 | 0.93537 | 0.91023 | 0.47289 | 0.96597 | 1 | 0.93371 | 0.97254 | 0.5759 | 0.96421 | 0.9959 | 0.9951 | 0.99688 | 0.93878 | 0
Mar | 8 | 12 | Weekday | Wednesday | 0.97142 | 0.99245 | 0.97639 | 0.70184 | 0.0044079 | 0.70184 | 0.70184 | 0.91032 | 0.70184 | 0.97142 | 0.97142 | 0.78324 | 0.99107 | 0.55608 | 0.9268 | 0.87718 | 0.52761 | 0.9643 | 0.95738 | 0.80037 | 0.95062 | 0.61015 | 0.93931 | 0.91032 | 0.8863 | 0.94463 | 0.90906 | 0.85474 | 0.98762 | 0.56316 | 0.95465 | 0.89954 | 0.4655 | 0.97215 | 0.98861 | 0.91929 | 0.99207 | 0.57846 | 0.98177 | 0.99631 | 0.99582 | 0.96443 | 0.96735 | 0
Mar | 8 | 13 | Weekday | Wednesday | 0.93614 | 0.99201 | 0.97471 | 0.68281 | 0.0044079 | 0.68281 | 0.68281 | 0.89878 | 0.68281 | 0.93614 | 0.93614 | 0.7269 | 1 | 0.54787 | 0.93458 | 0.84021 | 0.51056 | 0.96807 | 0.95611 | 0.71885 | 0.95419 | 0.61137 | 0.94369 | 0.89878 | 0.8724 | 0.92837 | 0.92963 | 0.7931 | 0.9982 | 0.54969 | 0.97114 | 0.86264 | 0.46051 | 0.98169 | 0.98517 | 0.79992 | 1 | 0.57887 | 0.99957 | 0.9974 | 0.99736 | 0.9508 | 1 | 0
Mar | 8 | 14 | Weekday | Wednesday | 0.91256 | 0.99501 | 0.95885 | 0.68289 | 0.0044079 | 0.68289 | 0.68289 | 0.88815 | 0.68289 | 0.91256 | 0.91256 | 0.75113 | 0.99803 | 0.54831 | 0.93218 | 0.82024 | 0.52607 | 0.9434 | 0.95218 | 0.68701 | 0.93275 | 0.60856 | 0.94082 | 0.88815 | 0.86161 | 0.91315 | 0.92897 | 0.79205 | 0.99893 | 0.54865 | 0.97127 | 0.84304 | 0.4812 | 0.96039 | 0.97871 | 0.73663 | 0.98216 | 0.57577 | 1 | 0.99895 | 1 | 0.93652 | 1 | 0
Mar | 8 | 15 | Weekday | Wednesday | 0.86956 | 0.99228 | 0.93916 | 0.70609 | 0.0044079 | 0.70609 | 0.70609 | 0.88969 | 0.70609 | 0.86956 | 0.86956 | 0.87225 | 0.99717 | 0.5625 | 0.96086 | 0.83221 | 0.64252 | 0.92176 | 0.9244 | 0.69473 | 0.89027 | 0.59903 | 0.94109 | 0.88969 | 0.86564 | 0.91091 | 0.93449 | 0.90523 | 1 | 0.58803 | 1 | 0.85455 | 0.61747 | 0.94478 | 0.96413 | 0.73438 | 0.96013 | 0.60066 | 0.99934 | 0.99955 | 0.99986 | 0.93178 | 1 | 0
Mar | 8 | 16 | Weekday | Wednesday | 0.82679 | 0.96907 | 0.92328 | 0.78679 | 0.32119 | 0.78679 | 0.78679 | 0.90789 | 0.78679 | 0.82679 | 0.82679 | 0.9281 | 0.99404 | 0.64228 | 0.91118 | 0.80772 | 0.78647 | 0.91789 | 0.78445 | 0.78009 | 0.80989 | 0.6738 | 0.73929 | 0.90789 | 0.88845 | 0.91612 | 0.54776 | 0.96575 | 0.99866 | 0.67693 | 0.94136 | 0.82905 | 0.77898 | 0.93741 | 0.79326 | 0.84994 | 0.83016 | 0.69702 | 0.7569 | 1 | 0.99844 | 0.9304 | 0.54831 | 0
Mar | 8 | 17 | Weekday | Wednesday | 0.80288 | 0.94863 | 0.91149 | 0.89461 | 0.68322 | 0.89461 | 0.89461 | 0.85459 | 0.89461 | 0.80288 | 0.80288 | 0.95197 | 0.87254 | 0.83077 | 0.78359 | 0.70432 | 0.90509 | 0.71942 | 0.74552 | 0.85891 | 0.79126 | 0.8051 | 0.64087 | 0.85459 | 0.85507 | 0.93867 | 0.28494 | 1 | 0.86641 | 0.83489 | 0.7878 | 0.71919 | 0.90624 | 0.72186 | 0.71815 | 0.94235 | 0.75859 | 0.82037 | 0.59906 | 0.88709 | 0.89579 | 0.94314 | 0.22322 | 0
Mar | 8 | 18 | Weekday | Wednesday | 0.78595 | 0.95081 | 0.90096 | 0.97322 | 1 | 0.97322 | 0.97322 | 0.8814 | 0.97322 | 0.78595 | 0.78595 | 0.89347 | 0.80504 | 0.89701 | 0.74096 | 0.71909 | 0.98657 | 0.65016 | 0.78683 | 0.91606 | 0.797 | 0.90167 | 0.74312 | 0.8814 | 0.92683 | 0.93877 | 0.33628 | 0.94669 | 0.79159 | 0.92859 | 0.72501 | 0.73087 | 1 | 0.64428 | 0.74847 | 1 | 0.75134 | 0.92089 | 0.68076 | 0.88182 | 0.94279 | 0.92635 | 0.24762 | 0
Mar | 8 | 19 | Weekday | Wednesday | 0.81001 | 0.96922 | 0.89466 | 1 | 1 | 1 | 1 | 0.86246 | 1 | 0.81001 | 0.81001 | 0.84126 | 0.74741 | 0.91747 | 0.65379 | 0.69127 | 0.97165 | 0.60771 | 0.79857 | 0.83742 | 0.79986 | 0.97088 | 0.73218 | 0.86246 | 0.91495 | 0.87307 | 0.36534 | 0.88564 | 0.72128 | 0.98521 | 0.61488 | 0.69842 | 0.98338 | 0.58088 | 0.7471 | 0.88406 | 0.73841 | 0.99794 | 0.65138 | 0.82202 | 0.87838 | 0.83316 | 0.25262 | 0
Mar | 8 | 20 | Weekday | Wednesday | 0.80544 | 0.92275 | 0.87879 | 0.93469 | 1 | 0.93469 | 0.93469 | 0.54869 | 0.93469 | 0.80544 | 0.80544 | 0.83965 | 0.69895 | 0.97656 | 0.61002 | 0.69206 | 0.88799 | 0.5067 | 0.4679 | 0.80358 | 0.3989 | 0.98357 | 0.72899 | 0.54869 | 0.60618 | 0.70914 | 0.37479 | 0.88349 | 0.66405 | 1 | 0.5537 | 0.69675 | 0.88899 | 0.47513 | 0.46768 | 0.82032 | 0.39775 | 0.99469 | 0.63573 | 0.52861 | 0.60097 | 0.64757 | 0.25414 | 0
Mar | 8 | 21 | Weekday | Wednesday | 0.75725 | 0.86562 | 0.85587 | 0.86071 | 1 | 0.86071 | 0.86071 | 0.23581 | 0.86071 | 0.75725 | 0.75725 | 0.82488 | 0.66024 | 0.86875 | 0.41027 | 0.43531 | 0.75509 | 0.43133 | 0.26208 | 0.81437 | 0.15906 | 0.7998 | 0.51852 | 0.23581 | 0.28951 | 0.41402 | 0.39556 | 0.88169 | 0.61819 | 0.8515 | 0.39727 | 0.44246 | 0.7254 | 0.39404 | 0.3201 | 0.81793 | 0.22776 | 0.78831 | 0.4906 | 0.27742 | 0.36363 | 0.42161 | 0.25777 | 0
Mar | 8 | 22 | Weekday | Wednesday | 0.74443 | 0.84475 | 0.82811 | 0.74836 | 1 | 0.74836 | 0.74836 | 0.15888 | 0.74836 | 0.74443 | 0.74443 | 0.80179 | 0.64018 | 0.65006 | 0.28001 | 0.25563 | 0.62262 | 0.416 | 0.2625 | 0.84576 | 0.15935 | 0.57178 | 0.37022 | 0.15888 | 0.21202 | 0.3562 | 0.39901 | 0.89279 | 0.59277 | 0.62476 | 0.30004 | 0.26539 | 0.56698 | 0.37557 | 0.3229 | 0.84418 | 0.22901 | 0.53821 | 0.39852 | 0.21591 | 0.30538 | 0.43379 | 0.25824 | 0
Mar | 8 | 23 | Weekday | Wednesday | 0.71672 | 0.85719 | 0.8064 | 0.64174 | 1 | 0.64174 | 0.64174 | 0.16054 | 0.64174 | 0.71672 | 0.71672 | 0.65861 | 0.63235 | 0.45362 | 0.2515 | 0.24966 | 0.52948 | 0.42333 | 0.2598 | 0.71312 | 0.15911 | 0.46255 | 0.35688 | 0.16054 | 0.2134 | 0.32849 | 0.42718 | 0.6483 | 0.58025 | 0.45255 | 0.26831 | 0.25931 | 0.45528 | 0.37731 | 0.32184 | 0.61675 | 0.22952 | 0.42132 | 0.38388 | 0.21817 | 0.30736 | 0.40012 | 0.26312 | 0
Mar | 9 | 24 | Weekday | Thursday | 0.70378 | 0.84019 | 0.79026 | 0.57764 | 1 | 0.57764 | 0.57764 | 0.15889 | 0.57764 | 0.70378 | 0.70378 | 0.3431 | 0.62965 | 0.35905 | 0.25584 | 0.25725 | 0.49974 | 0.41638 | 0.25942 | 0.39276 | 0.15894 | 0.43237 | 0.36434 | 0.15889 | 0.21219 | 0.28115 | 0.42433 | 0.39915 | 0.57596 | 0.39274 | 0.27259 | 0.26705 | 0.4146 | 0.37454 | 0.32073 | 0.38998 | 0.22897 | 0.38647 | 0.3912 | 0.21593 | 0.3054 | 0.34128 | 0.26253 | 0
Mar | 9 | 1 | Weekday | Thursday | 0.70636 | 0.80398 | 0.78304 | 0.55341 | 1 | 0.55341 | 0.55341 | 0.15961 | 0.55341 | 0.70636 | 0.70636 | 0.20662 | 0.62802 | 0.33007 | 0.25564 | 0.25612 | 0.50033 | 0.43798 | 0.25839 | 0.25573 | 0.15932 | 0.41517 | 0.36457 | 0.15961 | 0.21313 | 0.27562 | 0.43902 | 0.33797 | 0.57276 | 0.36751 | 0.27255 | 0.26592 | 0.406 | 0.39081 | 0.32063 | 0.33853 | 0.22907 | 0.36678 | 0.39145 | 0.21616 | 0.30554 | 0.33244 | 0.26512 | 0
Mar | 9 | 2 | Weekday | Thursday | 0.68425 | 0.76781 | 0.75731 | 0.52921 | 0.97004 | 0.52921 | 0.52921 | 0.16086 | 0.52921 | 0.68425 | 0.68425 | 0.20719 | 0.62603 | 0.3164 | 0.2565 | 0.25801 | 0.50532 | 0.42914 | 0.25915 | 0.25748 | 0.16009 | 0.41129 | 0.36378 | 0.16086 | 0.2138 | 0.2771 | 0.43421 | 0.33833 | 0.56934 | 0.35073 | 0.27276 | 0.26778 | 0.40216 | 0.38735 | 0.32092 | 0.33911 | 0.23023 | 0.36134 | 0.39145 | 0.21651 | 0.30564 | 0.33261 | 0.26423 | 0
Mar | 9 | 3 | Weekday | Thursday | 0.70026 | 0.78787 | 0.78321 | 0.53986 | 1 | 0.53986 | 0.53986 | 0.16269 | 0.53986 | 0.70026 | 0.70026 | 0.2098 | 0.66118 | 0.33401 | 0.26336 | 0.25738 | 0.54236 | 0.54664 | 0.26157 | 0.26327 | 0.16146 | 0.42973 | 0.36502 | 0.16269 | 0.21557 | 0.31363 | 0.45206 | 0.34379 | 0.60963 | 0.36173 | 0.28022 | 0.26716 | 0.43632 | 0.49249 | 0.32307 | 0.34757 | 0.23168 | 0.37556 | 0.39234 | 0.21693 | 0.3059 | 0.37288 | 0.26748 | 0
Mar | 9 | 4 | Weekday | Thursday | 0.7039 | 0.79344 | 0.80318 | 0.55254 | 1 | 0.55254 | 0.55254 | 0.16427 | 0.55254 | 0.7039 | 0.7039 | 0.46734 | 0.72157 | 0.42397 | 0.29687 | 0.27323 | 0.64019 | 0.67325 | 0.26342 | 0.51755 | 0.16291 | 0.4944 | 0.37992 | 0.16427 | 0.21635 | 0.33786 | 0.44762 | 0.4607 | 0.63068 | 0.43076 | 0.31515 | 0.28319 | 0.53058 | 0.58761 | 0.32468 | 0.44375 | 0.23302 | 0.4383 | 0.40759 | 0.21738 | 0.30601 | 0.39747 | 0.26643 | 0
Mar | 9 | 5 | Weekday | Thursday | 0.68493 | 0.83211 | 0.85629 | 0.65709 | 1 | 0.65709 | 0.65709 | 0.65158 | 0.65709 | 0.68493 | 0.68493 | 0.75673 | 0.80541 | 0.66758 | 0.47678 | 0.70588 | 0.78393 | 0.82289 | 0.61464 | 0.87337 | 0.62634 | 0.71628 | 0.61444 | 0.65158 | 0.72587 | 0.6392 | 0.57194 | 0.74197 | 0.7346 | 0.66808 | 0.37907 | 0.73473 | 0.63685 | 0.75452 | 0.34944 | 0.80914 | 0.32244 | 0.67122 | 0.49935 | 0.34127 | 0.36871 | 0.51268 | 0.32104 | 0
Mar | 9 | 6 | Weekday | Thursday | 0.71124 | 0.89164 | 0.93422 | 0.78148 | 0.0044079 | 0.78148 | 0.78148 | 0.84106 | 0.78148 | 0.71124 | 0.71124 | 0.89076 | 0.87894 | 0.93894 | 0.60928 | 0.88133 | 0.79787 | 0.91339 | 0.88408 | 0.93592 | 0.95066 | 0.9001 | 0.70755 | 0.84106 | 0.88269 | 0.76869 | 0.67723 | 0.90409 | 0.84198 | 0.88368 | 0.44574 | 0.88348 | 0.6271 | 0.8731 | 0.57163 | 0.91399 | 0.57063 | 0.867 | 0.47611 | 0.39354 | 0.33585 | 0.55231 | 0.45274 | 0
Mar | 9 | 7 | Weekday | Thursday | 0.75017 | 0.91748 | 0.98292 | 0.79565 | 0.0044079 | 0.79565 | 0.79565 | 0.87001 | 0.79565 | 0.75017 | 0.75017 | 0.93869 | 0.92816 | 0.91831 | 0.89027 | 1 | 0.79237 | 0.96334 | 0.99418 | 0.8307 | 1 | 0.89238 | 0.93003 | 0.87001 | 0.89778 | 0.88992 | 0.86385 | 0.95801 | 0.90286 | 0.84389 | 0.82725 | 1 | 0.62978 | 0.93885 | 0.86724 | 0.7922 | 0.80965 | 0.84904 | 0.81537 | 0.57948 | 0.53207 | 0.7495 | 0.72882 | 0
Mar | 9 | 8 | Weekday | Thursday | 0.79783 | 0.95508 | 0.99692 | 0.78644 | 0.0044079 | 0.78644 | 0.78644 | 0.9744 | 0.78644 | 0.79783 | 0.79783 | 0.83642 | 0.96433 | 0.77318 | 1 | 0.98333 | 0.72418 | 0.99206 | 1 | 0.76375 | 0.97867 | 0.8257 | 1 | 0.9744 | 0.98787 | 0.98383 | 0.99297 | 0.84626 | 0.94647 | 0.72701 | 0.99799 | 0.99473 | 0.5762 | 0.98379 | 0.96043 | 0.73123 | 0.88767 | 0.78114 | 0.98833 | 0.85217 | 0.83078 | 0.91941 | 0.93977 | 0
Mar | 9 | 9 | Weekday | Thursday | 0.91221 | 0.96904 | 0.99564 | 0.7362 | 0.0044079 | 0.7362 | 0.7362 | 1 | 0.7362 | 0.91221 | 0.91221 | 0.87805 | 0.98693 | 0.64523 | 0.94979 | 0.90294 | 0.63243 | 1 | 0.98279 | 0.81695 | 0.95541 | 0.68863 | 0.96894 | 1 | 1 | 0.96425 | 1 | 0.89902 | 0.97452 | 0.61122 | 0.96324 | 0.91892 | 0.50118 | 1 | 0.97835 | 0.84749 | 0.9118 | 0.64202 | 0.99062 | 0.97969 | 0.97336 | 0.93142 | 1 | 0
Mar | 9 | 10 | Weekday | Thursday | 0.988 | 0.99072 | 0.9945 | 0.72895 | 0.0044079 | 0.72895 | 0.72895 | 0.96341 | 0.72895 | 0.988 | 0.988 | 0.91899 | 0.99666 | 0.57804 | 0.93359 | 0.88702 | 0.58246 | 0.99326 | 0.97028 | 0.85567 | 0.94566 | 0.61975 | 0.95867 | 0.96341 | 0.95152 | 1 | 0.96883 | 0.97205 | 0.98777 | 0.56681 | 0.95498 | 0.90562 | 0.47756 | 0.99793 | 0.99449 | 0.93713 | 0.94269 | 0.57449 | 0.9934 | 0.99666 | 0.99431 | 1 | 1 | 0
Mar | 9 | 11 | Weekday | Thursday | 0.99981 | 1 | 0.98813 | 0.71524 | 0.0044079 | 0.71524 | 0.71524 | 0.92969 | 0.71524 | 0.99981 | 0.99981 | 0.88647 | 0.98378 | 0.56366 | 0.91335 | 0.88941 | 0.55183 | 0.96058 | 0.96149 | 0.82674 | 0.94378 | 0.61223 | 0.92998 | 0.92969 | 0.91036 | 0.98223 | 0.89729 | 0.97263 | 0.97748 | 0.57014 | 0.93537 | 0.91023 | 0.47289 | 0.96597 | 1 | 0.93371 | 0.97254 | 0.5759 | 0.96421 | 0.9959 | 0.9951 | 0.99688 | 0.93878 | 0
Mar | 9 | 12 | Weekday | Thursday | 0.97142 | 0.99245 | 0.97639 | 0.70184 | 0.0044079 | 0.70184 | 0.70184 | 0.91032 | 0.70184 | 0.97142 | 0.97142 | 0.78324 | 0.99107 | 0.55608 | 0.9268 | 0.87718 | 0.52761 | 0.9643 | 0.95738 | 0.80037 | 0.95062 | 0.61015 | 0.93931 | 0.91032 | 0.8863 | 0.94463 | 0.90906 | 0.85474 | 0.98762 | 0.56316 | 0.95465 | 0.89954 | 0.4655 | 0.97215 | 0.98861 | 0.91929 | 0.99207 | 0.57846 | 0.98177 | 0.99631 | 0.99582 | 0.96443 | 0.96735 | 0
Mar | 9 | 13 | Weekday | Thursday | 0.93614 | 0.99201 | 0.97471 | 0.68281 | 0.0044079 | 0.68281 | 0.68281 | 0.89878 | 0.68281 | 0.93614 | 0.93614 | 0.7269 | 1 | 0.54787 | 0.93458 | 0.84021 | 0.51056 | 0.96807 | 0.95611 | 0.71885 | 0.95419 | 0.61137 | 0.94369 | 0.89878 | 0.8724 | 0.92837 | 0.92963 | 0.7931 | 0.9982 | 0.54969 | 0.97114 | 0.86264 | 0.46051 | 0.98169 | 0.98517 | 0.79992 | 1 | 0.57887 | 0.99957 | 0.9974 | 0.99736 | 0.9508 | 1 | 0
Mar | 9 | 14 | Weekday | Thursday | 0.91256 | 0.99501 | 0.95885 | 0.68289 | 0.0044079 | 0.68289 | 0.68289 | 0.88815 | 0.68289 | 0.91256 | 0.91256 | 0.75113 | 0.99803 | 0.54831 | 0.93218 | 0.82024 | 0.52607 | 0.9434 | 0.95218 | 0.68701 | 0.93275 | 0.60856 | 0.94082 | 0.88815 | 0.86161 | 0.91315 | 0.92897 | 0.79205 | 0.99893 | 0.54865 | 0.97127 | 0.84304 | 0.4812 | 0.96039 | 0.97871 | 0.73663 | 0.98216 | 0.57577 | 1 | 0.99895 | 1 | 0.93652 | 1 | 0
Mar | 9 | 15 | Weekday | Thursday | 0.86956 | 0.99228 | 0.93916 | 0.70609 | 0.0044079 | 0.70609 | 0.70609 | 0.88969 | 0.70609 | 0.86956 | 0.86956 | 0.87225 | 0.99717 | 0.5625 | 0.96086 | 0.83221 | 0.64252 | 0.92176 | 0.9244 | 0.69473 | 0.89027 | 0.59903 | 0.94109 | 0.88969 | 0.86564 | 0.91091 | 0.93449 | 0.90523 | 1 | 0.58803 | 1 | 0.85455 | 0.61747 | 0.94478 | 0.96413 | 0.73438 | 0.96013 | 0.60066 | 0.99934 | 0.99955 | 0.99986 | 0.93178 | 1 | 0
Mar | 9 | 16 | Weekday | Thursday | 0.82679 | 0.96907 | 0.92328 | 0.78679 | 0.32119 | 0.78679 | 0.78679 | 0.90789 | 0.78679 | 0.82679 | 0.82679 | 0.9281 | 0.99404 | 0.64228 | 0.91118 | 0.80772 | 0.78647 | 0.91789 | 0.78445 | 0.78009 | 0.80989 | 0.6738 | 0.73929 | 0.90789 | 0.88845 | 0.91612 | 0.54776 | 0.96575 | 0.99866 | 0.67693 | 0.94136 | 0.82905 | 0.77898 | 0.93741 | 0.79326 | 0.84994 | 0.83016 | 0.69702 | 0.7569 | 1 | 0.99844 | 0.9304 | 0.54831 | 0
Mar | 9 | 17 | Weekday | Thursday | 0.80288 | 0.94863 | 0.91149 | 0.89461 | 0.68322 | 0.89461 | 0.89461 | 0.85459 | 0.89461 | 0.80288 | 0.80288 | 0.95197 | 0.87254 | 0.83077 | 0.78359 | 0.70432 | 0.90509 | 0.71942 | 0.74552 | 0.85891 | 0.79126 | 0.8051 | 0.64087 | 0.85459 | 0.85507 | 0.93867 | 0.28494 | 1 | 0.86641 | 0.83489 | 0.7878 | 0.71919 | 0.90624 | 0.72186 | 0.71815 | 0.94235 | 0.75859 | 0.82037 | 0.59906 | 0.88709 | 0.89579 | 0.94314 | 0.22322 | 0
Mar | 9 | 18 | Weekday | Thursday | 0.78595 | 0.95081 | 0.90096 | 0.97322 | 1 | 0.97322 | 0.97322 | 0.8814 | 0.97322 | 0.78595 | 0.78595 | 0.89347 | 0.80504 | 0.89701 | 0.74096 | 0.71909 | 0.98657 | 0.65016 | 0.78683 | 0.91606 | 0.797 | 0.90167 | 0.74312 | 0.8814 | 0.92683 | 0.93877 | 0.33628 | 0.94669 | 0.79159 | 0.92859 | 0.72501 | 0.73087 | 1 | 0.64428 | 0.74847 | 1 | 0.75134 | 0.92089 | 0.68076 | 0.88182 | 0.94279 | 0.92635 | 0.24762 | 0
Mar | 9 | 19 | Weekday | Thursday | 0.81001 | 0.96922 | 0.89466 | 1 | 1 | 1 | 1 | 0.86246 | 1 | 0.81001 | 0.81001 | 0.84126 | 0.74741 | 0.91747 | 0.65379 | 0.69127 | 0.97165 | 0.60771 | 0.79857 | 0.83742 | 0.79986 | 0.97088 | 0.73218 | 0.86246 | 0.91495 | 0.87307 | 0.36534 | 0.88564 | 0.72128 | 0.98521 | 0.61488 | 0.69842 | 0.98338 | 0.58088 | 0.7471 | 0.88406 | 0.73841 | 0.99794 | 0.65138 | 0.82202 | 0.87838 | 0.83316 | 0.25262 | 0
Mar | 9 | 20 | Weekday | Thursday | 0.80544 | 0.92275 | 0.87879 | 0.93469 | 1 | 0.93469 | 0.93469 | 0.54869 | 0.93469 | 0.80544 | 0.80544 | 0.83965 | 0.69895 | 0.97656 | 0.61002 | 0.69206 | 0.88799 | 0.5067 | 0.4679 | 0.80358 | 0.3989 | 0.98357 | 0.72899 | 0.54869 | 0.60618 | 0.70914 | 0.37479 | 0.88349 | 0.66405 | 1 | 0.5537 | 0.69675 | 0.88899 | 0.47513 | 0.46768 | 0.82032 | 0.39775 | 0.99469 | 0.63573 | 0.52861 | 0.60097 | 0.64757 | 0.25414 | 0
Mar | 9 | 21 | Weekday | Thursday | 0.75725 | 0.86562 | 0.85587 | 0.86071 | 1 | 0.86071 | 0.86071 | 0.23581 | 0.86071 | 0.75725 | 0.75725 | 0.82488 | 0.66024 | 0.86875 | 0.41027 | 0.43531 | 0.75509 | 0.43133 | 0.26208 | 0.81437 | 0.15906 | 0.7998 | 0.51852 | 0.23581 | 0.28951 | 0.41402 | 0.39556 | 0.88169 | 0.61819 | 0.8515 | 0.39727 | 0.44246 | 0.7254 | 0.39404 | 0.3201 | 0.81793 | 0.22776 | 0.78831 | 0.4906 | 0.27742 | 0.36363 | 0.42161 | 0.25777 | 0
Mar | 9 | 22 | Weekday | Thursday | 0.74443 | 0.84475 | 0.82811 | 0.74836 | 1 | 0.74836 | 0.74836 | 0.15888 | 0.74836 | 0.74443 | 0.74443 | 0.80179 | 0.64018 | 0.65006 | 0.28001 | 0.25563 | 0.62262 | 0.416 | 0.2625 | 0.84576 | 0.15935 | 0.57178 | 0.37022 | 0.15888 | 0.21202 | 0.3562 | 0.39901 | 0.89279 | 0.59277 | 0.62476 | 0.30004 | 0.26539 | 0.56698 | 0.37557 | 0.3229 | 0.84418 | 0.22901 | 0.53821 | 0.39852 | 0.21591 | 0.30538 | 0.43379 | 0.25824 | 0
Mar | 9 | 23 | Weekday | Thursday | 0.71672 | 0.85719 | 0.8064 | 0.64174 | 1 | 0.64174 | 0.64174 | 0.16054 | 0.64174 | 0.71672 | 0.71672 | 0.65861 | 0.63235 | 0.45362 | 0.2515 | 0.24966 | 0.52948 | 0.42333 | 0.2598 | 0.71312 | 0.15911 | 0.46255 | 0.35688 | 0.16054 | 0.2134 | 0.32849 | 0.42718 | 0.6483 | 0.58025 | 0.45255 | 0.26831 | 0.25931 | 0.45528 | 0.37731 | 0.32184 | 0.61675 | 0.22952 | 0.42132 | 0.38388 | 0.21817 | 0.30736 | 0.40012 | 0.26312 | 0
Mar | 10 | 24 | Weekday | Friday | 0.70378 | 0.84019 | 0.79026 | 0.57764 | 1 | 0.57764 | 0.57764 | 0.15889 | 0.57764 | 0.70378 | 0.70378 | 0.3431 | 0.62965 | 0.35905 | 0.25584 | 0.25725 | 0.49974 | 0.41638 | 0.25942 | 0.39276 | 0.15894 | 0.43237 | 0.36434 | 0.15889 | 0.21219 | 0.28115 | 0.42433 | 0.39915 | 0.57596 | 0.39274 | 0.27259 | 0.26705 | 0.4146 | 0.37454 | 0.32073 | 0.38998 | 0.22897 | 0.38647 | 0.3912 | 0.21593 | 0.3054 | 0.34128 | 0.26253 | 0
Mar | 10 | 1 | Weekday | Friday | 0.70636 | 0.80398 | 0.78304 | 0.55341 | 1 | 0.55341 | 0.55341 | 0.15961 | 0.55341 | 0.70636 | 0.70636 | 0.20662 | 0.62802 | 0.33007 | 0.25564 | 0.25612 | 0.50033 | 0.43798 | 0.25839 | 0.25573 | 0.15932 | 0.41517 | 0.36457 | 0.15961 | 0.21313 | 0.27562 | 0.43902 | 0.33797 | 0.57276 | 0.36751 | 0.27255 | 0.26592 | 0.406 | 0.39081 | 0.32063 | 0.33853 | 0.22907 | 0.36678 | 0.39145 | 0.21616 | 0.30554 | 0.33244 | 0.26512 | 0
Mar | 10 | 2 | Weekday | Friday | 0.68425 | 0.76781 | 0.75731 | 0.52921 | 0.97004 | 0.52921 | 0.52921 | 0.16086 | 0.52921 | 0.68425 | 0.68425 | 0.20719 | 0.62603 | 0.3164 | 0.2565 | 0.25801 | 0.50532 | 0.42914 | 0.25915 | 0.25748 | 0.16009 | 0.41129 | 0.36378 | 0.16086 | 0.2138 | 0.2771 | 0.43421 | 0.33833 | 0.56934 | 0.35073 | 0.27276 | 0.26778 | 0.40216 | 0.38735 | 0.32092 | 0.33911 | 0.23023 | 0.36134 | 0.39145 | 0.21651 | 0.30564 | 0.33261 | 0.26423 | 0
Mar | 10 | 3 | Weekday | Friday | 0.70026 | 0.78787 | 0.78321 | 0.53986 | 1 | 0.53986 | 0.53986 | 0.16269 | 0.53986 | 0.70026 | 0.70026 | 0.2098 | 0.66118 | 0.33401 | 0.26336 | 0.25738 | 0.54236 | 0.54664 | 0.26157 | 0.26327 | 0.16146 | 0.42973 | 0.36502 | 0.16269 | 0.21557 | 0.31363 | 0.45206 | 0.34379 | 0.60963 | 0.36173 | 0.28022 | 0.26716 | 0.43632 | 0.49249 | 0.32307 | 0.34757 | 0.23168 | 0.37556 | 0.39234 | 0.21693 | 0.3059 | 0.37288 | 0.26748 | 0
Mar | 10 | 4 | Weekday | Friday | 0.7039 | 0.79344 | 0.80318 | 0.55254 | 1 | 0.55254 | 0.55254 | 0.16427 | 0.55254 | 0.7039 | 0.7039 | 0.46734 | 0.72157 | 0.42397 | 0.29687 | 0.27323 | 0.64019 | 0.67325 | 0.26342 | 0.51755 | 0.16291 | 0.4944 | 0.37992 | 0.16427 | 0.21635 | 0.33786 | 0.44762 | 0.4607 | 0.63068 | 0.43076 | 0.31515 | 0.28319 | 0.53058 | 0.58761 | 0.32468 | 0.44375 | 0.23302 | 0.4383 | 0.40759 | 0.21738 | 0.30601 | 0.39747 | 0.26643 | 0
Mar | 10 | 5 | Weekday | Friday | 0.68493 | 0.83211 | 0.85629 | 0.65709 | 1 | 0.65709 | 0.65709 | 0.65158 | 0.65709 | 0.68493 | 0.68493 | 0.75673 | 0.80541 | 0.66758 | 0.47678 | 0.70588 | 0.78393 | 0.82289 | 0.61464 | 0.87337 | 0.62634 | 0.71628 | 0.61444 | 0.65158 | 0.72587 | 0.6392 | 0.57194 | 0.74197 | 0.7346 | 0.66808 | 0.37907 | 0.73473 | 0.63685 | 0.75452 | 0.34944 | 0.80914 | 0.32244 | 0.67122 | 0.49935 | 0.34127 | 0.36871 | 0.51268 | 0.32104 | 0
Mar | 10 | 6 | Weekday | Friday | 0.71124 | 0.89164 | 0.93422 | 0.78148 | 0.0044079 | 0.78148 | 0.78148 | 0.84106 | 0.78148 | 0.71124 | 0.71124 | 0.89076 | 0.87894 | 0.93894 | 0.60928 | 0.88133 | 0.79787 | 0.91339 | 0.88408 | 0.93592 | 0.95066 | 0.9001 | 0.70755 | 0.84106 | 0.88269 | 0.76869 | 0.67723 | 0.90409 | 0.84198 | 0.88368 | 0.44574 | 0.88348 | 0.6271 | 0.8731 | 0.57163 | 0.91399 | 0.57063 | 0.867 | 0.47611 | 0.39354 | 0.33585 | 0.55231 | 0.45274 | 0
Mar | 10 | 7 | Weekday | Friday | 0.75017 | 0.91748 | 0.98292 | 0.79565 | 0.0044079 | 0.79565 | 0.79565 | 0.87001 | 0.79565 | 0.75017 | 0.75017 | 0.93869 | 0.92816 | 0.91831 | 0.89027 | 1 | 0.79237 | 0.96334 | 0.99418 | 0.8307 | 1 | 0.89238 | 0.93003 | 0.87001 | 0.89778 | 0.88992 | 0.86385 | 0.95801 | 0.90286 | 0.84389 | 0.82725 | 1 | 0.62978 | 0.93885 | 0.86724 | 0.7922 | 0.80965 | 0.84904 | 0.81537 | 0.57948 | 0.53207 | 0.7495 | 0.72882 | 0
Mar | 10 | 8 | Weekday | Friday | 0.79783 | 0.95508 | 0.99692 | 0.78644 | 0.0044079 | 0.78644 | 0.78644 | 0.9744 | 0.78644 | 0.79783 | 0.79783 | 0.83642 | 0.96433 | 0.77318 | 1 | 0.98333 | 0.72418 | 0.99206 | 1 | 0.76375 | 0.97867 | 0.8257 | 1 | 0.9744 | 0.98787 | 0.98383 | 0.99297 | 0.84626 | 0.94647 | 0.72701 | 0.99799 | 0.99473 | 0.5762 | 0.98379 | 0.96043 | 0.73123 | 0.88767 | 0.78114 | 0.98833 | 0.85217 | 0.83078 | 0.91941 | 0.93977 | 0
Mar | 10 | 9 | Weekday | Friday | 0.91221 | 0.96904 | 0.99564 | 0.7362 | 0.0044079 | 0.7362 | 0.7362 | 1 | 0.7362 | 0.91221 | 0.91221 | 0.87805 | 0.98693 | 0.64523 | 0.94979 | 0.90294 | 0.63243 | 1 | 0.98279 | 0.81695 | 0.95541 | 0.68863 | 0.96894 | 1 | 1 | 0.96425 | 1 | 0.89902 | 0.97452 | 0.61122 | 0.96324 | 0.91892 | 0.50118 | 1 | 0.97835 | 0.84749 | 0.9118 | 0.64202 | 0.99062 | 0.97969 | 0.97336 | 0.93142 | 1 | 0
Mar | 10 | 10 | Weekday | Friday | 0.988 | 0.99072 | 0.9945 | 0.72895 | 0.0044079 | 0.72895 | 0.72895 | 0.96341 | 0.72895 | 0.988 | 0.988 | 0.91899 | 0.99666 | 0.57804 | 0.93359 | 0.88702 | 0.58246 | 0.99326 | 0.97028 | 0.85567 | 0.94566 | 0.61975 | 0.95867 | 0.96341 | 0.95152 | 1 | 0.96883 | 0.97205 | 0.98777 | 0.56681 | 0.95498 | 0.90562 | 0.47756 | 0.99793 | 0.99449 | 0.93713 | 0.94269 | 0.57449 | 0.9934 | 0.99666 | 0.99431 | 1 | 1 | 0
Mar | 10 | 11 | Weekday | Friday | 0.99981 | 1 | 0.98813 | 0.71524 | 0.0044079 | 0.71524 | 0.71524 | 0.92969 | 0.71524 | 0.99981 | 0.99981 | 0.88647 | 0.98378 | 0.56366 | 0.91335 | 0.88941 | 0.55183 | 0.96058 | 0.96149 | 0.82674 | 0.94378 | 0.61223 | 0.92998 | 0.92969 | 0.91036 | 0.98223 | 0.89729 | 0.97263 | 0.97748 | 0.57014 | 0.93537 | 0.91023 | 0.47289 | 0.96597 | 1 | 0.93371 | 0.97254 | 0.5759 | 0.96421 | 0.9959 | 0.9951 | 0.99688 | 0.93878 | 0
Mar | 10 | 12 | Weekday | Friday | 0.97142 | 0.99245 | 0.97639 | 0.70184 | 0.0044079 | 0.70184 | 0.70184 | 0.91032 | 0.70184 | 0.97142 | 0.97142 | 0.78324 | 0.99107 | 0.55608 | 0.9268 | 0.87718 | 0.52761 | 0.9643 | 0.95738 | 0.80037 | 0.95062 | 0.61015 | 0.93931 | 0.91032 | 0.8863 | 0.94463 | 0.90906 | 0.85474 | 0.98762 | 0.56316 | 0.95465 | 0.89954 | 0.4655 | 0.97215 | 0.98861 | 0.91929 | 0.99207 | 0.57846 | 0.98177 | 0.99631 | 0.99582 | 0.96443 | 0.96735 | 0
Mar | 10 | 13 | Weekday | Friday | 0.93614 | 0.99201 | 0.97471 | 0.68281 | 0.0044079 | 0.68281 | 0.68281 | 0.89878 | 0.68281 | 0.93614 | 0.93614 | 0.7269 | 1 | 0.54787 | 0.93458 | 0.84021 | 0.51056 | 0.96807 | 0.95611 | 0.71885 | 0.95419 | 0.61137 | 0.94369 | 0.89878 | 0.8724 | 0.92837 | 0.92963 | 0.7931 | 0.9982 | 0.54969 | 0.97114 | 0.86264 | 0.46051 | 0.98169 | 0.98517 | 0.79992 | 1 | 0.57887 | 0.99957 | 0.9974 | 0.99736 | 0.9508 | 1 | 0
Mar | 10 | 14 | Weekday | Friday | 0.91256 | 0.99501 | 0.95885 | 0.68289 | 0.0044079 | 0.68289 | 0.68289 | 0.88815 | 0.68289 | 0.91256 | 0.91256 | 0.75113 | 0.99803 | 0.54831 | 0.93218 | 0.82024 | 0.52607 | 0.9434 | 0.95218 | 0.68701 | 0.93275 | 0.60856 | 0.94082 | 0.88815 | 0.86161 | 0.91315 | 0.92897 | 0.79205 | 0.99893 | 0.54865 | 0.97127 | 0.84304 | 0.4812 | 0.96039 | 0.97871 | 0.73663 | 0.98216 | 0.57577 | 1 | 0.99895 | 1 | 0.93652 | 1 | 0
Mar | 10 | 15 | Weekday | Friday | 0.86956 | 0.99228 | 0.93916 | 0.70609 | 0.0044079 | 0.70609 | 0.70609 | 0.88969 | 0.70609 | 0.86956 | 0.86956 | 0.87225 | 0.99717 | 0.5625 | 0.96086 | 0.83221 | 0.64252 | 0.92176 | 0.9244 | 0.69473 | 0.89027 | 0.59903 | 0.94109 | 0.88969 | 0.86564 | 0.91091 | 0.93449 | 0.90523 | 1 | 0.58803 | 1 | 0.85455 | 0.61747 | 0.94478 | 0.96413 | 0.73438 | 0.96013 | 0.60066 | 0.99934 | 0.99955 | 0.99986 | 0.93178 | 1 | 0
Mar | 10 | 16 | Weekday | Friday | 0.82679 | 0.96907 | 0.92328 | 0.78679 | 0.32119 | 0.78679 | 0.78679 | 0.90789 | 0.78679 | 0.82679 | 0.82679 | 0.9281 | 0.99404 | 0.64228 | 0.91118 | 0.80772 | 0.78647 | 0.91789 | 0.78445 | 0.78009 | 0.80989 | 0.6738 | 0.73929 | 0.90789 | 0.88845 | 0.91612 | 0.54776 | 0.96575 | 0.99866 | 0.67693 | 0.94136 | 0.82905 | 0.77898 | 0.93741 | 0.79326 | 0.84994 | 0.83016 | 0.69702 | 0.7569 | 1 | 0.99844 | 0.9304 | 0.54831 | 0
Mar | 10 | 17 | Weekday | Friday | 0.80288 | 0.94863 | 0.91149 | 0.89461 | 0.68322 | 0.89461 | 0.89461 | 0.85459 | 0.89461 | 0.80288 | 0.80288 | 0.95197 | 0.87254 | 0.83077 | 0.78359 | 0.70432 | 0.90509 | 0.71942 | 0.74552 | 0.85891 | 0.79126 | 0.8051 | 0.64087 | 0.85459 | 0.85507 | 0.93867 | 0.28494 | 1 | 0.86641 | 0.83489 | 0.7878 | 0.71919 | 0.90624 | 0.72186 | 0.71815 | 0.94235 | 0.75859 | 0.82037 | 0.59906 | 0.88709 | 0.89579 | 0.94314 | 0.22322 | 0
Mar | 10 | 18 | Weekday | Friday | 0.78595 | 0.95081 | 0.90096 | 0.97322 | 1 | 0.97322 | 0.97322 | 0.8814 | 0.97322 | 0.78595 | 0.78595 | 0.89347 | 0.80504 | 0.89701 | 0.74096 | 0.71909 | 0.98657 | 0.65016 | 0.78683 | 0.91606 | 0.797 | 0.90167 | 0.74312 | 0.8814 | 0.92683 | 0.93877 | 0.33628 | 0.94669 | 0.79159 | 0.92859 | 0.72501 | 0.73087 | 1 | 0.64428 | 0.74847 | 1 | 0.75134 | 0.92089 | 0.68076 | 0.88182 | 0.94279 | 0.92635 | 0.24762 | 0
Mar | 10 | 19 | Weekday | Friday | 0.81001 | 0.96922 | 0.89466 | 1 | 1 | 1 | 1 | 0.86246 | 1 | 0.81001 | 0.81001 | 0.84126 | 0.74741 | 0.91747 | 0.65379 | 0.69127 | 0.97165 | 0.60771 | 0.79857 | 0.83742 | 0.79986 | 0.97088 | 0.73218 | 0.86246 | 0.91495 | 0.87307 | 0.36534 | 0.88564 | 0.72128 | 0.98521 | 0.61488 | 0.69842 | 0.98338 | 0.58088 | 0.7471 | 0.88406 | 0.73841 | 0.99794 | 0.65138 | 0.82202 | 0.87838 | 0.83316 | 0.25262 | 0
Mar | 10 | 20 | Weekday | Friday | 0.80544 | 0.92275 | 0.87879 | 0.93469 | 1 | 0.93469 | 0.93469 | 0.54869 | 0.93469 | 0.80544 | 0.80544 | 0.83965 | 0.69895 | 0.97656 | 0.61002 | 0.69206 | 0.88799 | 0.5067 | 0.4679 | 0.80358 | 0.3989 | 0.98357 | 0.72899 | 0.54869 | 0.60618 | 0.70914 | 0.37479 | 0.88349 | 0.66405 | 1 | 0.5537 | 0.69675 | 0.88899 | 0.47513 | 0.46768 | 0.82032 | 0.39775 | 0.99469 | 0.63573 | 0.52861 | 0.60097 | 0.64757 | 0.25414 | 0
Mar | 10 | 21 | Weekday | Friday | 0.75725 | 0.86562 | 0.85587 | 0.86071 | 1 | 0.86071 | 0.86071 | 0.23581 | 0.86071 | 0.75725 | 0.75725 | 0.82488 | 0.66024 | 0.86875 | 0.41027 | 0.43531 | 0.75509 | 0.43133 | 0.26208 | 0.81437 | 0.15906 | 0.7998 | 0.51852 | 0.23581 | 0.28951 | 0.41402 | 0.39556 | 0.88169 | 0.61819 | 0.8515 | 0.39727 | 0.44246 | 0.7254 | 0.39404 | 0.3201 | 0.81793 | 0.22776 | 0.78831 | 0.4906 | 0.27742 | 0.36363 | 0.42161 | 0.25777 | 0
Mar | 10 | 22 | Weekday | Friday | 0.74443 | 0.84475 | 0.82811 | 0.74836 | 1 | 0.74836 | 0.74836 | 0.15888 | 0.74836 | 0.74443 | 0.74443 | 0.80179 | 0.64018 | 0.65006 | 0.28001 | 0.25563 | 0.62262 | 0.416 | 0.2625 | 0.84576 | 0.15935 | 0.57178 | 0.37022 | 0.15888 | 0.21202 | 0.3562 | 0.39901 | 0.89279 | 0.59277 | 0.62476 | 0.30004 | 0.26539 | 0.56698 | 0.37557 | 0.3229 | 0.84418 | 0.22901 | 0.53821 | 0.39852 | 0.21591 | 0.30538 | 0.43379 | 0.25824 | 0
Mar | 10 | 23 | Weekday | Friday | 0.71672 | 0.85719 | 0.8064 | 0.64174 | 1 | 0.64174 | 0.64174 | 0.1529 | 0.64174 | 0.71672 | 0.71672 | 0.73963 | 0.61251 | 0.4959 | 0.23807 | 0.23252 | 0.58492 | 0.4884 | 0.26105 | 0.80737 | 0.15955 | 0.49222 | 0.34267 | 0.1529 | 0.20705 | 0.32962 | 0.47641 | 0.70618 | 0.55215 | 0.46872 | 0.25462 | 0.24134 | 0.47366 | 0.44163 | 0.3227 | 0.67205 | 0.23033 | 0.43255 | 0.36822 | 0.20778 | 0.29822 | 0.4013 | 0.27167 | 0
Mar | 11 | 24 | Weekend | Saturday | 0.72031 | 0.85277 | 0.80442 | 0.58685 | 1 | 0.58685 | 0.58685 | 0.15672 | 0.58685 | 0.72031 | 0.72031 | 0.37195 | 0.59927 | 0.36712 | 0.21202 | 0.21748 | 0.55376 | 0.4905 | 0.25757 | 0.4257 | 0.15862 | 0.47192 | 0.32212 | 0.15672 | 0.21088 | 0.26588 | 0.4792 | 0.4033 | 0.5333 | 0.40158 | 0.22577 | 0.22562 | 0.42078 | 0.44214 | 0.32099 | 0.39366 | 0.23033 | 0.41183 | 0.34573 | 0.21298 | 0.30289 | 0.32215 | 0.27212 | 0
Mar | 11 | 1 | Weekend | Saturday | 0.71952 | 0.81452 | 0.79448 | 0.56256 | 1 | 0.56256 | 0.56256 | 0.15739 | 0.56256 | 0.71952 | 0.71952 | 0.20617 | 0.59481 | 0.32811 | 0.2131 | 0.21993 | 0.56461 | 0.49453 | 0.25886 | 0.25407 | 0.16216 | 0.4549 | 0.32326 | 0.15739 | 0.21153 | 0.27309 | 0.50833 | 0.33713 | 0.52428 | 0.36239 | 0.22623 | 0.2282 | 0.41325 | 0.44749 | 0.32071 | 0.33711 | 0.23321 | 0.38303 | 0.34573 | 0.21319 | 0.30298 | 0.3211 | 0.27694 | 0
Mar | 11 | 2 | Weekend | Saturday | 0.69234 | 0.77222 | 0.76112 | 0.53766 | 0.96212 | 0.53766 | 0.53766 | 0.16004 | 0.53766 | 0.69234 | 0.69234 | 0.20656 | 0.59097 | 0.3142 | 0.21445 | 0.22232 | 0.57838 | 0.49588 | 0.26411 | 0.25613 | 0.16327 | 0.44758 | 0.32097 | 0.16004 | 0.21329 | 0.28184 | 0.51497 | 0.33747 | 0.51674 | 0.34563 | 0.22637 | 0.23089 | 0.41039 | 0.44811 | 0.3234 | 0.33769 | 0.23569 | 0.36946 | 0.34573 | 0.21382 | 0.30324 | 0.32617 | 0.27728 | 0
Mar | 11 | 3 | Weekend | Saturday | 0.71197 | 0.79675 | 0.78987 | 0.5479 | 1 | 0.5479 | 0.5479 | 0.16275 | 0.5479 | 0.71197 | 0.71197 | 0.20785 | 0.59088 | 0.32866 | 0.22112 | 0.22654 | 0.61876 | 0.55529 | 0.26889 | 0.25822 | 0.16603 | 0.46664 | 0.32326 | 0.16275 | 0.21465 | 0.30957 | 0.54256 | 0.33972 | 0.51599 | 0.35219 | 0.2335 | 0.23491 | 0.44361 | 0.50132 | 0.32715 | 0.3412 | 0.23727 | 0.38788 | 0.34573 | 0.21461 | 0.30344 | 0.3528 | 0.28097 | 0
Mar | 11 | 4 | Weekend | Saturday | 0.7143 | 0.80019 | 0.80847 | 0.55967 | 1 | 0.55967 | 0.55967 | 0.16545 | 0.55967 | 0.7143 | 0.7143 | 0.50209 | 0.59046 | 0.3706 | 0.24044 | 0.24793 | 0.71715 | 0.65874 | 0.27164 | 0.55856 | 0.16848 | 0.50948 | 0.32326 | 0.16545 | 0.21762 | 0.32498 | 0.54204 | 0.45051 | 0.51441 | 0.38421 | 0.25239 | 0.25664 | 0.5364 | 0.5858 | 0.32808 | 0.43153 | 0.23995 | 0.43012 | 0.34573 | 0.21535 | 0.30388 | 0.36736 | 0.27977 | 0
Mar | 11 | 5 | Weekend | Saturday | 0.69329 | 0.83502 | 0.85889 | 0.66293 | 1 | 0.66293 | 0.66293 | 0.48326 | 0.66293 | 0.69329 | 0.69329 | 0.81928 | 0.60851 | 0.50165 | 0.34041 | 0.41962 | 0.86202 | 0.74783 | 0.26933 | 0.94268 | 0.16987 | 0.63545 | 0.42412 | 0.48326 | 0.54881 | 0.63366 | 0.54846 | 0.72701 | 0.54179 | 0.52975 | 0.30924 | 0.43593 | 0.64655 | 0.69007 | 0.32285 | 0.78838 | 0.24157 | 0.56889 | 0.38741 | 0.28535 | 0.3353 | 0.43923 | 0.26659 | 0
Mar | 11 | 6 | Weekend | Saturday | 0.7157 | 0.89222 | 0.93419 | 0.78766 | 0.0044079 | 0.78766 | 0.78766 | 0.47937 | 0.78766 | 0.7157 | 0.7157 | 0.9183 | 0.64839 | 0.74962 | 0.42916 | 0.53062 | 0.86691 | 0.73421 | 0.22778 | 1 | 0.1452 | 0.76052 | 0.43406 | 0.47937 | 0.50414 | 0.77779 | 0.49212 | 0.89859 | 0.57789 | 0.70344 | 0.32642 | 0.52997 | 0.62762 | 0.6891 | 0.2791 | 0.91256 | 0.20515 | 0.69956 | 0.29385 | 0.24523 | 0.2169 | 0.46728 | 0.18332 | 0
Mar | 11 | 7 | Weekend | Saturday | 0.74765 | 0.91666 | 0.98327 | 0.80219 | 0.0044079 | 0.80219 | 0.80219 | 0.86581 | 0.80219 | 0.74765 | 0.74765 | 0.94639 | 0.7023 | 1 | 0.47028 | 0.48377 | 0.83741 | 0.77535 | 0.22531 | 0.8893 | 0.14104 | 0.99973 | 0.43981 | 0.86581 | 0.89784 | 0.8362 | 0.51622 | 0.95703 | 0.63592 | 0.87454 | 0.38971 | 0.46676 | 0.60838 | 0.74501 | 0.27586 | 0.79572 | 0.2011 | 0.93168 | 0.31366 | 0.46337 | 0.41299 | 0.59479 | 0.20342 | 0
Mar | 11 | 8 | Weekend | Saturday | 0.79375 | 0.95175 | 1 | 0.79871 | 0.0044079 | 0.79871 | 0.79871 | 0.96129 | 0.79871 | 0.79375 | 0.79375 | 0.87359 | 0.73023 | 0.94893 | 0.46739 | 0.45268 | 0.74684 | 0.79256 | 0.2223 | 0.81732 | 0.13983 | 1 | 0.43459 | 0.96129 | 0.98619 | 0.84295 | 0.47373 | 0.84987 | 0.68297 | 0.83874 | 0.42691 | 0.4416 | 0.53933 | 0.77149 | 0.27453 | 0.7297 | 0.19896 | 0.93945 | 0.34739 | 0.64126 | 0.60082 | 0.65362 | 0.23796 | 0
Mar | 11 | 9 | Weekend | Saturday | 0.91171 | 0.9664 | 0.99951 | 0.75162 | 0.0044079 | 0.75162 | 0.75162 | 0.96022 | 0.75162 | 0.91171 | 0.91171 | 0.93469 | 0.76086 | 0.75891 | 0.41068 | 0.42146 | 0.64327 | 0.7845 | 0.22211 | 0.87525 | 0.14205 | 0.7825 | 0.41904 | 0.96022 | 0.96732 | 0.86876 | 0.44467 | 0.89316 | 0.72313 | 0.67264 | 0.38468 | 0.41503 | 0.46192 | 0.76898 | 0.27331 | 0.84075 | 0.19848 | 0.71379 | 0.34739 | 0.77181 | 0.7466 | 0.73579 | 0.2674 | 0
Mar | 11 | 10 | Weekend | Saturday | 0.98745 | 0.98821 | 0.99822 | 0.74408 | 0.0044079 | 0.74408 | 0.74408 | 0.91802 | 0.74408 | 0.98745 | 0.98745 | 0.98134 | 0.77544 | 0.66522 | 0.38457 | 0.41033 | 0.57881 | 0.77391 | 0.22142 | 0.90689 | 0.14126 | 0.66061 | 0.40414 | 0.91802 | 0.90857 | 0.93763 | 0.40284 | 0.96866 | 0.74241 | 0.60515 | 0.36734 | 0.4093 | 0.43289 | 0.75823 | 0.27383 | 0.93273 | 0.1981 | 0.59458 | 0.34739 | 0.80134 | 0.78129 | 0.85642 | 0.2638 | 0
Mar | 11 | 11 | Weekend | Saturday | 1 | 0.99628 | 0.98953 | 0.72554 | 0.0044079 | 0.72554 | 0.72554 | 0.90859 | 0.72554 | 1 | 1 | 0.95096 | 0.77783 | 0.61721 | 0.37856 | 0.40246 | 0.54734 | 0.74715 | 0.21916 | 0.87517 | 0.1381 | 0.63768 | 0.37574 | 0.90859 | 0.88778 | 0.94754 | 0.33868 | 0.96515 | 0.74712 | 0.58531 | 0.36735 | 0.40323 | 0.42977 | 0.73436 | 0.27276 | 0.92775 | 0.19595 | 0.58135 | 0.31366 | 0.8649 | 0.85068 | 0.89509 | 0.22174 | 0
Mar | 11 | 12 | Weekend | Saturday | 0.97458 | 0.98743 | 0.9786 | 0.71125 | 0.0044079 | 0.71125 | 0.71125 | 0.8992 | 0.71125 | 0.97458 | 0.97458 | 0.86399 | 0.76795 | 0.58736 | 0.37757 | 0.38966 | 0.52388 | 0.74869 | 0.21988 | 0.86218 | 0.13608 | 0.62904 | 0.35201 | 0.8992 | 0.874 | 0.92052 | 0.29889 | 0.85104 | 0.73697 | 0.55681 | 0.36762 | 0.39211 | 0.42025 | 0.73631 | 0.27132 | 0.91099 | 0.19403 | 0.57851 | 0.27993 | 0.88619 | 0.87382 | 0.8721 | 0.18264 | 0
Mar | 11 | 13 | Weekend | Saturday | 0.94424 | 0.98626 | 0.97571 | 0.69026 | 0.0044079 | 0.69026 | 0.69026 | 0.88913 | 0.69026 | 0.94424 | 0.94424 | 0.79671 | 0.76574 | 0.57015 | 0.32367 | 0.3522 | 0.49865 | 0.74554 | 0.21813 | 0.77938 | 0.13575 | 0.62356 | 0.34888 | 0.88913 | 0.86388 | 0.9022 | 0.28638 | 0.7863 | 0.73603 | 0.53852 | 0.30849 | 0.35508 | 0.41222 | 0.73292 | 0.27148 | 0.79761 | 0.19372 | 0.57685 | 0.27993 | 0.88606 | 0.87382 | 0.85904 | 0.18136 | 0
Mar | 11 | 14 | Weekend | Saturday | 0.92017 | 0.98997 | 0.95837 | 0.6896 | 0.0044079 | 0.6896 | 0.6896 | 0.87722 | 0.6896 | 0.92017 | 0.92017 | 0.80432 | 0.75203 | 0.56242 | 0.27053 | 0.31526 | 0.50693 | 0.73669 | 0.21909 | 0.73058 | 0.13566 | 0.6243 | 0.34292 | 0.87722 | 0.85386 | 0.8849 | 0.2866 | 0.78621 | 0.72921 | 0.53227 | 0.24953 | 0.3184 | 0.43132 | 0.72354 | 0.2715 | 0.73089 | 0.19362 | 0.57295 | 0.27993 | 0.88657 | 0.87382 | 0.84585 | 0.18223 | 0
Mar | 11 | 15 | Weekend | Saturday | 0.87724 | 0.98823 | 0.93785 | 0.7095 | 0.0044079 | 0.7095 | 0.7095 | 0.86931 | 0.7095 | 0.87724 | 0.87724 | 0.90735 | 0.73644 | 0.5686 | 0.30078 | 0.31664 | 0.61388 | 0.71002 | 0.21741 | 0.72983 | 0.13304 | 0.608 | 0.34604 | 0.86931 | 0.84815 | 0.87728 | 0.24627 | 0.89281 | 0.71829 | 0.56498 | 0.27819 | 0.32025 | 0.56197 | 0.69408 | 0.27115 | 0.72897 | 0.19336 | 0.59507 | 0.27993 | 0.88737 | 0.87382 | 0.84045 | 0.14991 | 0
Mar | 11 | 16 | Weekend | Saturday | 0.8363 | 0.96654 | 0.92175 | 0.78995 | 0.33627 | 0.78995 | 0.78995 | 0.85554 | 0.78995 | 0.8363 | 0.8363 | 0.9706 | 0.72042 | 0.62129 | 0.33258 | 0.33099 | 0.7751 | 0.69358 | 0.2191 | 0.81325 | 0.13374 | 0.65071 | 0.33734 | 0.85554 | 0.84107 | 0.85525 | 0.22358 | 0.9568 | 0.69902 | 0.63384 | 0.29969 | 0.3331 | 0.7475 | 0.67231 | 0.27093 | 0.83875 | 0.19321 | 0.6609 | 0.26306 | 0.82138 | 0.80442 | 0.79626 | 0.11859 | 0
Mar | 11 | 17 | Weekend | Saturday | 0.81461 | 0.94894 | 0.90975 | 0.8917 | 0.55751 | 0.8917 | 0.8917 | 0.80781 | 0.8917 | 0.81461 | 0.81461 | 1 | 0.6917 | 0.75468 | 0.31507 | 0.26605 | 0.91556 | 0.57355 | 0.23026 | 0.89846 | 0.14175 | 0.81124 | 0.29898 | 0.80781 | 0.81692 | 0.87691 | 0.29759 | 0.99327 | 0.66103 | 0.79074 | 0.30523 | 0.27423 | 0.90097 | 0.54544 | 0.28842 | 0.93882 | 0.20547 | 0.82477 | 0.2685 | 0.69738 | 0.69455 | 0.79491 | 0.1701 | 0
Mar | 11 | 18 | Weekend | Saturday | 0.79786 | 0.94943 | 0.8994 | 0.9636 | 1 | 0.9636 | 0.9636 | 0.63192 | 0.9636 | 0.79786 | 0.79786 | 0.93638 | 0.68592 | 0.87469 | 0.29607 | 0.22306 | 1 | 0.5626 | 0.25917 | 0.94914 | 0.15757 | 0.93074 | 0.32441 | 0.63192 | 0.68639 | 0.84946 | 0.40274 | 0.94845 | 0.64966 | 0.91725 | 0.31538 | 0.23148 | 0.99608 | 0.53301 | 0.32112 | 0.99799 | 0.22901 | 0.94425 | 0.34573 | 0.61173 | 0.68244 | 0.74157 | 0.25894 | 0
Mar | 11 | 19 | Weekend | Saturday | 0.82192 | 0.96683 | 0.89212 | 0.98919 | 1 | 0.98919 | 0.98919 | 0.52736 | 0.98919 | 0.82192 | 0.82192 | 0.87703 | 0.6576 | 0.92583 | 0.28779 | 0.22395 | 0.98806 | 0.54168 | 0.25759 | 0.87882 | 0.15863 | 0.97903 | 0.32212 | 0.52736 | 0.58182 | 0.79455 | 0.42484 | 0.88472 | 0.61194 | 0.96606 | 0.30657 | 0.2324 | 0.98083 | 0.50146 | 0.32149 | 0.88857 | 0.22983 | 0.99063 | 0.34573 | 0.53385 | 0.60791 | 0.66151 | 0.26275 | 0
Mar | 11 | 20 | Weekend | Saturday | 0.81553 | 0.92168 | 0.87594 | 0.93017 | 1 | 0.93017 | 0.93017 | 0.29425 | 0.93017 | 0.81553 | 0.81553 | 0.88482 | 0.63248 | 0.92908 | 0.27544 | 0.22872 | 0.91252 | 0.48089 | 0.2586 | 0.84744 | 0.16639 | 0.99273 | 0.32306 | 0.29425 | 0.34833 | 0.7183 | 0.44032 | 0.88342 | 0.57824 | 0.9622 | 0.2924 | 0.23661 | 0.89104 | 0.43824 | 0.321 | 0.82026 | 0.23107 | 1 | 0.34789 | 0.34367 | 0.43165 | 0.58182 | 0.26538 | 0
Mar | 11 | 21 | Weekend | Saturday | 0.76928 | 0.86777 | 0.85148 | 0.86026 | 1 | 0.86026 | 0.86026 | 0.16969 | 0.86026 | 0.76928 | 0.76928 | 0.86579 | 0.626 | 0.90427 | 0.25407 | 0.22836 | 0.78675 | 0.44351 | 0.25699 | 0.85864 | 0.16511 | 0.85389 | 0.32651 | 0.16969 | 0.22306 | 0.40841 | 0.45405 | 0.88116 | 0.56737 | 0.85528 | 0.26932 | 0.23751 | 0.73052 | 0.39641 | 0.32015 | 0.81697 | 0.23112 | 0.8321 | 0.34789 | 0.2306 | 0.32128 | 0.39375 | 0.26774 | 0
Mar | 11 | 22 | Weekend | Saturday | 0.75451 | 0.85036 | 0.82333 | 0.75152 | 1 | 0.75152 | 0.75152 | 0.15672 | 0.75152 | 0.75451 | 0.75451 | 0.83621 | 0.62286 | 0.73613 | 0.23368 | 0.23476 | 0.66019 | 0.44406 | 0.25927 | 0.89032 | 0.16242 | 0.62897 | 0.3242 | 0.15672 | 0.21023 | 0.33273 | 0.45972 | 0.89165 | 0.56153 | 0.6502 | 0.24647 | 0.2434 | 0.57335 | 0.39374 | 0.32243 | 0.84194 | 0.23297 | 0.57438 | 0.34789 | 0.21298 | 0.30279 | 0.40509 | 0.26867 | 0
Mar | 11 | 23 | Weekend | Saturday | 0.7264 | 0.86195 | 0.80039 | 0.64862 | 1 | 0.64862 | 0.64862 | 0.1529 | 0.64862 | 0.7264 | 0.7264 | 0.73963 | 0.61251 | 0.4959 | 0.23807 | 0.23252 | 0.58492 | 0.4884 | 0.26105 | 0.80737 | 0.15955 | 0.49222 | 0.34267 | 0.1529 | 0.20705 | 0.32962 | 0.47641 | 0.70618 | 0.55215 | 0.46872 | 0.25462 | 0.24134 | 0.47366 | 0.44163 | 0.3227 | 0.67205 | 0.23033 | 0.43255 | 0.36822 | 0.20778 | 0.29822 | 0.4013 | 0.27167 | 0
Mar | 12 | 24 | Weekend | Sunday | 0.72031 | 0.85277 | 0.80442 | 0.58685 | 1 | 0.58685 | 0.58685 | 0.15672 | 0.58685 | 0.72031 | 0.72031 | 0.37195 | 0.59927 | 0.36712 | 0.21202 | 0.21748 | 0.55376 | 0.4905 | 0.25757 | 0.4257 | 0.15862 | 0.47192 | 0.32212 | 0.15672 | 0.21088 | 0.26588 | 0.4792 | 0.4033 | 0.5333 | 0.40158 | 0.22577 | 0.22562 | 0.42078 | 0.44214 | 0.32099 | 0.39366 | 0.23033 | 0.41183 | 0.34573 | 0.21298 | 0.30289 | 0.32215 | 0.27212 | 0
Mar | 12 | 1 | Weekend | Sunday | 0.71952 | 0.81452 | 0.79448 | 0.56256 | 1 | 0.56256 | 0.56256 | 0.15739 | 0.56256 | 0.71952 | 0.71952 | 0.20617 | 0.59481 | 0.32811 | 0.2131 | 0.21993 | 0.56461 | 0.49453 | 0.25886 | 0.25407 | 0.16216 | 0.4549 | 0.32326 | 0.15739 | 0.21153 | 0.27309 | 0.50833 | 0.33713 | 0.52428 | 0.36239 | 0.22623 | 0.2282 | 0.41325 | 0.44749 | 0.32071 | 0.33711 | 0.23321 | 0.38303 | 0.34573 | 0.21319 | 0.30298 | 0.3211 | 0.27694 | 0
Mar | 12 | 2 | Weekend | Sunday | 0.69234 | 0.77222 | 0.76112 | 0.53766 | 0.96212 | 0.53766 | 0.53766 | 0.16004 | 0.53766 | 0.69234 | 0.69234 | 0.20656 | 0.59097 | 0.3142 | 0.21445 | 0.22232 | 0.57838 | 0.49588 | 0.26411 | 0.25613 | 0.16327 | 0.44758 | 0.32097 | 0.16004 | 0.21329 | 0.28184 | 0.51497 | 0.33747 | 0.51674 | 0.34563 | 0.22637 | 0.23089 | 0.41039 | 0.44811 | 0.3234 | 0.33769 | 0.23569 | 0.36946 | 0.34573 | 0.21382 | 0.30324 | 0.32617 | 0.27728 | 0
Mar | 12 | 3 | Weekend | Sunday | 0.71197 | 0.79675 | 0.78987 | 0.5479 | 1 | 0.5479 | 0.5479 | 0.16275 | 0.5479 | 0.71197 | 0.71197 | 0.20785 | 0.59088 | 0.32866 | 0.22112 | 0.22654 | 0.61876 | 0.55529 | 0.26889 | 0.25822 | 0.16603 | 0.46664 | 0.32326 | 0.16275 | 0.21465 | 0.30957 | 0.54256 | 0.33972 | 0.51599 | 0.35219 | 0.2335 | 0.23491 | 0.44361 | 0.50132 | 0.32715 | 0.3412 | 0.23727 | 0.38788 | 0.34573 | 0.21461 | 0.30344 | 0.3528 | 0.28097 | 0
Mar | 12 | 4 | Weekend | Sunday | 0.7143 | 0.80019 | 0.80847 | 0.55967 | 1 | 0.55967 | 0.55967 | 0.16545 | 0.55967 | 0.7143 | 0.7143 | 0.50209 | 0.59046 | 0.3706 | 0.24044 | 0.24793 | 0.71715 | 0.65874 | 0.27164 | 0.55856 | 0.16848 | 0.50948 | 0.32326 | 0.16545 | 0.21762 | 0.32498 | 0.54204 | 0.45051 | 0.51441 | 0.38421 | 0.25239 | 0.25664 | 0.5364 | 0.5858 | 0.32808 | 0.43153 | 0.23995 | 0.43012 | 0.34573 | 0.21535 | 0.30388 | 0.36736 | 0.27977 | 0
Mar | 12 | 5 | Weekend | Sunday | 0.69329 | 0.83502 | 0.85889 | 0.66293 | 1 | 0.66293 | 0.66293 | 0.48326 | 0.66293 | 0.69329 | 0.69329 | 0.81928 | 0.60851 | 0.50165 | 0.34041 | 0.41962 | 0.86202 | 0.74783 | 0.26933 | 0.94268 | 0.16987 | 0.63545 | 0.42412 | 0.48326 | 0.54881 | 0.63366 | 0.54846 | 0.72701 | 0.54179 | 0.52975 | 0.30924 | 0.43593 | 0.64655 | 0.69007 | 0.32285 | 0.78838 | 0.24157 | 0.56889 | 0.38741 | 0.28535 | 0.3353 | 0.43923 | 0.26659 | 0
Mar | 12 | 6 | Weekend | Sunday | 0.7157 | 0.89222 | 0.93419 | 0.78766 | 0.0044079 | 0.78766 | 0.78766 | 0.47937 | 0.78766 | 0.7157 | 0.7157 | 0.9183 | 0.64839 | 0.74962 | 0.42916 | 0.53062 | 0.86691 | 0.73421 | 0.22778 | 1 | 0.1452 | 0.76052 | 0.43406 | 0.47937 | 0.50414 | 0.77779 | 0.49212 | 0.89859 | 0.57789 | 0.70344 | 0.32642 | 0.52997 | 0.62762 | 0.6891 | 0.2791 | 0.91256 | 0.20515 | 0.69956 | 0.29385 | 0.24523 | 0.2169 | 0.46728 | 0.18332 | 0
Mar | 12 | 7 | Weekend | Sunday | 0.74765 | 0.91666 | 0.98327 | 0.80219 | 0.0044079 | 0.80219 | 0.80219 | 0.86581 | 0.80219 | 0.74765 | 0.74765 | 0.94639 | 0.7023 | 1 | 0.47028 | 0.48377 | 0.83741 | 0.77535 | 0.22531 | 0.8893 | 0.14104 | 0.99973 | 0.43981 | 0.86581 | 0.89784 | 0.8362 | 0.51622 | 0.95703 | 0.63592 | 0.87454 | 0.38971 | 0.46676 | 0.60838 | 0.74501 | 0.27586 | 0.79572 | 0.2011 | 0.93168 | 0.31366 | 0.46337 | 0.41299 | 0.59479 | 0.20342 | 0
Mar | 12 | 8 | Weekend | Sunday | 0.79375 | 0.95175 | 1 | 0.79871 | 0.0044079 | 0.79871 | 0.79871 | 0.96129 | 0.79871 | 0.79375 | 0.79375 | 0.87359 | 0.73023 | 0.94893 | 0.46739 | 0.45268 | 0.74684 | 0.79256 | 0.2223 | 0.81732 | 0.13983 | 1 | 0.43459 | 0.96129 | 0.98619 | 0.84295 | 0.47373 | 0.84987 | 0.68297 | 0.83874 | 0.42691 | 0.4416 | 0.53933 | 0.77149 | 0.27453 | 0.7297 | 0.19896 | 0.93945 | 0.34739 | 0.64126 | 0.60082 | 0.65362 | 0.23796 | 0
Mar | 12 | 9 | Weekend | Sunday | 0.91171 | 0.9664 | 0.99951 | 0.75162 | 0.0044079 | 0.75162 | 0.75162 | 0.96022 | 0.75162 | 0.91171 | 0.91171 | 0.93469 | 0.76086 | 0.75891 | 0.41068 | 0.42146 | 0.64327 | 0.7845 | 0.22211 | 0.87525 | 0.14205 | 0.7825 | 0.41904 | 0.96022 | 0.96732 | 0.86876 | 0.44467 | 0.89316 | 0.72313 | 0.67264 | 0.38468 | 0.41503 | 0.46192 | 0.76898 | 0.27331 | 0.84075 | 0.19848 | 0.71379 | 0.34739 | 0.77181 | 0.7466 | 0.73579 | 0.2674 | 0
Mar | 12 | 10 | Weekend | Sunday | 0.98745 | 0.98821 | 0.99822 | 0.74408 | 0.0044079 | 0.74408 | 0.74408 | 0.91802 | 0.74408 | 0.98745 | 0.98745 | 0.98134 | 0.77544 | 0.66522 | 0.38457 | 0.41033 | 0.57881 | 0.77391 | 0.22142 | 0.90689 | 0.14126 | 0.66061 | 0.40414 | 0.91802 | 0.90857 | 0.93763 | 0.40284 | 0.96866 | 0.74241 | 0.60515 | 0.36734 | 0.4093 | 0.43289 | 0.75823 | 0.27383 | 0.93273 | 0.1981 | 0.59458 | 0.34739 | 0.80134 | 0.78129 | 0.85642 | 0.2638 | 0
Mar | 12 | 11 | Weekend | Sunday | 1 | 0.99628 | 0.98953 | 0.72554 | 0.0044079 | 0.72554 | 0.72554 | 0.90859 | 0.72554 | 1 | 1 | 0.95096 | 0.77783 | 0.61721 | 0.37856 | 0.40246 | 0.54734 | 0.74715 | 0.21916 | 0.87517 | 0.1381 | 0.63768 | 0.37574 | 0.90859 | 0.88778 | 0.94754 | 0.33868 | 0.96515 | 0.74712 | 0.58531 | 0.36735 | 0.40323 | 0.42977 | 0.73436 | 0.27276 | 0.92775 | 0.19595 | 0.58135 | 0.31366 | 0.8649 | 0.85068 | 0.89509 | 0.22174 | 0
Mar | 12 | 12 | Weekend | Sunday | 0.97458 | 0.98743 | 0.9786 | 0.71125 | 0.0044079 | 0.71125 | 0.71125 | 0.8992 | 0.71125 | 0.97458 | 0.97458 | 0.86399 | 0.76795 | 0.58736 | 0.37757 | 0.38966 | 0.52388 | 0.74869 | 0.21988 | 0.86218 | 0.13608 | 0.62904 | 0.35201 | 0.8992 | 0.874 | 0.92052 | 0.29889 | 0.85104 | 0.73697 | 0.55681 | 0.36762 | 0.39211 | 0.42025 | 0.73631 | 0.27132 | 0.91099 | 0.19403 | 0.57851 | 0.27993 | 0.88619 | 0.87382 | 0.8721 | 0.18264 | 0
Mar | 12 | 13 | Weekend | Sunday | 0.94424 | 0.98626 | 0.97571 | 0.69026 | 0.0044079 | 0.69026 | 0.69026 | 0.88913 | 0.69026 | 0.94424 | 0.94424 | 0.79671 | 0.76574 | 0.57015 | 0.32367 | 0.3522 | 0.49865 | 0.74554 | 0.21813 | 0.77938 | 0.13575 | 0.62356 | 0.34888 | 0.88913 | 0.86388 | 0.9022 | 0.28638 | 0.7863 | 0.73603 | 0.53852 | 0.30849 | 0.35508 | 0.41222 | 0.73292 | 0.27148 | 0.79761 | 0.19372 | 0.57685 | 0.27993 | 0.88606 | 0.87382 | 0.85904 | 0.18136 | 0
Mar | 12 | 14 | Weekend | Sunday | 0.92017 | 0.98997 | 0.95837 | 0.6896 | 0.0044079 | 0.6896 | 0.6896 | 0.87722 | 0.6896 | 0.92017 | 0.92017 | 0.80432 | 0.75203 | 0.56242 | 0.27053 | 0.31526 | 0.50693 | 0.73669 | 0.21909 | 0.73058 | 0.13566 | 0.6243 | 0.34292 | 0.87722 | 0.85386 | 0.8849 | 0.2866 | 0.78621 | 0.72921 | 0.53227 | 0.24953 | 0.3184 | 0.43132 | 0.72354 | 0.2715 | 0.73089 | 0.19362 | 0.57295 | 0.27993 | 0.88657 | 0.87382 | 0.84585 | 0.18223 | 0
Mar | 12 | 15 | Weekend | Sunday | 0.87724 | 0.98823 | 0.93785 | 0.7095 | 0.0044079 | 0.7095 | 0.7095 | 0.86931 | 0.7095 | 0.87724 | 0.87724 | 0.90735 | 0.73644 | 0.5686 | 0.30078 | 0.31664 | 0.61388 | 0.71002 | 0.21741 | 0.72983 | 0.13304 | 0.608 | 0.34604 | 0.86931 | 0.84815 | 0.87728 | 0.24627 | 0.89281 | 0.71829 | 0.56498 | 0.27819 | 0.32025 | 0.56197 | 0.69408 | 0.27115 | 0.72897 | 0.19336 | 0.59507 | 0.27993 | 0.88737 | 0.87382 | 0.84045 | 0.14991 | 0
Mar | 12 | 16 | Weekend | Sunday | 0.8363 | 0.96654 | 0.92175 | 0.78995 | 0.33627 | 0.78995 | 0.78995 | 0.85554 | 0.78995 | 0.8363 | 0.8363 | 0.9706 | 0.72042 | 0.62129 | 0.33258 | 0.33099 | 0.7751 | 0.69358 | 0.2191 | 0.81325 | 0.13374 | 0.65071 | 0.33734 | 0.85554 | 0.84107 | 0.85525 | 0.22358 | 0.9568 | 0.69902 | 0.63384 | 0.29969 | 0.3331 | 0.7475 | 0.67231 | 0.27093 | 0.83875 | 0.19321 | 0.6609 | 0.26306 | 0.82138 | 0.80442 | 0.79626 | 0.11859 | 0
Mar | 12 | 17 | Weekend | Sunday | 0.81461 | 0.94894 | 0.90975 | 0.8917 | 0.55751 | 0.8917 | 0.8917 | 0.80781 | 0.8917 | 0.81461 | 0.81461 | 1 | 0.6917 | 0.75468 | 0.31507 | 0.26605 | 0.91556 | 0.57355 | 0.23026 | 0.89846 | 0.14175 | 0.81124 | 0.29898 | 0.80781 | 0.81692 | 0.87691 | 0.29759 | 0.99327 | 0.66103 | 0.79074 | 0.30523 | 0.27423 | 0.90097 | 0.54544 | 0.28842 | 0.93882 | 0.20547 | 0.82477 | 0.2685 | 0.69738 | 0.69455 | 0.79491 | 0.1701 | 0
Mar | 12 | 18 | Weekend | Sunday | 0.79786 | 0.94943 | 0.8994 | 0.9636 | 1 | 0.9636 | 0.9636 | 0.63192 | 0.9636 | 0.79786 | 0.79786 | 0.93638 | 0.68592 | 0.87469 | 0.29607 | 0.22306 | 1 | 0.5626 | 0.25917 | 0.94914 | 0.15757 | 0.93074 | 0.32441 | 0.63192 | 0.68639 | 0.84946 | 0.40274 | 0.94845 | 0.64966 | 0.91725 | 0.31538 | 0.23148 | 0.99608 | 0.53301 | 0.32112 | 0.99799 | 0.22901 | 0.94425 | 0.34573 | 0.61173 | 0.68244 | 0.74157 | 0.25894 | 0
Mar | 12 | 19 | Weekend | Sunday | 0.82192 | 0.96683 | 0.89212 | 0.98919 | 1 | 0.98919 | 0.98919 | 0.52736 | 0.98919 | 0.82192 | 0.82192 | 0.87703 | 0.6576 | 0.92583 | 0.28779 | 0.22395 | 0.98806 | 0.54168 | 0.25759 | 0.87882 | 0.15863 | 0.97903 | 0.32212 | 0.52736 | 0.58182 | 0.79455 | 0.42484 | 0.88472 | 0.61194 | 0.96606 | 0.30657 | 0.2324 | 0.98083 | 0.50146 | 0.32149 | 0.88857 | 0.22983 | 0.99063 | 0.34573 | 0.53385 | 0.60791 | 0.66151 | 0.26275 | 0
Mar | 12 | 20 | Weekend | Sunday | 0.81553 | 0.92168 | 0.87594 | 0.93017 | 1 | 0.93017 | 0.93017 | 0.29425 | 0.93017 | 0.81553 | 0.81553 | 0.88482 | 0.63248 | 0.92908 | 0.27544 | 0.22872 | 0.91252 | 0.48089 | 0.2586 | 0.84744 | 0.16639 | 0.99273 | 0.32306 | 0.29425 | 0.34833 | 0.7183 | 0.44032 | 0.88342 | 0.57824 | 0.9622 | 0.2924 | 0.23661 | 0.89104 | 0.43824 | 0.321 | 0.82026 | 0.23107 | 1 | 0.34789 | 0.34367 | 0.43165 | 0.58182 | 0.26538 | 0
Mar | 12 | 21 | Weekend | Sunday | 0.76928 | 0.86777 | 0.85148 | 0.86026 | 1 | 0.86026 | 0.86026 | 0.16969 | 0.86026 | 0.76928 | 0.76928 | 0.86579 | 0.626 | 0.90427 | 0.25407 | 0.22836 | 0.78675 | 0.44351 | 0.25699 | 0.85864 | 0.16511 | 0.85389 | 0.32651 | 0.16969 | 0.22306 | 0.40841 | 0.45405 | 0.88116 | 0.56737 | 0.85528 | 0.26932 | 0.23751 | 0.73052 | 0.39641 | 0.32015 | 0.81697 | 0.23112 | 0.8321 | 0.34789 | 0.2306 | 0.32128 | 0.39375 | 0.26774 | 0
Mar | 12 | 22 | Weekend | Sunday | 0.75451 | 0.85036 | 0.82333 | 0.75152 | 1 | 0.75152 | 0.75152 | 0.15672 | 0.75152 | 0.75451 | 0.75451 | 0.83621 | 0.62286 | 0.73613 | 0.23368 | 0.23476 | 0.66019 | 0.44406 | 0.25927 | 0.89032 | 0.16242 | 0.62897 | 0.3242 | 0.15672 | 0.21023 | 0.33273 | 0.45972 | 0.89165 | 0.56153 | 0.6502 | 0.24647 | 0.2434 | 0.57335 | 0.39374 | 0.32243 | 0.84194 | 0.23297 | 0.57438 | 0.34789 | 0.21298 | 0.30279 | 0.40509 | 0.26867 | 0
Mar | 12 | 23 | Weekend | Sunday | 0.7264 | 0.86195 | 0.80039 | 0.64862 | 1 | 0.64862 | 0.64862 | 0.16054 | 0.64862 | 0.7264 | 0.7264 | 0.65861 | 0.63235 | 0.45362 | 0.2515 | 0.24966 | 0.52948 | 0.42333 | 0.2598 | 0.71312 | 0.15911 | 0.46255 | 0.35688 | 0.16054 | 0.2134 | 0.32849 | 0.42718 | 0.6483 | 0.58025 | 0.45255 | 0.26831 | 0.25931 | 0.45528 | 0.37731 | 0.32184 | 0.61675 | 0.22952 | 0.42132 | 0.38388 | 0.21817 | 0.30736 | 0.40012 | 0.26312 | 0
Mar | 13 | 24 | Weekday | Monday | 0.70378 | 0.84019 | 0.79026 | 0.57764 | 1 | 0.57764 | 0.57764 | 0.15889 | 0.57764 | 0.70378 | 0.70378 | 0.3431 | 0.62965 | 0.35905 | 0.25584 | 0.25725 | 0.49974 | 0.41638 | 0.25942 | 0.39276 | 0.15894 | 0.43237 | 0.36434 | 0.15889 | 0.21219 | 0.28115 | 0.42433 | 0.39915 | 0.57596 | 0.39274 | 0.27259 | 0.26705 | 0.4146 | 0.37454 | 0.32073 | 0.38998 | 0.22897 | 0.38647 | 0.3912 | 0.21593 | 0.3054 | 0.34128 | 0.26253 | 0
Mar | 13 | 1 | Weekday | Monday | 0.70636 | 0.80398 | 0.78304 | 0.55341 | 1 | 0.55341 | 0.55341 | 0.15961 | 0.55341 | 0.70636 | 0.70636 | 0.20662 | 0.62802 | 0.33007 | 0.25564 | 0.25612 | 0.50033 | 0.43798 | 0.25839 | 0.25573 | 0.15932 | 0.41517 | 0.36457 | 0.15961 | 0.21313 | 0.27562 | 0.43902 | 0.33797 | 0.57276 | 0.36751 | 0.27255 | 0.26592 | 0.406 | 0.39081 | 0.32063 | 0.33853 | 0.22907 | 0.36678 | 0.39145 | 0.21616 | 0.30554 | 0.33244 | 0.26512 | 0
Mar | 13 | 2 | Weekday | Monday | 0.68425 | 0.76781 | 0.75731 | 0.52921 | 0.97004 | 0.52921 | 0.52921 | 0.16086 | 0.52921 | 0.68425 | 0.68425 | 0.20719 | 0.62603 | 0.3164 | 0.2565 | 0.25801 | 0.50532 | 0.42914 | 0.25915 | 0.25748 | 0.16009 | 0.41129 | 0.36378 | 0.16086 | 0.2138 | 0.2771 | 0.43421 | 0.33833 | 0.56934 | 0.35073 | 0.27276 | 0.26778 | 0.40216 | 0.38735 | 0.32092 | 0.33911 | 0.23023 | 0.36134 | 0.39145 | 0.21651 | 0.30564 | 0.33261 | 0.26423 | 0
Mar | 13 | 3 | Weekday | Monday | 0.70026 | 0.78787 | 0.78321 | 0.53986 | 1 | 0.53986 | 0.53986 | 0.16269 | 0.53986 | 0.70026 | 0.70026 | 0.2098 | 0.66118 | 0.33401 | 0.26336 | 0.25738 | 0.54236 | 0.54664 | 0.26157 | 0.26327 | 0.16146 | 0.42973 | 0.36502 | 0.16269 | 0.21557 | 0.31363 | 0.45206 | 0.34379 | 0.60963 | 0.36173 | 0.28022 | 0.26716 | 0.43632 | 0.49249 | 0.32307 | 0.34757 | 0.23168 | 0.37556 | 0.39234 | 0.21693 | 0.3059 | 0.37288 | 0.26748 | 0
Mar | 13 | 4 | Weekday | Monday | 0.7039 | 0.79344 | 0.80318 | 0.55254 | 1 | 0.55254 | 0.55254 | 0.16427 | 0.55254 | 0.7039 | 0.7039 | 0.46734 | 0.72157 | 0.42397 | 0.29687 | 0.27323 | 0.64019 | 0.67325 | 0.26342 | 0.51755 | 0.16291 | 0.4944 | 0.37992 | 0.16427 | 0.21635 | 0.33786 | 0.44762 | 0.4607 | 0.63068 | 0.43076 | 0.31515 | 0.28319 | 0.53058 | 0.58761 | 0.32468 | 0.44375 | 0.23302 | 0.4383 | 0.40759 | 0.21738 | 0.30601 | 0.39747 | 0.26643 | 0
Mar | 13 | 5 | Weekday | Monday | 0.68493 | 0.83211 | 0.85629 | 0.65709 | 1 | 0.65709 | 0.65709 | 0.65158 | 0.65709 | 0.68493 | 0.68493 | 0.75673 | 0.80541 | 0.66758 | 0.47678 | 0.70588 | 0.78393 | 0.82289 | 0.61464 | 0.87337 | 0.62634 | 0.71628 | 0.61444 | 0.65158 | 0.72587 | 0.6392 | 0.57194 | 0.74197 | 0.7346 | 0.66808 | 0.37907 | 0.73473 | 0.63685 | 0.75452 | 0.34944 | 0.80914 | 0.32244 | 0.67122 | 0.49935 | 0.34127 | 0.36871 | 0.51268 | 0.32104 | 0
Mar | 13 | 6 | Weekday | Monday | 0.71124 | 0.89164 | 0.93422 | 0.78148 | 0.0044079 | 0.78148 | 0.78148 | 0.84106 | 0.78148 | 0.71124 | 0.71124 | 0.89076 | 0.87894 | 0.93894 | 0.60928 | 0.88133 | 0.79787 | 0.91339 | 0.88408 | 0.93592 | 0.95066 | 0.9001 | 0.70755 | 0.84106 | 0.88269 | 0.76869 | 0.67723 | 0.90409 | 0.84198 | 0.88368 | 0.44574 | 0.88348 | 0.6271 | 0.8731 | 0.57163 | 0.91399 | 0.57063 | 0.867 | 0.47611 | 0.39354 | 0.33585 | 0.55231 | 0.45274 | 0
Mar | 13 | 7 | Weekday | Monday | 0.75017 | 0.91748 | 0.98292 | 0.79565 | 0.0044079 | 0.79565 | 0.79565 | 0.87001 | 0.79565 | 0.75017 | 0.75017 | 0.93869 | 0.92816 | 0.91831 | 0.89027 | 1 | 0.79237 | 0.96334 | 0.99418 | 0.8307 | 1 | 0.89238 | 0.93003 | 0.87001 | 0.89778 | 0.88992 | 0.86385 | 0.95801 | 0.90286 | 0.84389 | 0.82725 | 1 | 0.62978 | 0.93885 | 0.86724 | 0.7922 | 0.80965 | 0.84904 | 0.81537 | 0.57948 | 0.53207 | 0.7495 | 0.72882 | 0
Mar | 13 | 8 | Weekday | Monday | 0.79783 | 0.95508 | 0.99692 | 0.78644 | 0.0044079 | 0.78644 | 0.78644 | 0.9744 | 0.78644 | 0.79783 | 0.79783 | 0.83642 | 0.96433 | 0.77318 | 1 | 0.98333 | 0.72418 | 0.99206 | 1 | 0.76375 | 0.97867 | 0.8257 | 1 | 0.9744 | 0.98787 | 0.98383 | 0.99297 | 0.84626 | 0.94647 | 0.72701 | 0.99799 | 0.99473 | 0.5762 | 0.98379 | 0.96043 | 0.73123 | 0.88767 | 0.78114 | 0.98833 | 0.85217 | 0.83078 | 0.91941 | 0.93977 | 0
Mar | 13 | 9 | Weekday | Monday | 0.91221 | 0.96904 | 0.99564 | 0.7362 | 0.0044079 | 0.7362 | 0.7362 | 1 | 0.7362 | 0.91221 | 0.91221 | 0.87805 | 0.98693 | 0.64523 | 0.94979 | 0.90294 | 0.63243 | 1 | 0.98279 | 0.81695 | 0.95541 | 0.68863 | 0.96894 | 1 | 1 | 0.96425 | 1 | 0.89902 | 0.97452 | 0.61122 | 0.96324 | 0.91892 | 0.50118 | 1 | 0.97835 | 0.84749 | 0.9118 | 0.64202 | 0.99062 | 0.97969 | 0.97336 | 0.93142 | 1 | 0
Mar | 13 | 10 | Weekday | Monday | 0.988 | 0.99072 | 0.9945 | 0.72895 | 0.0044079 | 0.72895 | 0.72895 | 0.96341 | 0.72895 | 0.988 | 0.988 | 0.91899 | 0.99666 | 0.57804 | 0.93359 | 0.88702 | 0.58246 | 0.99326 | 0.97028 | 0.85567 | 0.94566 | 0.61975 | 0.95867 | 0.96341 | 0.95152 | 1 | 0.96883 | 0.97205 | 0.98777 | 0.56681 | 0.95498 | 0.90562 | 0.47756 | 0.99793 | 0.99449 | 0.93713 | 0.94269 | 0.57449 | 0.9934 | 0.99666 | 0.99431 | 1 | 1 | 0
Mar | 13 | 11 | Weekday | Monday | 0.99981 | 1 | 0.98813 | 0.71524 | 0.0044079 | 0.71524 | 0.71524 | 0.92969 | 0.71524 | 0.99981 | 0.99981 | 0.88647 | 0.98378 | 0.56366 | 0.91335 | 0.88941 | 0.55183 | 0.96058 | 0.96149 | 0.82674 | 0.94378 | 0.61223 | 0.92998 | 0.92969 | 0.91036 | 0.98223 | 0.89729 | 0.97263 | 0.97748 | 0.57014 | 0.93537 | 0.91023 | 0.47289 | 0.96597 | 1 | 0.93371 | 0.97254 | 0.5759 | 0.96421 | 0.9959 | 0.9951 | 0.99688 | 0.93878 | 0
Mar | 13 | 12 | Weekday | Monday | 0.97142 | 0.99245 | 0.97639 | 0.70184 | 0.0044079 | 0.70184 | 0.70184 | 0.91032 | 0.70184 | 0.97142 | 0.97142 | 0.78324 | 0.99107 | 0.55608 | 0.9268 | 0.87718 | 0.52761 | 0.9643 | 0.95738 | 0.80037 | 0.95062 | 0.61015 | 0.93931 | 0.91032 | 0.8863 | 0.94463 | 0.90906 | 0.85474 | 0.98762 | 0.56316 | 0.95465 | 0.89954 | 0.4655 | 0.97215 | 0.98861 | 0.91929 | 0.99207 | 0.57846 | 0.98177 | 0.99631 | 0.99582 | 0.96443 | 0.96735 | 0
Mar | 13 | 13 | Weekday | Monday | 0.93614 | 0.99201 | 0.97471 | 0.68281 | 0.0044079 | 0.68281 | 0.68281 | 0.89878 | 0.68281 | 0.93614 | 0.93614 | 0.7269 | 1 | 0.54787 | 0.93458 | 0.84021 | 0.51056 | 0.96807 | 0.95611 | 0.71885 | 0.95419 | 0.61137 | 0.94369 | 0.89878 | 0.8724 | 0.92837 | 0.92963 | 0.7931 | 0.9982 | 0.54969 | 0.97114 | 0.86264 | 0.46051 | 0.98169 | 0.98517 | 0.79992 | 1 | 0.57887 | 0.99957 | 0.9974 | 0.99736 | 0.9508 | 1 | 0
Mar | 13 | 14 | Weekday | Monday | 0.91256 | 0.99501 | 0.95885 | 0.68289 | 0.0044079 | 0.68289 | 0.68289 | 0.88815 | 0.68289 | 0.91256 | 0.91256 | 0.75113 | 0.99803 | 0.54831 | 0.93218 | 0.82024 | 0.52607 | 0.9434 | 0.95218 | 0.68701 | 0.93275 | 0.60856 | 0.94082 | 0.88815 | 0.86161 | 0.91315 | 0.92897 | 0.79205 | 0.99893 | 0.54865 | 0.97127 | 0.84304 | 0.4812 | 0.96039 | 0.97871 | 0.73663 | 0.98216 | 0.57577 | 1 | 0.99895 | 1 | 0.93652 | 1 | 0
Mar | 13 | 15 | Weekday | Monday | 0.86956 | 0.99228 | 0.93916 | 0.70609 | 0.0044079 | 0.70609 | 0.70609 | 0.88969 | 0.70609 | 0.86956 | 0.86956 | 0.87225 | 0.99717 | 0.5625 | 0.96086 | 0.83221 | 0.64252 | 0.92176 | 0.9244 | 0.69473 | 0.89027 | 0.59903 | 0.94109 | 0.88969 | 0.86564 | 0.91091 | 0.93449 | 0.90523 | 1 | 0.58803 | 1 | 0.85455 | 0.61747 | 0.94478 | 0.96413 | 0.73438 | 0.96013 | 0.60066 | 0.99934 | 0.99955 | 0.99986 | 0.93178 | 1 | 0
Mar | 13 | 16 | Weekday | Monday | 0.82679 | 0.96907 | 0.92328 | 0.78679 | 0.32119 | 0.78679 | 0.78679 | 0.90789 | 0.78679 | 0.82679 | 0.82679 | 0.9281 | 0.99404 | 0.64228 | 0.91118 | 0.80772 | 0.78647 | 0.91789 | 0.78445 | 0.78009 | 0.80989 | 0.6738 | 0.73929 | 0.90789 | 0.88845 | 0.91612 | 0.54776 | 0.96575 | 0.99866 | 0.67693 | 0.94136 | 0.82905 | 0.77898 | 0.93741 | 0.79326 | 0.84994 | 0.83016 | 0.69702 | 0.7569 | 1 | 0.99844 | 0.9304 | 0.54831 | 0
Mar | 13 | 17 | Weekday | Monday | 0.80288 | 0.94863 | 0.91149 | 0.89461 | 0.68322 | 0.89461 | 0.89461 | 0.85459 | 0.89461 | 0.80288 | 0.80288 | 0.95197 | 0.87254 | 0.83077 | 0.78359 | 0.70432 | 0.90509 | 0.71942 | 0.74552 | 0.85891 | 0.79126 | 0.8051 | 0.64087 | 0.85459 | 0.85507 | 0.93867 | 0.28494 | 1 | 0.86641 | 0.83489 | 0.7878 | 0.71919 | 0.90624 | 0.72186 | 0.71815 | 0.94235 | 0.75859 | 0.82037 | 0.59906 | 0.88709 | 0.89579 | 0.94314 | 0.22322 | 0
Mar | 13 | 18 | Weekday | Monday | 0.78595 | 0.95081 | 0.90096 | 0.97322 | 1 | 0.97322 | 0.97322 | 0.8814 | 0.97322 | 0.78595 | 0.78595 | 0.89347 | 0.80504 | 0.89701 | 0.74096 | 0.71909 | 0.98657 | 0.65016 | 0.78683 | 0.91606 | 0.797 | 0.90167 | 0.74312 | 0.8814 | 0.92683 | 0.93877 | 0.33628 | 0.94669 | 0.79159 | 0.92859 | 0.72501 | 0.73087 | 1 | 0.64428 | 0.74847 | 1 | 0.75134 | 0.92089 | 0.68076 | 0.88182 | 0.94279 | 0.92635 | 0.24762 | 0
Mar | 13 | 19 | Weekday | Monday | 0.81001 | 0.96922 | 0.89466 | 1 | 1 | 1 | 1 | 0.86246 | 1 | 0.81001 | 0.81001 | 0.84126 | 0.74741 | 0.91747 | 0.65379 | 0.69127 | 0.97165 | 0.60771 | 0.79857 | 0.83742 | 0.79986 | 0.97088 | 0.73218 | 0.86246 | 0.91495 | 0.87307 | 0.36534 | 0.88564 | 0.72128 | 0.98521 | 0.61488 | 0.69842 | 0.98338 | 0.58088 | 0.7471 | 0.88406 | 0.73841 | 0.99794 | 0.65138 | 0.82202 | 0.87838 | 0.83316 | 0.25262 | 0
Mar | 13 | 20 | Weekday | Monday | 0.80544 | 0.92275 | 0.87879 | 0.93469 | 1 | 0.93469 | 0.93469 | 0.54869 | 0.93469 | 0.80544 | 0.80544 | 0.83965 | 0.69895 | 0.97656 | 0.61002 | 0.69206 | 0.88799 | 0.5067 | 0.4679 | 0.80358 | 0.3989 | 0.98357 | 0.72899 | 0.54869 | 0.60618 | 0.70914 | 0.37479 | 0.88349 | 0.66405 | 1 | 0.5537 | 0.69675 | 0.88899 | 0.47513 | 0.46768 | 0.82032 | 0.39775 | 0.99469 | 0.63573 | 0.52861 | 0.60097 | 0.64757 | 0.25414 | 0
Mar | 13 | 21 | Weekday | Monday | 0.75725 | 0.86562 | 0.85587 | 0.86071 | 1 | 0.86071 | 0.86071 | 0.23581 | 0.86071 | 0.75725 | 0.75725 | 0.82488 | 0.66024 | 0.86875 | 0.41027 | 0.43531 | 0.75509 | 0.43133 | 0.26208 | 0.81437 | 0.15906 | 0.7998 | 0.51852 | 0.23581 | 0.28951 | 0.41402 | 0.39556 | 0.88169 | 0.61819 | 0.8515 | 0.39727 | 0.44246 | 0.7254 | 0.39404 | 0.3201 | 0.81793 | 0.22776 | 0.78831 | 0.4906 | 0.27742 | 0.36363 | 0.42161 | 0.25777 | 0
Mar | 13 | 22 | Weekday | Monday | 0.74443 | 0.84475 | 0.82811 | 0.74836 | 1 | 0.74836 | 0.74836 | 0.15888 | 0.74836 | 0.74443 | 0.74443 | 0.80179 | 0.64018 | 0.65006 | 0.28001 | 0.25563 | 0.62262 | 0.416 | 0.2625 | 0.84576 | 0.15935 | 0.57178 | 0.37022 | 0.15888 | 0.21202 | 0.3562 | 0.39901 | 0.89279 | 0.59277 | 0.62476 | 0.30004 | 0.26539 | 0.56698 | 0.37557 | 0.3229 | 0.84418 | 0.22901 | 0.53821 | 0.39852 | 0.21591 | 0.30538 | 0.43379 | 0.25824 | 0
Mar | 13 | 23 | Weekday | Monday | 0.71672 | 0.85719 | 0.8064 | 0.64174 | 1 | 0.64174 | 0.64174 | 0.16054 | 0.64174 | 0.71672 | 0.71672 | 0.65861 | 0.63235 | 0.45362 | 0.2515 | 0.24966 | 0.52948 | 0.42333 | 0.2598 | 0.71312 | 0.15911 | 0.46255 | 0.35688 | 0.16054 | 0.2134 | 0.32849 | 0.42718 | 0.6483 | 0.58025 | 0.45255 | 0.26831 | 0.25931 | 0.45528 | 0.37731 | 0.32184 | 0.61675 | 0.22952 | 0.42132 | 0.38388 | 0.21817 | 0.30736 | 0.40012 | 0.26312 | 0
Mar | 14 | 24 | Weekday | Tuesday | 0.70378 | 0.84019 | 0.79026 | 0.57764 | 1 | 0.57764 | 0.57764 | 0.15889 | 0.57764 | 0.70378 | 0.70378 | 0.3431 | 0.62965 | 0.35905 | 0.25584 | 0.25725 | 0.49974 | 0.41638 | 0.25942 | 0.39276 | 0.15894 | 0.43237 | 0.36434 | 0.15889 | 0.21219 | 0.28115 | 0.42433 | 0.39915 | 0.57596 | 0.39274 | 0.27259 | 0.26705 | 0.4146 | 0.37454 | 0.32073 | 0.38998 | 0.22897 | 0.38647 | 0.3912 | 0.21593 | 0.3054 | 0.34128 | 0.26253 | 0
Mar | 14 | 1 | Weekday | Tuesday | 0.70636 | 0.80398 | 0.78304 | 0.55341 | 1 | 0.55341 | 0.55341 | 0.15961 | 0.55341 | 0.70636 | 0.70636 | 0.20662 | 0.62802 | 0.33007 | 0.25564 | 0.25612 | 0.50033 | 0.43798 | 0.25839 | 0.25573 | 0.15932 | 0.41517 | 0.36457 | 0.15961 | 0.21313 | 0.27562 | 0.43902 | 0.33797 | 0.57276 | 0.36751 | 0.27255 | 0.26592 | 0.406 | 0.39081 | 0.32063 | 0.33853 | 0.22907 | 0.36678 | 0.39145 | 0.21616 | 0.30554 | 0.33244 | 0.26512 | 0
Mar | 14 | 2 | Weekday | Tuesday | 0.68425 | 0.76781 | 0.75731 | 0.52921 | 0.97004 | 0.52921 | 0.52921 | 0.16086 | 0.52921 | 0.68425 | 0.68425 | 0.20719 | 0.62603 | 0.3164 | 0.2565 | 0.25801 | 0.50532 | 0.42914 | 0.25915 | 0.25748 | 0.16009 | 0.41129 | 0.36378 | 0.16086 | 0.2138 | 0.2771 | 0.43421 | 0.33833 | 0.56934 | 0.35073 | 0.27276 | 0.26778 | 0.40216 | 0.38735 | 0.32092 | 0.33911 | 0.23023 | 0.36134 | 0.39145 | 0.21651 | 0.30564 | 0.33261 | 0.26423 | 0
Mar | 14 | 3 | Weekday | Tuesday | 0.70026 | 0.78787 | 0.78321 | 0.53986 | 1 | 0.53986 | 0.53986 | 0.16269 | 0.53986 | 0.70026 | 0.70026 | 0.2098 | 0.66118 | 0.33401 | 0.26336 | 0.25738 | 0.54236 | 0.54664 | 0.26157 | 0.26327 | 0.16146 | 0.42973 | 0.36502 | 0.16269 | 0.21557 | 0.31363 | 0.45206 | 0.34379 | 0.60963 | 0.36173 | 0.28022 | 0.26716 | 0.43632 | 0.49249 | 0.32307 | 0.34757 | 0.23168 | 0.37556 | 0.39234 | 0.21693 | 0.3059 | 0.37288 | 0.26748 | 0
Mar | 14 | 4 | Weekday | Tuesday | 0.7039 | 0.79344 | 0.80318 | 0.55254 | 1 | 0.55254 | 0.55254 | 0.16427 | 0.55254 | 0.7039 | 0.7039 | 0.46734 | 0.72157 | 0.42397 | 0.29687 | 0.27323 | 0.64019 | 0.67325 | 0.26342 | 0.51755 | 0.16291 | 0.4944 | 0.37992 | 0.16427 | 0.21635 | 0.33786 | 0.44762 | 0.4607 | 0.63068 | 0.43076 | 0.31515 | 0.28319 | 0.53058 | 0.58761 | 0.32468 | 0.44375 | 0.23302 | 0.4383 | 0.40759 | 0.21738 | 0.30601 | 0.39747 | 0.26643 | 0
Mar | 14 | 5 | Weekday | Tuesday | 0.68493 | 0.83211 | 0.85629 | 0.65709 | 1 | 0.65709 | 0.65709 | 0.65158 | 0.65709 | 0.68493 | 0.68493 | 0.75673 | 0.80541 | 0.66758 | 0.47678 | 0.70588 | 0.78393 | 0.82289 | 0.61464 | 0.87337 | 0.62634 | 0.71628 | 0.61444 | 0.65158 | 0.72587 | 0.6392 | 0.57194 | 0.74197 | 0.7346 | 0.66808 | 0.37907 | 0.73473 | 0.63685 | 0.75452 | 0.34944 | 0.80914 | 0.32244 | 0.67122 | 0.49935 | 0.34127 | 0.36871 | 0.51268 | 0.32104 | 0
Mar | 14 | 6 | Weekday | Tuesday | 0.71124 | 0.89164 | 0.93422 | 0.78148 | 0.0044079 | 0.78148 | 0.78148 | 0.84106 | 0.78148 | 0.71124 | 0.71124 | 0.89076 | 0.87894 | 0.93894 | 0.60928 | 0.88133 | 0.79787 | 0.91339 | 0.88408 | 0.93592 | 0.95066 | 0.9001 | 0.70755 | 0.84106 | 0.88269 | 0.76869 | 0.67723 | 0.90409 | 0.84198 | 0.88368 | 0.44574 | 0.88348 | 0.6271 | 0.8731 | 0.57163 | 0.91399 | 0.57063 | 0.867 | 0.47611 | 0.39354 | 0.33585 | 0.55231 | 0.45274 | 0
Mar | 14 | 7 | Weekday | Tuesday | 0.75017 | 0.91748 | 0.98292 | 0.79565 | 0.0044079 | 0.79565 | 0.79565 | 0.87001 | 0.79565 | 0.75017 | 0.75017 | 0.93869 | 0.92816 | 0.91831 | 0.89027 | 1 | 0.79237 | 0.96334 | 0.99418 | 0.8307 | 1 | 0.89238 | 0.93003 | 0.87001 | 0.89778 | 0.88992 | 0.86385 | 0.95801 | 0.90286 | 0.84389 | 0.82725 | 1 | 0.62978 | 0.93885 | 0.86724 | 0.7922 | 0.80965 | 0.84904 | 0.81537 | 0.57948 | 0.53207 | 0.7495 | 0.72882 | 0
Mar | 14 | 8 | Weekday | Tuesday | 0.79783 | 0.95508 | 0.99692 | 0.78644 | 0.0044079 | 0.78644 | 0.78644 | 0.9744 | 0.78644 | 0.79783 | 0.79783 | 0.83642 | 0.96433 | 0.77318 | 1 | 0.98333 | 0.72418 | 0.99206 | 1 | 0.76375 | 0.97867 | 0.8257 | 1 | 0.9744 | 0.98787 | 0.98383 | 0.99297 | 0.84626 | 0.94647 | 0.72701 | 0.99799 | 0.99473 | 0.5762 | 0.98379 | 0.96043 | 0.73123 | 0.88767 | 0.78114 | 0.98833 | 0.85217 | 0.83078 | 0.91941 | 0.93977 | 0
Mar | 14 | 9 | Weekday | Tuesday | 0.91221 | 0.96904 | 0.99564 | 0.7362 | 0.0044079 | 0.7362 | 0.7362 | 1 | 0.7362 | 0.91221 | 0.91221 | 0.87805 | 0.98693 | 0.64523 | 0.94979 | 0.90294 | 0.63243 | 1 | 0.98279 | 0.81695 | 0.95541 | 0.68863 | 0.96894 | 1 | 1 | 0.96425 | 1 | 0.89902 | 0.97452 | 0.61122 | 0.96324 | 0.91892 | 0.50118 | 1 | 0.97835 | 0.84749 | 0.9118 | 0.64202 | 0.99062 | 0.97969 | 0.97336 | 0.93142 | 1 | 0
Mar | 14 | 10 | Weekday | Tuesday | 0.988 | 0.99072 | 0.9945 | 0.72895 | 0.0044079 | 0.72895 | 0.72895 | 0.96341 | 0.72895 | 0.988 | 0.988 | 0.91899 | 0.99666 | 0.57804 | 0.93359 | 0.88702 | 0.58246 | 0.99326 | 0.97028 | 0.85567 | 0.94566 | 0.61975 | 0.95867 | 0.96341 | 0.95152 | 1 | 0.96883 | 0.97205 | 0.98777 | 0.56681 | 0.95498 | 0.90562 | 0.47756 | 0.99793 | 0.99449 | 0.93713 | 0.94269 | 0.57449 | 0.9934 | 0.99666 | 0.99431 | 1 | 1 | 0
Mar | 14 | 11 | Weekday | Tuesday | 0.99981 | 1 | 0.98813 | 0.71524 | 0.0044079 | 0.71524 | 0.71524 | 0.92969 | 0.71524 | 0.99981 | 0.99981 | 0.88647 | 0.98378 | 0.56366 | 0.91335 | 0.88941 | 0.55183 | 0.96058 | 0.96149 | 0.82674 | 0.94378 | 0.61223 | 0.92998 | 0.92969 | 0.91036 | 0.98223 | 0.89729 | 0.97263 | 0.97748 | 0.57014 | 0.93537 | 0.91023 | 0.47289 | 0.96597 | 1 | 0.93371 | 0.97254 | 0.5759 | 0.96421 | 0.9959 | 0.9951 | 0.99688 | 0.93878 | 0
Mar | 14 | 12 | Weekday | Tuesday | 0.97142 | 0.99245 | 0.97639 | 0.70184 | 0.0044079 | 0.70184 | 0.70184 | 0.91032 | 0.70184 | 0.97142 | 0.97142 | 0.78324 | 0.99107 | 0.55608 | 0.9268 | 0.87718 | 0.52761 | 0.9643 | 0.95738 | 0.80037 | 0.95062 | 0.61015 | 0.93931 | 0.91032 | 0.8863 | 0.94463 | 0.90906 | 0.85474 | 0.98762 | 0.56316 | 0.95465 | 0.89954 | 0.4655 | 0.97215 | 0.98861 | 0.91929 | 0.99207 | 0.57846 | 0.98177 | 0.99631 | 0.99582 | 0.96443 | 0.96735 | 0
Mar | 14 | 13 | Weekday | Tuesday | 0.93614 | 0.99201 | 0.97471 | 0.68281 | 0.0044079 | 0.68281 | 0.68281 | 0.89878 | 0.68281 | 0.93614 | 0.93614 | 0.7269 | 1 | 0.54787 | 0.93458 | 0.84021 | 0.51056 | 0.96807 | 0.95611 | 0.71885 | 0.95419 | 0.61137 | 0.94369 | 0.89878 | 0.8724 | 0.92837 | 0.92963 | 0.7931 | 0.9982 | 0.54969 | 0.97114 | 0.86264 | 0.46051 | 0.98169 | 0.98517 | 0.79992 | 1 | 0.57887 | 0.99957 | 0.9974 | 0.99736 | 0.9508 | 1 | 0
Mar | 14 | 14 | Weekday | Tuesday | 0.91256 | 0.99501 | 0.95885 | 0.68289 | 0.0044079 | 0.68289 | 0.68289 | 0.88815 | 0.68289 | 0.91256 | 0.91256 | 0.75113 | 0.99803 | 0.54831 | 0.93218 | 0.82024 | 0.52607 | 0.9434 | 0.95218 | 0.68701 | 0.93275 | 0.60856 | 0.94082 | 0.88815 | 0.86161 | 0.91315 | 0.92897 | 0.79205 | 0.99893 | 0.54865 | 0.97127 | 0.84304 | 0.4812 | 0.96039 | 0.97871 | 0.73663 | 0.98216 | 0.57577 | 1 | 0.99895 | 1 | 0.93652 | 1 | 0
Mar | 14 | 15 | Weekday | Tuesday | 0.86956 | 0.99228 | 0.93916 | 0.70609 | 0.0044079 | 0.70609 | 0.70609 | 0.88969 | 0.70609 | 0.86956 | 0.86956 | 0.87225 | 0.99717 | 0.5625 | 0.96086 | 0.83221 | 0.64252 | 0.92176 | 0.9244 | 0.69473 | 0.89027 | 0.59903 | 0.94109 | 0.88969 | 0.86564 | 0.91091 | 0.93449 | 0.90523 | 1 | 0.58803 | 1 | 0.85455 | 0.61747 | 0.94478 | 0.96413 | 0.73438 | 0.96013 | 0.60066 | 0.99934 | 0.99955 | 0.99986 | 0.93178 | 1 | 0
Mar | 14 | 16 | Weekday | Tuesday | 0.82679 | 0.96907 | 0.92328 | 0.78679 | 0.32119 | 0.78679 | 0.78679 | 0.90789 | 0.78679 | 0.82679 | 0.82679 | 0.9281 | 0.99404 | 0.64228 | 0.91118 | 0.80772 | 0.78647 | 0.91789 | 0.78445 | 0.78009 | 0.80989 | 0.6738 | 0.73929 | 0.90789 | 0.88845 | 0.91612 | 0.54776 | 0.96575 | 0.99866 | 0.67693 | 0.94136 | 0.82905 | 0.77898 | 0.93741 | 0.79326 | 0.84994 | 0.83016 | 0.69702 | 0.7569 | 1 | 0.99844 | 0.9304 | 0.54831 | 0
Mar | 14 | 17 | Weekday | Tuesday | 0.80288 | 0.94863 | 0.91149 | 0.89461 | 0.68322 | 0.89461 | 0.89461 | 0.85459 | 0.89461 | 0.80288 | 0.80288 | 0.95197 | 0.87254 | 0.83077 | 0.78359 | 0.70432 | 0.90509 | 0.71942 | 0.74552 | 0.85891 | 0.79126 | 0.8051 | 0.64087 | 0.85459 | 0.85507 | 0.93867 | 0.28494 | 1 | 0.86641 | 0.83489 | 0.7878 | 0.71919 | 0.90624 | 0.72186 | 0.71815 | 0.94235 | 0.75859 | 0.82037 | 0.59906 | 0.88709 | 0.89579 | 0.94314 | 0.22322 | 0
Mar | 14 | 18 | Weekday | Tuesday | 0.78595 | 0.95081 | 0.90096 | 0.97322 | 1 | 0.97322 | 0.97322 | 0.8814 | 0.97322 | 0.78595 | 0.78595 | 0.89347 | 0.80504 | 0.89701 | 0.74096 | 0.71909 | 0.98657 | 0.65016 | 0.78683 | 0.91606 | 0.797 | 0.90167 | 0.74312 | 0.8814 | 0.92683 | 0.93877 | 0.33628 | 0.94669 | 0.79159 | 0.92859 | 0.72501 | 0.73087 | 1 | 0.64428 | 0.74847 | 1 | 0.75134 | 0.92089 | 0.68076 | 0.88182 | 0.94279 | 0.92635 | 0.24762 | 0
Mar | 14 | 19 | Weekday | Tuesday | 0.81001 | 0.96922 | 0.89466 | 1 | 1 | 1 | 1 | 0.86246 | 1 | 0.81001 | 0.81001 | 0.84126 | 0.74741 | 0.91747 | 0.65379 | 0.69127 | 0.97165 | 0.60771 | 0.79857 | 0.83742 | 0.79986 | 0.97088 | 0.73218 | 0.86246 | 0.91495 | 0.87307 | 0.36534 | 0.88564 | 0.72128 | 0.98521 | 0.61488 | 0.69842 | 0.98338 | 0.58088 | 0.7471 | 0.88406 | 0.73841 | 0.99794 | 0.65138 | 0.82202 | 0.87838 | 0.83316 | 0.25262 | 0
Mar | 14 | 20 | Weekday | Tuesday | 0.80544 | 0.92275 | 0.87879 | 0.93469 | 1 | 0.93469 | 0.93469 | 0.54869 | 0.93469 | 0.80544 | 0.80544 | 0.83965 | 0.69895 | 0.97656 | 0.61002 | 0.69206 | 0.88799 | 0.5067 | 0.4679 | 0.80358 | 0.3989 | 0.98357 | 0.72899 | 0.54869 | 0.60618 | 0.70914 | 0.37479 | 0.88349 | 0.66405 | 1 | 0.5537 | 0.69675 | 0.88899 | 0.47513 | 0.46768 | 0.82032 | 0.39775 | 0.99469 | 0.63573 | 0.52861 | 0.60097 | 0.64757 | 0.25414 | 0
Mar | 14 | 21 | Weekday | Tuesday | 0.75725 | 0.86562 | 0.85587 | 0.86071 | 1 | 0.86071 | 0.86071 | 0.23581 | 0.86071 | 0.75725 | 0.75725 | 0.82488 | 0.66024 | 0.86875 | 0.41027 | 0.43531 | 0.75509 | 0.43133 | 0.26208 | 0.81437 | 0.15906 | 0.7998 | 0.51852 | 0.23581 | 0.28951 | 0.41402 | 0.39556 | 0.88169 | 0.61819 | 0.8515 | 0.39727 | 0.44246 | 0.7254 | 0.39404 | 0.3201 | 0.81793 | 0.22776 | 0.78831 | 0.4906 | 0.27742 | 0.36363 | 0.42161 | 0.25777 | 0
Mar | 14 | 22 | Weekday | Tuesday | 0.74443 | 0.84475 | 0.82811 | 0.74836 | 1 | 0.74836 | 0.74836 | 0.15888 | 0.74836 | 0.74443 | 0.74443 | 0.80179 | 0.64018 | 0.65006 | 0.28001 | 0.25563 | 0.62262 | 0.416 | 0.2625 | 0.84576 | 0.15935 | 0.57178 | 0.37022 | 0.15888 | 0.21202 | 0.3562 | 0.39901 | 0.89279 | 0.59277 | 0.62476 | 0.30004 | 0.26539 | 0.56698 | 0.37557 | 0.3229 | 0.84418 | 0.22901 | 0.53821 | 0.39852 | 0.21591 | 0.30538 | 0.43379 | 0.25824 | 0
Mar | 14 | 23 | Weekday | Tuesday | 0.71672 | 0.85719 | 0.8064 | 0.64174 | 1 | 0.64174 | 0.64174 | 0.16054 | 0.64174 | 0.71672 | 0.71672 | 0.65861 | 0.63235 | 0.45362 | 0.2515 | 0.24966 | 0.52948 | 0.42333 | 0.2598 | 0.71312 | 0.15911 | 0.46255 | 0.35688 | 0.16054 | 0.2134 | 0.32849 | 0.42718 | 0.6483 | 0.58025 | 0.45255 | 0.26831 | 0.25931 | 0.45528 | 0.37731 | 0.32184 | 0.61675 | 0.22952 | 0.42132 | 0.38388 | 0.21817 | 0.30736 | 0.40012 | 0.26312 | 0
Mar | 15 | 24 | Weekday | Wednesday | 0.70378 | 0.84019 | 0.79026 | 0.57764 | 1 | 0.57764 | 0.57764 | 0.15889 | 0.57764 | 0.70378 | 0.70378 | 0.3431 | 0.62965 | 0.35905 | 0.25584 | 0.25725 | 0.49974 | 0.41638 | 0.25942 | 0.39276 | 0.15894 | 0.43237 | 0.36434 | 0.15889 | 0.21219 | 0.28115 | 0.42433 | 0.39915 | 0.57596 | 0.39274 | 0.27259 | 0.26705 | 0.4146 | 0.37454 | 0.32073 | 0.38998 | 0.22897 | 0.38647 | 0.3912 | 0.21593 | 0.3054 | 0.34128 | 0.26253 | 0
Mar | 15 | 1 | Weekday | Wednesday | 0.70636 | 0.80398 | 0.78304 | 0.55341 | 1 | 0.55341 | 0.55341 | 0.15961 | 0.55341 | 0.70636 | 0.70636 | 0.20662 | 0.62802 | 0.33007 | 0.25564 | 0.25612 | 0.50033 | 0.43798 | 0.25839 | 0.25573 | 0.15932 | 0.41517 | 0.36457 | 0.15961 | 0.21313 | 0.27562 | 0.43902 | 0.33797 | 0.57276 | 0.36751 | 0.27255 | 0.26592 | 0.406 | 0.39081 | 0.32063 | 0.33853 | 0.22907 | 0.36678 | 0.39145 | 0.21616 | 0.30554 | 0.33244 | 0.26512 | 0
Mar | 15 | 2 | Weekday | Wednesday | 0.68425 | 0.76781 | 0.75731 | 0.52921 | 0.97004 | 0.52921 | 0.52921 | 0.16086 | 0.52921 | 0.68425 | 0.68425 | 0.20719 | 0.62603 | 0.3164 | 0.2565 | 0.25801 | 0.50532 | 0.42914 | 0.25915 | 0.25748 | 0.16009 | 0.41129 | 0.36378 | 0.16086 | 0.2138 | 0.2771 | 0.43421 | 0.33833 | 0.56934 | 0.35073 | 0.27276 | 0.26778 | 0.40216 | 0.38735 | 0.32092 | 0.33911 | 0.23023 | 0.36134 | 0.39145 | 0.21651 | 0.30564 | 0.33261 | 0.26423 | 0
Mar | 15 | 3 | Weekday | Wednesday | 0.70026 | 0.78787 | 0.78321 | 0.53986 | 1 | 0.53986 | 0.53986 | 0.16269 | 0.53986 | 0.70026 | 0.70026 | 0.2098 | 0.66118 | 0.33401 | 0.26336 | 0.25738 | 0.54236 | 0.54664 | 0.26157 | 0.26327 | 0.16146 | 0.42973 | 0.36502 | 0.16269 | 0.21557 | 0.31363 | 0.45206 | 0.34379 | 0.60963 | 0.36173 | 0.28022 | 0.26716 | 0.43632 | 0.49249 | 0.32307 | 0.34757 | 0.23168 | 0.37556 | 0.39234 | 0.21693 | 0.3059 | 0.37288 | 0.26748 | 0
Mar | 15 | 4 | Weekday | Wednesday | 0.7039 | 0.79344 | 0.80318 | 0.55254 | 1 | 0.55254 | 0.55254 | 0.16427 | 0.55254 | 0.7039 | 0.7039 | 0.46734 | 0.72157 | 0.42397 | 0.29687 | 0.27323 | 0.64019 | 0.67325 | 0.26342 | 0.51755 | 0.16291 | 0.4944 | 0.37992 | 0.16427 | 0.21635 | 0.33786 | 0.44762 | 0.4607 | 0.63068 | 0.43076 | 0.31515 | 0.28319 | 0.53058 | 0.58761 | 0.32468 | 0.44375 | 0.23302 | 0.4383 | 0.40759 | 0.21738 | 0.30601 | 0.39747 | 0.26643 | 0
Mar | 15 | 5 | Weekday | Wednesday | 0.68493 | 0.83211 | 0.85629 | 0.65709 | 1 | 0.65709 | 0.65709 | 0.65158 | 0.65709 | 0.68493 | 0.68493 | 0.75673 | 0.80541 | 0.66758 | 0.47678 | 0.70588 | 0.78393 | 0.82289 | 0.61464 | 0.87337 | 0.62634 | 0.71628 | 0.61444 | 0.65158 | 0.72587 | 0.6392 | 0.57194 | 0.74197 | 0.7346 | 0.66808 | 0.37907 | 0.73473 | 0.63685 | 0.75452 | 0.34944 | 0.80914 | 0.32244 | 0.67122 | 0.49935 | 0.34127 | 0.36871 | 0.51268 | 0.32104 | 0
Mar | 15 | 6 | Weekday | Wednesday | 0.71124 | 0.89164 | 0.93422 | 0.78148 | 0.0044079 | 0.78148 | 0.78148 | 0.84106 | 0.78148 | 0.71124 | 0.71124 | 0.89076 | 0.87894 | 0.93894 | 0.60928 | 0.88133 | 0.79787 | 0.91339 | 0.88408 | 0.93592 | 0.95066 | 0.9001 | 0.70755 | 0.84106 | 0.88269 | 0.76869 | 0.67723 | 0.90409 | 0.84198 | 0.88368 | 0.44574 | 0.88348 | 0.6271 | 0.8731 | 0.57163 | 0.91399 | 0.57063 | 0.867 | 0.47611 | 0.39354 | 0.33585 | 0.55231 | 0.45274 | 0
Mar | 15 | 7 | Weekday | Wednesday | 0.75017 | 0.91748 | 0.98292 | 0.79565 | 0.0044079 | 0.79565 | 0.79565 | 0.87001 | 0.79565 | 0.75017 | 0.75017 | 0.93869 | 0.92816 | 0.91831 | 0.89027 | 1 | 0.79237 | 0.96334 | 0.99418 | 0.8307 | 1 | 0.89238 | 0.93003 | 0.87001 | 0.89778 | 0.88992 | 0.86385 | 0.95801 | 0.90286 | 0.84389 | 0.82725 | 1 | 0.62978 | 0.93885 | 0.86724 | 0.7922 | 0.80965 | 0.84904 | 0.81537 | 0.57948 | 0.53207 | 0.7495 | 0.72882 | 0
Mar | 15 | 8 | Weekday | Wednesday | 0.79783 | 0.95508 | 0.99692 | 0.78644 | 0.0044079 | 0.78644 | 0.78644 | 0.9744 | 0.78644 | 0.79783 | 0.79783 | 0.83642 | 0.96433 | 0.77318 | 1 | 0.98333 | 0.72418 | 0.99206 | 1 | 0.76375 | 0.97867 | 0.8257 | 1 | 0.9744 | 0.98787 | 0.98383 | 0.99297 | 0.84626 | 0.94647 | 0.72701 | 0.99799 | 0.99473 | 0.5762 | 0.98379 | 0.96043 | 0.73123 | 0.88767 | 0.78114 | 0.98833 | 0.85217 | 0.83078 | 0.91941 | 0.93977 | 0
Mar | 15 | 9 | Weekday | Wednesday | 0.91221 | 0.96904 | 0.99564 | 0.7362 | 0.0044079 | 0.7362 | 0.7362 | 1 | 0.7362 | 0.91221 | 0.91221 | 0.87805 | 0.98693 | 0.64523 | 0.94979 | 0.90294 | 0.63243 | 1 | 0.98279 | 0.81695 | 0.95541 | 0.68863 | 0.96894 | 1 | 1 | 0.96425 | 1 | 0.89902 | 0.97452 | 0.61122 | 0.96324 | 0.91892 | 0.50118 | 1 | 0.97835 | 0.84749 | 0.9118 | 0.64202 | 0.99062 | 0.97969 | 0.97336 | 0.93142 | 1 | 0
Mar | 15 | 10 | Weekday | Wednesday | 0.988 | 0.99072 | 0.9945 | 0.72895 | 0.0044079 | 0.72895 | 0.72895 | 0.96341 | 0.72895 | 0.988 | 0.988 | 0.91899 | 0.99666 | 0.57804 | 0.93359 | 0.88702 | 0.58246 | 0.99326 | 0.97028 | 0.85567 | 0.94566 | 0.61975 | 0.95867 | 0.96341 | 0.95152 | 1 | 0.96883 | 0.97205 | 0.98777 | 0.56681 | 0.95498 | 0.90562 | 0.47756 | 0.99793 | 0.99449 | 0.93713 | 0.94269 | 0.57449 | 0.9934 | 0.99666 | 0.99431 | 1 | 1 | 0
Mar | 15 | 11 | Weekday | Wednesday | 0.99981 | 1 | 0.98813 | 0.71524 | 0.0044079 | 0.71524 | 0.71524 | 0.92969 | 0.71524 | 0.99981 | 0.99981 | 0.88647 | 0.98378 | 0.56366 | 0.91335 | 0.88941 | 0.55183 | 0.96058 | 0.96149 | 0.82674 | 0.94378 | 0.61223 | 0.92998 | 0.92969 | 0.91036 | 0.98223 | 0.89729 | 0.97263 | 0.97748 | 0.57014 | 0.93537 | 0.91023 | 0.47289 | 0.96597 | 1 | 0.93371 | 0.97254 | 0.5759 | 0.96421 | 0.9959 | 0.9951 | 0.99688 | 0.93878 | 0
Mar | 15 | 12 | Weekday | Wednesday | 0.97142 | 0.99245 | 0.97639 | 0.70184 | 0.0044079 | 0.70184 | 0.70184 | 0.91032 | 0.70184 | 0.97142 | 0.97142 | 0.78324 | 0.99107 | 0.55608 | 0.9268 | 0.87718 | 0.52761 | 0.9643 | 0.95738 | 0.80037 | 0.95062 | 0.61015 | 0.93931 | 0.91032 | 0.8863 | 0.94463 | 0.90906 | 0.85474 | 0.98762 | 0.56316 | 0.95465 | 0.89954 | 0.4655 | 0.97215 | 0.98861 | 0.91929 | 0.99207 | 0.57846 | 0.98177 | 0.99631 | 0.99582 | 0.96443 | 0.96735 | 0
Mar | 15 | 13 | Weekday | Wednesday | 0.93614 | 0.99201 | 0.97471 | 0.68281 | 0.0044079 | 0.68281 | 0.68281 | 0.89878 | 0.68281 | 0.93614 | 0.93614 | 0.7269 | 1 | 0.54787 | 0.93458 | 0.84021 | 0.51056 | 0.96807 | 0.95611 | 0.71885 | 0.95419 | 0.61137 | 0.94369 | 0.89878 | 0.8724 | 0.92837 | 0.92963 | 0.7931 | 0.9982 | 0.54969 | 0.97114 | 0.86264 | 0.46051 | 0.98169 | 0.98517 | 0.79992 | 1 | 0.57887 | 0.99957 | 0.9974 | 0.99736 | 0.9508 | 1 | 0
Mar | 15 | 14 | Weekday | Wednesday | 0.91256 | 0.99501 | 0.95885 | 0.68289 | 0.0044079 | 0.68289 | 0.68289 | 0.88815 | 0.68289 | 0.91256 | 0.91256 | 0.75113 | 0.99803 | 0.54831 | 0.93218 | 0.82024 | 0.52607 | 0.9434 | 0.95218 | 0.68701 | 0.93275 | 0.60856 | 0.94082 | 0.88815 | 0.86161 | 0.91315 | 0.92897 | 0.79205 | 0.99893 | 0.54865 | 0.97127 | 0.84304 | 0.4812 | 0.96039 | 0.97871 | 0.73663 | 0.98216 | 0.57577 | 1 | 0.99895 | 1 | 0.93652 | 1 | 0
Mar | 15 | 15 | Weekday | Wednesday | 0.86956 | 0.99228 | 0.93916 | 0.70609 | 0.0044079 | 0.70609 | 0.70609 | 0.88969 | 0.70609 | 0.86956 | 0.86956 | 0.87225 | 0.99717 | 0.5625 | 0.96086 | 0.83221 | 0.64252 | 0.92176 | 0.9244 | 0.69473 | 0.89027 | 0.59903 | 0.94109 | 0.88969 | 0.86564 | 0.91091 | 0.93449 | 0.90523 | 1 | 0.58803 | 1 | 0.85455 | 0.61747 | 0.94478 | 0.96413 | 0.73438 | 0.96013 | 0.60066 | 0.99934 | 0.99955 | 0.99986 | 0.93178 | 1 | 0
Mar | 15 | 16 | Weekday | Wednesday | 0.82679 | 0.96907 | 0.92328 | 0.78679 | 0.32119 | 0.78679 | 0.78679 | 0.90789 | 0.78679 | 0.82679 | 0.82679 | 0.9281 | 0.99404 | 0.64228 | 0.91118 | 0.80772 | 0.78647 | 0.91789 | 0.78445 | 0.78009 | 0.80989 | 0.6738 | 0.73929 | 0.90789 | 0.88845 | 0.91612 | 0.54776 | 0.96575 | 0.99866 | 0.67693 | 0.94136 | 0.82905 | 0.77898 | 0.93741 | 0.79326 | 0.84994 | 0.83016 | 0.69702 | 0.7569 | 1 | 0.99844 | 0.9304 | 0.54831 | 0
Mar | 15 | 17 | Weekday | Wednesday | 0.80288 | 0.94863 | 0.91149 | 0.89461 | 0.68322 | 0.89461 | 0.89461 | 0.85459 | 0.89461 | 0.80288 | 0.80288 | 0.95197 | 0.87254 | 0.83077 | 0.78359 | 0.70432 | 0.90509 | 0.71942 | 0.74552 | 0.85891 | 0.79126 | 0.8051 | 0.64087 | 0.85459 | 0.85507 | 0.93867 | 0.28494 | 1 | 0.86641 | 0.83489 | 0.7878 | 0.71919 | 0.90624 | 0.72186 | 0.71815 | 0.94235 | 0.75859 | 0.82037 | 0.59906 | 0.88709 | 0.89579 | 0.94314 | 0.22322 | 0
Mar | 15 | 18 | Weekday | Wednesday | 0.78595 | 0.95081 | 0.90096 | 0.97322 | 1 | 0.97322 | 0.97322 | 0.8814 | 0.97322 | 0.78595 | 0.78595 | 0.89347 | 0.80504 | 0.89701 | 0.74096 | 0.71909 | 0.98657 | 0.65016 | 0.78683 | 0.91606 | 0.797 | 0.90167 | 0.74312 | 0.8814 | 0.92683 | 0.93877 | 0.33628 | 0.94669 | 0.79159 | 0.92859 | 0.72501 | 0.73087 | 1 | 0.64428 | 0.74847 | 1 | 0.75134 | 0.92089 | 0.68076 | 0.88182 | 0.94279 | 0.92635 | 0.24762 | 0
Mar | 15 | 19 | Weekday | Wednesday | 0.81001 | 0.96922 | 0.89466 | 1 | 1 | 1 | 1 | 0.86246 | 1 | 0.81001 | 0.81001 | 0.84126 | 0.74741 | 0.91747 | 0.65379 | 0.69127 | 0.97165 | 0.60771 | 0.79857 | 0.83742 | 0.79986 | 0.97088 | 0.73218 | 0.86246 | 0.91495 | 0.87307 | 0.36534 | 0.88564 | 0.72128 | 0.98521 | 0.61488 | 0.69842 | 0.98338 | 0.58088 | 0.7471 | 0.88406 | 0.73841 | 0.99794 | 0.65138 | 0.82202 | 0.87838 | 0.83316 | 0.25262 | 0
Mar | 15 | 20 | Weekday | Wednesday | 0.80544 | 0.92275 | 0.87879 | 0.93469 | 1 | 0.93469 | 0.93469 | 0.54869 | 0.93469 | 0.80544 | 0.80544 | 0.83965 | 0.69895 | 0.97656 | 0.61002 | 0.69206 | 0.88799 | 0.5067 | 0.4679 | 0.80358 | 0.3989 | 0.98357 | 0.72899 | 0.54869 | 0.60618 | 0.70914 | 0.37479 | 0.88349 | 0.66405 | 1 | 0.5537 | 0.69675 | 0.88899 | 0.47513 | 0.46768 | 0.82032 | 0.39775 | 0.99469 | 0.63573 | 0.52861 | 0.60097 | 0.64757 | 0.25414 | 0
Mar | 15 | 21 | Weekday | Wednesday | 0.75725 | 0.86562 | 0.85587 | 0.86071 | 1 | 0.86071 | 0.86071 | 0.23581 | 0.86071 | 0.75725 | 0.75725 | 0.82488 | 0.66024 | 0.86875 | 0.41027 | 0.43531 | 0.75509 | 0.43133 | 0.26208 | 0.81437 | 0.15906 | 0.7998 | 0.51852 | 0.23581 | 0.28951 | 0.41402 | 0.39556 | 0.88169 | 0.61819 | 0.8515 | 0.39727 | 0.44246 | 0.7254 | 0.39404 | 0.3201 | 0.81793 | 0.22776 | 0.78831 | 0.4906 | 0.27742 | 0.36363 | 0.42161 | 0.25777 | 0
Mar | 15 | 22 | Weekday | Wednesday | 0.74443 | 0.84475 | 0.82811 | 0.74836 | 1 | 0.74836 | 0.74836 | 0.15888 | 0.74836 | 0.74443 | 0.74443 | 0.80179 | 0.64018 | 0.65006 | 0.28001 | 0.25563 | 0.62262 | 0.416 | 0.2625 | 0.84576 | 0.15935 | 0.57178 | 0.37022 | 0.15888 | 0.21202 | 0.3562 | 0.39901 | 0.89279 | 0.59277 | 0.62476 | 0.30004 | 0.26539 | 0.56698 | 0.37557 | 0.3229 | 0.84418 | 0.22901 | 0.53821 | 0.39852 | 0.21591 | 0.30538 | 0.43379 | 0.25824 | 0
Mar | 15 | 23 | Weekday | Wednesday | 0.71672 | 0.85719 | 0.8064 | 0.64174 | 1 | 0.64174 | 0.64174 | 0.16054 | 0.64174 | 0.71672 | 0.71672 | 0.65861 | 0.63235 | 0.45362 | 0.2515 | 0.24966 | 0.52948 | 0.42333 | 0.2598 | 0.71312 | 0.15911 | 0.46255 | 0.35688 | 0.16054 | 0.2134 | 0.32849 | 0.42718 | 0.6483 | 0.58025 | 0.45255 | 0.26831 | 0.25931 | 0.45528 | 0.37731 | 0.32184 | 0.61675 | 0.22952 | 0.42132 | 0.38388 | 0.21817 | 0.30736 | 0.40012 | 0.26312 | 0
Mar | 16 | 24 | Weekday | Thursday | 0.70378 | 0.84019 | 0.79026 | 0.57764 | 1 | 0.57764 | 0.57764 | 0.15889 | 0.57764 | 0.70378 | 0.70378 | 0.3431 | 0.62965 | 0.35905 | 0.25584 | 0.25725 | 0.49974 | 0.41638 | 0.25942 | 0.39276 | 0.15894 | 0.43237 | 0.36434 | 0.15889 | 0.21219 | 0.28115 | 0.42433 | 0.39915 | 0.57596 | 0.39274 | 0.27259 | 0.26705 | 0.4146 | 0.37454 | 0.32073 | 0.38998 | 0.22897 | 0.38647 | 0.3912 | 0.21593 | 0.3054 | 0.34128 | 0.26253 | 0
Mar | 16 | 1 | Weekday | Thursday | 0.70636 | 0.80398 | 0.78304 | 0.55341 | 1 | 0.55341 | 0.55341 | 0.15961 | 0.55341 | 0.70636 | 0.70636 | 0.20662 | 0.62802 | 0.33007 | 0.25564 | 0.25612 | 0.50033 | 0.43798 | 0.25839 | 0.25573 | 0.15932 | 0.41517 | 0.36457 | 0.15961 | 0.21313 | 0.27562 | 0.43902 | 0.33797 | 0.57276 | 0.36751 | 0.27255 | 0.26592 | 0.406 | 0.39081 | 0.32063 | 0.33853 | 0.22907 | 0.36678 | 0.39145 | 0.21616 | 0.30554 | 0.33244 | 0.26512 | 0
Mar | 16 | 2 | Weekday | Thursday | 0.68425 | 0.76781 | 0.75731 | 0.52921 | 0.97004 | 0.52921 | 0.52921 | 0.16086 | 0.52921 | 0.68425 | 0.68425 | 0.20719 | 0.62603 | 0.3164 | 0.2565 | 0.25801 | 0.50532 | 0.42914 | 0.25915 | 0.25748 | 0.16009 | 0.41129 | 0.36378 | 0.16086 | 0.2138 | 0.2771 | 0.43421 | 0.33833 | 0.56934 | 0.35073 | 0.27276 | 0.26778 | 0.40216 | 0.38735 | 0.32092 | 0.33911 | 0.23023 | 0.36134 | 0.39145 | 0.21651 | 0.30564 | 0.33261 | 0.26423 | 0
Mar | 16 | 3 | Weekday | Thursday | 0.70026 | 0.78787 | 0.78321 | 0.53986 | 1 | 0.53986 | 0.53986 | 0.16269 | 0.53986 | 0.70026 | 0.70026 | 0.2098 | 0.66118 | 0.33401 | 0.26336 | 0.25738 | 0.54236 | 0.54664 | 0.26157 | 0.26327 | 0.16146 | 0.42973 | 0.36502 | 0.16269 | 0.21557 | 0.31363 | 0.45206 | 0.34379 | 0.60963 | 0.36173 | 0.28022 | 0.26716 | 0.43632 | 0.49249 | 0.32307 | 0.34757 | 0.23168 | 0.37556 | 0.39234 | 0.21693 | 0.3059 | 0.37288 | 0.26748 | 0
Mar | 16 | 4 | Weekday | Thursday | 0.7039 | 0.79344 | 0.80318 | 0.55254 | 1 | 0.55254 | 0.55254 | 0.16427 | 0.55254 | 0.7039 | 0.7039 | 0.46734 | 0.72157 | 0.42397 | 0.29687 | 0.27323 | 0.64019 | 0.67325 | 0.26342 | 0.51755 | 0.16291 | 0.4944 | 0.37992 | 0.16427 | 0.21635 | 0.33786 | 0.44762 | 0.4607 | 0.63068 | 0.43076 | 0.31515 | 0.28319 | 0.53058 | 0.58761 | 0.32468 | 0.44375 | 0.23302 | 0.4383 | 0.40759 | 0.21738 | 0.30601 | 0.39747 | 0.26643 | 0
Mar | 16 | 5 | Weekday | Thursday | 0.68493 | 0.83211 | 0.85629 | 0.65709 | 1 | 0.65709 | 0.65709 | 0.65158 | 0.65709 | 0.68493 | 0.68493 | 0.75673 | 0.80541 | 0.66758 | 0.47678 | 0.70588 | 0.78393 | 0.82289 | 0.61464 | 0.87337 | 0.62634 | 0.71628 | 0.61444 | 0.65158 | 0.72587 | 0.6392 | 0.57194 | 0.74197 | 0.7346 | 0.66808 | 0.37907 | 0.73473 | 0.63685 | 0.75452 | 0.34944 | 0.80914 | 0.32244 | 0.67122 | 0.49935 | 0.34127 | 0.36871 | 0.51268 | 0.32104 | 0
Mar | 16 | 6 | Weekday | Thursday | 0.71124 | 0.89164 | 0.93422 | 0.78148 | 0.0044079 | 0.78148 | 0.78148 | 0.84106 | 0.78148 | 0.71124 | 0.71124 | 0.89076 | 0.87894 | 0.93894 | 0.60928 | 0.88133 | 0.79787 | 0.91339 | 0.88408 | 0.93592 | 0.95066 | 0.9001 | 0.70755 | 0.84106 | 0.88269 | 0.76869 | 0.67723 | 0.90409 | 0.84198 | 0.88368 | 0.44574 | 0.88348 | 0.6271 | 0.8731 | 0.57163 | 0.91399 | 0.57063 | 0.867 | 0.47611 | 0.39354 | 0.33585 | 0.55231 | 0.45274 | 0
Mar | 16 | 7 | Weekday | Thursday | 0.75017 | 0.91748 | 0.98292 | 0.79565 | 0.0044079 | 0.79565 | 0.79565 | 0.87001 | 0.79565 | 0.75017 | 0.75017 | 0.93869 | 0.92816 | 0.91831 | 0.89027 | 1 | 0.79237 | 0.96334 | 0.99418 | 0.8307 | 1 | 0.89238 | 0.93003 | 0.87001 | 0.89778 | 0.88992 | 0.86385 | 0.95801 | 0.90286 | 0.84389 | 0.82725 | 1 | 0.62978 | 0.93885 | 0.86724 | 0.7922 | 0.80965 | 0.84904 | 0.81537 | 0.57948 | 0.53207 | 0.7495 | 0.72882 | 0
Mar | 16 | 8 | Weekday | Thursday | 0.79783 | 0.95508 | 0.99692 | 0.78644 | 0.0044079 | 0.78644 | 0.78644 | 0.9744 | 0.78644 | 0.79783 | 0.79783 | 0.83642 | 0.96433 | 0.77318 | 1 | 0.98333 | 0.72418 | 0.99206 | 1 | 0.76375 | 0.97867 | 0.8257 | 1 | 0.9744 | 0.98787 | 0.98383 | 0.99297 | 0.84626 | 0.94647 | 0.72701 | 0.99799 | 0.99473 | 0.5762 | 0.98379 | 0.96043 | 0.73123 | 0.88767 | 0.78114 | 0.98833 | 0.85217 | 0.83078 | 0.91941 | 0.93977 | 0
Mar | 16 | 9 | Weekday | Thursday | 0.91221 | 0.96904 | 0.99564 | 0.7362 | 0.0044079 | 0.7362 | 0.7362 | 1 | 0.7362 | 0.91221 | 0.91221 | 0.87805 | 0.98693 | 0.64523 | 0.94979 | 0.90294 | 0.63243 | 1 | 0.98279 | 0.81695 | 0.95541 | 0.68863 | 0.96894 | 1 | 1 | 0.96425 | 1 | 0.89902 | 0.97452 | 0.61122 | 0.96324 | 0.91892 | 0.50118 | 1 | 0.97835 | 0.84749 | 0.9118 | 0.64202 | 0.99062 | 0.97969 | 0.97336 | 0.93142 | 1 | 0
Mar | 16 | 10 | Weekday | Thursday | 0.988 | 0.99072 | 0.9945 | 0.72895 | 0.0044079 | 0.72895 | 0.72895 | 0.96341 | 0.72895 | 0.988 | 0.988 | 0.91899 | 0.99666 | 0.57804 | 0.93359 | 0.88702 | 0.58246 | 0.99326 | 0.97028 | 0.85567 | 0.94566 | 0.61975 | 0.95867 | 0.96341 | 0.95152 | 1 | 0.96883 | 0.97205 | 0.98777 | 0.56681 | 0.95498 | 0.90562 | 0.47756 | 0.99793 | 0.99449 | 0.93713 | 0.94269 | 0.57449 | 0.9934 | 0.99666 | 0.99431 | 1 | 1 | 0
Mar | 16 | 11 | Weekday | Thursday | 0.99981 | 1 | 0.98813 | 0.71524 | 0.0044079 | 0.71524 | 0.71524 | 0.92969 | 0.71524 | 0.99981 | 0.99981 | 0.88647 | 0.98378 | 0.56366 | 0.91335 | 0.88941 | 0.55183 | 0.96058 | 0.96149 | 0.82674 | 0.94378 | 0.61223 | 0.92998 | 0.92969 | 0.91036 | 0.98223 | 0.89729 | 0.97263 | 0.97748 | 0.57014 | 0.93537 | 0.91023 | 0.47289 | 0.96597 | 1 | 0.93371 | 0.97254 | 0.5759 | 0.96421 | 0.9959 | 0.9951 | 0.99688 | 0.93878 | 0
Mar | 16 | 12 | Weekday | Thursday | 0.97142 | 0.99245 | 0.97639 | 0.70184 | 0.0044079 | 0.70184 | 0.70184 | 0.91032 | 0.70184 | 0.97142 | 0.97142 | 0.78324 | 0.99107 | 0.55608 | 0.9268 | 0.87718 | 0.52761 | 0.9643 | 0.95738 | 0.80037 | 0.95062 | 0.61015 | 0.93931 | 0.91032 | 0.8863 | 0.94463 | 0.90906 | 0.85474 | 0.98762 | 0.56316 | 0.95465 | 0.89954 | 0.4655 | 0.97215 | 0.98861 | 0.91929 | 0.99207 | 0.57846 | 0.98177 | 0.99631 | 0.99582 | 0.96443 | 0.96735 | 0
Mar | 16 | 13 | Weekday | Thursday | 0.93614 | 0.99201 | 0.97471 | 0.68281 | 0.0044079 | 0.68281 | 0.68281 | 0.89878 | 0.68281 | 0.93614 | 0.93614 | 0.7269 | 1 | 0.54787 | 0.93458 | 0.84021 | 0.51056 | 0.96807 | 0.95611 | 0.71885 | 0.95419 | 0.61137 | 0.94369 | 0.89878 | 0.8724 | 0.92837 | 0.92963 | 0.7931 | 0.9982 | 0.54969 | 0.97114 | 0.86264 | 0.46051 | 0.98169 | 0.98517 | 0.79992 | 1 | 0.57887 | 0.99957 | 0.9974 | 0.99736 | 0.9508 | 1 | 0
Mar | 16 | 14 | Weekday | Thursday | 0.91256 | 0.99501 | 0.95885 | 0.68289 | 0.0044079 | 0.68289 | 0.68289 | 0.88815 | 0.68289 | 0.91256 | 0.91256 | 0.75113 | 0.99803 | 0.54831 | 0.93218 | 0.82024 | 0.52607 | 0.9434 | 0.95218 | 0.68701 | 0.93275 | 0.60856 | 0.94082 | 0.88815 | 0.86161 | 0.91315 | 0.92897 | 0.79205 | 0.99893 | 0.54865 | 0.97127 | 0.84304 | 0.4812 | 0.96039 | 0.97871 | 0.73663 | 0.98216 | 0.57577 | 1 | 0.99895 | 1 | 0.93652 | 1 | 0
Mar | 16 | 15 | Weekday | Thursday | 0.86956 | 0.99228 | 0.93916 | 0.70609 | 0.0044079 | 0.70609 | 0.70609 | 0.88969 | 0.70609 | 0.86956 | 0.86956 | 0.87225 | 0.99717 | 0.5625 | 0.96086 | 0.83221 | 0.64252 | 0.92176 | 0.9244 | 0.69473 | 0.89027 | 0.59903 | 0.94109 | 0.88969 | 0.86564 | 0.91091 | 0.93449 | 0.90523 | 1 | 0.58803 | 1 | 0.85455 | 0.61747 | 0.94478 | 0.96413 | 0.73438 | 0.96013 | 0.60066 | 0.99934 | 0.99955 | 0.99986 | 0.93178 | 1 | 0
Mar | 16 | 16 | Weekday | Thursday | 0.82679 | 0.96907 | 0.92328 | 0.78679 | 0.32119 | 0.78679 | 0.78679 | 0.90789 | 0.78679 | 0.82679 | 0.82679 | 0.9281 | 0.99404 | 0.64228 | 0.91118 | 0.80772 | 0.78647 | 0.91789 | 0.78445 | 0.78009 | 0.80989 | 0.6738 | 0.73929 | 0.90789 | 0.88845 | 0.91612 | 0.54776 | 0.96575 | 0.99866 | 0.67693 | 0.94136 | 0.82905 | 0.77898 | 0.93741 | 0.79326 | 0.84994 | 0.83016 | 0.69702 | 0.7569 | 1 | 0.99844 | 0.9304 | 0.54831 | 0
Mar | 16 | 17 | Weekday | Thursday | 0.80288 | 0.94863 | 0.91149 | 0.89461 | 0.68322 | 0.89461 | 0.89461 | 0.85459 | 0.89461 | 0.80288 | 0.80288 | 0.95197 | 0.87254 | 0.83077 | 0.78359 | 0.70432 | 0.90509 | 0.71942 | 0.74552 | 0.85891 | 0.79126 | 0.8051 | 0.64087 | 0.85459 | 0.85507 | 0.93867 | 0.28494 | 1 | 0.86641 | 0.83489 | 0.7878 | 0.71919 | 0.90624 | 0.72186 | 0.71815 | 0.94235 | 0.75859 | 0.82037 | 0.59906 | 0.88709 | 0.89579 | 0.94314 | 0.22322 | 0
Mar | 16 | 18 | Weekday | Thursday | 0.78595 | 0.95081 | 0.90096 | 0.97322 | 1 | 0.97322 | 0.97322 | 0.8814 | 0.97322 | 0.78595 | 0.78595 | 0.89347 | 0.80504 | 0.89701 | 0.74096 | 0.71909 | 0.98657 | 0.65016 | 0.78683 | 0.91606 | 0.797 | 0.90167 | 0.74312 | 0.8814 | 0.92683 | 0.93877 | 0.33628 | 0.94669 | 0.79159 | 0.92859 | 0.72501 | 0.73087 | 1 | 0.64428 | 0.74847 | 1 | 0.75134 | 0.92089 | 0.68076 | 0.88182 | 0.94279 | 0.92635 | 0.24762 | 0
Mar | 16 | 19 | Weekday | Thursday | 0.81001 | 0.96922 | 0.89466 | 1 | 1 | 1 | 1 | 0.86246 | 1 | 0.81001 | 0.81001 | 0.84126 | 0.74741 | 0.91747 | 0.65379 | 0.69127 | 0.97165 | 0.60771 | 0.79857 | 0.83742 | 0.79986 | 0.97088 | 0.73218 | 0.86246 | 0.91495 | 0.87307 | 0.36534 | 0.88564 | 0.72128 | 0.98521 | 0.61488 | 0.69842 | 0.98338 | 0.58088 | 0.7471 | 0.88406 | 0.73841 | 0.99794 | 0.65138 | 0.82202 | 0.87838 | 0.83316 | 0.25262 | 0
Mar | 16 | 20 | Weekday | Thursday | 0.80544 | 0.92275 | 0.87879 | 0.93469 | 1 | 0.93469 | 0.93469 | 0.54869 | 0.93469 | 0.80544 | 0.80544 | 0.83965 | 0.69895 | 0.97656 | 0.61002 | 0.69206 | 0.88799 | 0.5067 | 0.4679 | 0.80358 | 0.3989 | 0.98357 | 0.72899 | 0.54869 | 0.60618 | 0.70914 | 0.37479 | 0.88349 | 0.66405 | 1 | 0.5537 | 0.69675 | 0.88899 | 0.47513 | 0.46768 | 0.82032 | 0.39775 | 0.99469 | 0.63573 | 0.52861 | 0.60097 | 0.64757 | 0.25414 | 0
Mar | 16 | 21 | Weekday | Thursday | 0.75725 | 0.86562 | 0.85587 | 0.86071 | 1 | 0.86071 | 0.86071 | 0.23581 | 0.86071 | 0.75725 | 0.75725 | 0.82488 | 0.66024 | 0.86875 | 0.41027 | 0.43531 | 0.75509 | 0.43133 | 0.26208 | 0.81437 | 0.15906 | 0.7998 | 0.51852 | 0.23581 | 0.28951 | 0.41402 | 0.39556 | 0.88169 | 0.61819 | 0.8515 | 0.39727 | 0.44246 | 0.7254 | 0.39404 | 0.3201 | 0.81793 | 0.22776 | 0.78831 | 0.4906 | 0.27742 | 0.36363 | 0.42161 | 0.25777 | 0
Mar | 16 | 22 | Weekday | Thursday | 0.74443 | 0.84475 | 0.82811 | 0.74836 | 1 | 0.74836 | 0.74836 | 0.15888 | 0.74836 | 0.74443 | 0.74443 | 0.80179 | 0.64018 | 0.65006 | 0.28001 | 0.25563 | 0.62262 | 0.416 | 0.2625 | 0.84576 | 0.15935 | 0.57178 | 0.37022 | 0.15888 | 0.21202 | 0.3562 | 0.39901 | 0.89279 | 0.59277 | 0.62476 | 0.30004 | 0.26539 | 0.56698 | 0.37557 | 0.3229 | 0.84418 | 0.22901 | 0.53821 | 0.39852 | 0.21591 | 0.30538 | 0.43379 | 0.25824 | 0
Mar | 16 | 23 | Weekday | Thursday | 0.71672 | 0.85719 | 0.8064 | 0.64174 | 1 | 0.64174 | 0.64174 | 0.16054 | 0.64174 | 0.71672 | 0.71672 | 0.65861 | 0.63235 | 0.45362 | 0.2515 | 0.24966 | 0.52948 | 0.42333 | 0.2598 | 0.71312 | 0.15911 | 0.46255 | 0.35688 | 0.16054 | 0.2134 | 0.32849 | 0.42718 | 0.6483 | 0.58025 | 0.45255 | 0.26831 | 0.25931 | 0.45528 | 0.37731 | 0.32184 | 0.61675 | 0.22952 | 0.42132 | 0.38388 | 0.21817 | 0.30736 | 0.40012 | 0.26312 | 0
Mar | 17 | 24 | Weekday | Friday | 0.70378 | 0.84019 | 0.79026 | 0.57764 | 1 | 0.57764 | 0.57764 | 0.15889 | 0.57764 | 0.70378 | 0.70378 | 0.3431 | 0.62965 | 0.35905 | 0.25584 | 0.25725 | 0.49974 | 0.41638 | 0.25942 | 0.39276 | 0.15894 | 0.43237 | 0.36434 | 0.15889 | 0.21219 | 0.28115 | 0.42433 | 0.39915 | 0.57596 | 0.39274 | 0.27259 | 0.26705 | 0.4146 | 0.37454 | 0.32073 | 0.38998 | 0.22897 | 0.38647 | 0.3912 | 0.21593 | 0.3054 | 0.34128 | 0.26253 | 0
Mar | 17 | 1 | Weekday | Friday | 0.70636 | 0.80398 | 0.78304 | 0.55341 | 1 | 0.55341 | 0.55341 | 0.15961 | 0.55341 | 0.70636 | 0.70636 | 0.20662 | 0.62802 | 0.33007 | 0.25564 | 0.25612 | 0.50033 | 0.43798 | 0.25839 | 0.25573 | 0.15932 | 0.41517 | 0.36457 | 0.15961 | 0.21313 | 0.27562 | 0.43902 | 0.33797 | 0.57276 | 0.36751 | 0.27255 | 0.26592 | 0.406 | 0.39081 | 0.32063 | 0.33853 | 0.22907 | 0.36678 | 0.39145 | 0.21616 | 0.30554 | 0.33244 | 0.26512 | 0
Mar | 17 | 2 | Weekday | Friday | 0.68425 | 0.76781 | 0.75731 | 0.52921 | 0.97004 | 0.52921 | 0.52921 | 0.16086 | 0.52921 | 0.68425 | 0.68425 | 0.20719 | 0.62603 | 0.3164 | 0.2565 | 0.25801 | 0.50532 | 0.42914 | 0.25915 | 0.25748 | 0.16009 | 0.41129 | 0.36378 | 0.16086 | 0.2138 | 0.2771 | 0.43421 | 0.33833 | 0.56934 | 0.35073 | 0.27276 | 0.26778 | 0.40216 | 0.38735 | 0.32092 | 0.33911 | 0.23023 | 0.36134 | 0.39145 | 0.21651 | 0.30564 | 0.33261 | 0.26423 | 0
Mar | 17 | 3 | Weekday | Friday | 0.70026 | 0.78787 | 0.78321 | 0.53986 | 1 | 0.53986 | 0.53986 | 0.16269 | 0.53986 | 0.70026 | 0.70026 | 0.2098 | 0.66118 | 0.33401 | 0.26336 | 0.25738 | 0.54236 | 0.54664 | 0.26157 | 0.26327 | 0.16146 | 0.42973 | 0.36502 | 0.16269 | 0.21557 | 0.31363 | 0.45206 | 0.34379 | 0.60963 | 0.36173 | 0.28022 | 0.26716 | 0.43632 | 0.49249 | 0.32307 | 0.34757 | 0.23168 | 0.37556 | 0.39234 | 0.21693 | 0.3059 | 0.37288 | 0.26748 | 0
Mar | 17 | 4 | Weekday | Friday | 0.7039 | 0.79344 | 0.80318 | 0.55254 | 1 | 0.55254 | 0.55254 | 0.16427 | 0.55254 | 0.7039 | 0.7039 | 0.46734 | 0.72157 | 0.42397 | 0.29687 | 0.27323 | 0.64019 | 0.67325 | 0.26342 | 0.51755 | 0.16291 | 0.4944 | 0.37992 | 0.16427 | 0.21635 | 0.33786 | 0.44762 | 0.4607 | 0.63068 | 0.43076 | 0.31515 | 0.28319 | 0.53058 | 0.58761 | 0.32468 | 0.44375 | 0.23302 | 0.4383 | 0.40759 | 0.21738 | 0.30601 | 0.39747 | 0.26643 | 0
Mar | 17 | 5 | Weekday | Friday | 0.68493 | 0.83211 | 0.85629 | 0.65709 | 1 | 0.65709 | 0.65709 | 0.65158 | 0.65709 | 0.68493 | 0.68493 | 0.75673 | 0.80541 | 0.66758 | 0.47678 | 0.70588 | 0.78393 | 0.82289 | 0.61464 | 0.87337 | 0.62634 | 0.71628 | 0.61444 | 0.65158 | 0.72587 | 0.6392 | 0.57194 | 0.74197 | 0.7346 | 0.66808 | 0.37907 | 0.73473 | 0.63685 | 0.75452 | 0.34944 | 0.80914 | 0.32244 | 0.67122 | 0.49935 | 0.34127 | 0.36871 | 0.51268 | 0.32104 | 0
Mar | 17 | 6 | Weekday | Friday | 0.71124 | 0.89164 | 0.93422 | 0.78148 | 0.0044079 | 0.78148 | 0.78148 | 0.84106 | 0.78148 | 0.71124 | 0.71124 | 0.89076 | 0.87894 | 0.93894 | 0.60928 | 0.88133 | 0.79787 | 0.91339 | 0.88408 | 0.93592 | 0.95066 | 0.9001 | 0.70755 | 0.84106 | 0.88269 | 0.76869 | 0.67723 | 0.90409 | 0.84198 | 0.88368 | 0.44574 | 0.88348 | 0.6271 | 0.8731 | 0.57163 | 0.91399 | 0.57063 | 0.867 | 0.47611 | 0.39354 | 0.33585 | 0.55231 | 0.45274 | 0
Mar | 17 | 7 | Weekday | Friday | 0.75017 | 0.91748 | 0.98292 | 0.79565 | 0.0044079 | 0.79565 | 0.79565 | 0.87001 | 0.79565 | 0.75017 | 0.75017 | 0.93869 | 0.92816 | 0.91831 | 0.89027 | 1 | 0.79237 | 0.96334 | 0.99418 | 0.8307 | 1 | 0.89238 | 0.93003 | 0.87001 | 0.89778 | 0.88992 | 0.86385 | 0.95801 | 0.90286 | 0.84389 | 0.82725 | 1 | 0.62978 | 0.93885 | 0.86724 | 0.7922 | 0.80965 | 0.84904 | 0.81537 | 0.57948 | 0.53207 | 0.7495 | 0.72882 | 0
Mar | 17 | 8 | Weekday | Friday | 0.79783 | 0.95508 | 0.99692 | 0.78644 | 0.0044079 | 0.78644 | 0.78644 | 0.9744 | 0.78644 | 0.79783 | 0.79783 | 0.83642 | 0.96433 | 0.77318 | 1 | 0.98333 | 0.72418 | 0.99206 | 1 | 0.76375 | 0.97867 | 0.8257 | 1 | 0.9744 | 0.98787 | 0.98383 | 0.99297 | 0.84626 | 0.94647 | 0.72701 | 0.99799 | 0.99473 | 0.5762 | 0.98379 | 0.96043 | 0.73123 | 0.88767 | 0.78114 | 0.98833 | 0.85217 | 0.83078 | 0.91941 | 0.93977 | 0
Mar | 17 | 9 | Weekday | Friday | 0.91221 | 0.96904 | 0.99564 | 0.7362 | 0.0044079 | 0.7362 | 0.7362 | 1 | 0.7362 | 0.91221 | 0.91221 | 0.87805 | 0.98693 | 0.64523 | 0.94979 | 0.90294 | 0.63243 | 1 | 0.98279 | 0.81695 | 0.95541 | 0.68863 | 0.96894 | 1 | 1 | 0.96425 | 1 | 0.89902 | 0.97452 | 0.61122 | 0.96324 | 0.91892 | 0.50118 | 1 | 0.97835 | 0.84749 | 0.9118 | 0.64202 | 0.99062 | 0.97969 | 0.97336 | 0.93142 | 1 | 0
Mar | 17 | 10 | Weekday | Friday | 0.988 | 0.99072 | 0.9945 | 0.72895 | 0.0044079 | 0.72895 | 0.72895 | 0.96341 | 0.72895 | 0.988 | 0.988 | 0.91899 | 0.99666 | 0.57804 | 0.93359 | 0.88702 | 0.58246 | 0.99326 | 0.97028 | 0.85567 | 0.94566 | 0.61975 | 0.95867 | 0.96341 | 0.95152 | 1 | 0.96883 | 0.97205 | 0.98777 | 0.56681 | 0.95498 | 0.90562 | 0.47756 | 0.99793 | 0.99449 | 0.93713 | 0.94269 | 0.57449 | 0.9934 | 0.99666 | 0.99431 | 1 | 1 | 0
Mar | 17 | 11 | Weekday | Friday | 0.99981 | 1 | 0.98813 | 0.71524 | 0.0044079 | 0.71524 | 0.71524 | 0.92969 | 0.71524 | 0.99981 | 0.99981 | 0.88647 | 0.98378 | 0.56366 | 0.91335 | 0.88941 | 0.55183 | 0.96058 | 0.96149 | 0.82674 | 0.94378 | 0.61223 | 0.92998 | 0.92969 | 0.91036 | 0.98223 | 0.89729 | 0.97263 | 0.97748 | 0.57014 | 0.93537 | 0.91023 | 0.47289 | 0.96597 | 1 | 0.93371 | 0.97254 | 0.5759 | 0.96421 | 0.9959 | 0.9951 | 0.99688 | 0.93878 | 0
Mar | 17 | 12 | Weekday | Friday | 0.97142 | 0.99245 | 0.97639 | 0.70184 | 0.0044079 | 0.70184 | 0.70184 | 0.91032 | 0.70184 | 0.97142 | 0.97142 | 0.78324 | 0.99107 | 0.55608 | 0.9268 | 0.87718 | 0.52761 | 0.9643 | 0.95738 | 0.80037 | 0.95062 | 0.61015 | 0.93931 | 0.91032 | 0.8863 | 0.94463 | 0.90906 | 0.85474 | 0.98762 | 0.56316 | 0.95465 | 0.89954 | 0.4655 | 0.97215 | 0.98861 | 0.91929 | 0.99207 | 0.57846 | 0.98177 | 0.99631 | 0.99582 | 0.96443 | 0.96735 | 0
Mar | 17 | 13 | Weekday | Friday | 0.93614 | 0.99201 | 0.97471 | 0.68281 | 0.0044079 | 0.68281 | 0.68281 | 0.89878 | 0.68281 | 0.93614 | 0.93614 | 0.7269 | 1 | 0.54787 | 0.93458 | 0.84021 | 0.51056 | 0.96807 | 0.95611 | 0.71885 | 0.95419 | 0.61137 | 0.94369 | 0.89878 | 0.8724 | 0.92837 | 0.92963 | 0.7931 | 0.9982 | 0.54969 | 0.97114 | 0.86264 | 0.46051 | 0.98169 | 0.98517 | 0.79992 | 1 | 0.57887 | 0.99957 | 0.9974 | 0.99736 | 0.9508 | 1 | 0
Mar | 17 | 14 | Weekday | Friday | 0.91256 | 0.99501 | 0.95885 | 0.68289 | 0.0044079 | 0.68289 | 0.68289 | 0.88815 | 0.68289 | 0.91256 | 0.91256 | 0.75113 | 0.99803 | 0.54831 | 0.93218 | 0.82024 | 0.52607 | 0.9434 | 0.95218 | 0.68701 | 0.93275 | 0.60856 | 0.94082 | 0.88815 | 0.86161 | 0.91315 | 0.92897 | 0.79205 | 0.99893 | 0.54865 | 0.97127 | 0.84304 | 0.4812 | 0.96039 | 0.97871 | 0.73663 | 0.98216 | 0.57577 | 1 | 0.99895 | 1 | 0.93652 | 1 | 0
Mar | 17 | 15 | Weekday | Friday | 0.86956 | 0.99228 | 0.93916 | 0.70609 | 0.0044079 | 0.70609 | 0.70609 | 0.88969 | 0.70609 | 0.86956 | 0.86956 | 0.87225 | 0.99717 | 0.5625 | 0.96086 | 0.83221 | 0.64252 | 0.92176 | 0.9244 | 0.69473 | 0.89027 | 0.59903 | 0.94109 | 0.88969 | 0.86564 | 0.91091 | 0.93449 | 0.90523 | 1 | 0.58803 | 1 | 0.85455 | 0.61747 | 0.94478 | 0.96413 | 0.73438 | 0.96013 | 0.60066 | 0.99934 | 0.99955 | 0.99986 | 0.93178 | 1 | 0
Mar | 17 | 16 | Weekday | Friday | 0.82679 | 0.96907 | 0.92328 | 0.78679 | 0.32119 | 0.78679 | 0.78679 | 0.90789 | 0.78679 | 0.82679 | 0.82679 | 0.9281 | 0.99404 | 0.64228 | 0.91118 | 0.80772 | 0.78647 | 0.91789 | 0.78445 | 0.78009 | 0.80989 | 0.6738 | 0.73929 | 0.90789 | 0.88845 | 0.91612 | 0.54776 | 0.96575 | 0.99866 | 0.67693 | 0.94136 | 0.82905 | 0.77898 | 0.93741 | 0.79326 | 0.84994 | 0.83016 | 0.69702 | 0.7569 | 1 | 0.99844 | 0.9304 | 0.54831 | 0
Mar | 17 | 17 | Weekday | Friday | 0.80288 | 0.94863 | 0.91149 | 0.89461 | 0.68322 | 0.89461 | 0.89461 | 0.85459 | 0.89461 | 0.80288 | 0.80288 | 0.95197 | 0.87254 | 0.83077 | 0.78359 | 0.70432 | 0.90509 | 0.71942 | 0.74552 | 0.85891 | 0.79126 | 0.8051 | 0.64087 | 0.85459 | 0.85507 | 0.93867 | 0.28494 | 1 | 0.86641 | 0.83489 | 0.7878 | 0.71919 | 0.90624 | 0.72186 | 0.71815 | 0.94235 | 0.75859 | 0.82037 | 0.59906 | 0.88709 | 0.89579 | 0.94314 | 0.22322 | 0
Mar | 17 | 18 | Weekday | Friday | 0.78595 | 0.95081 | 0.90096 | 0.97322 | 1 | 0.97322 | 0.97322 | 0.8814 | 0.97322 | 0.78595 | 0.78595 | 0.89347 | 0.80504 | 0.89701 | 0.74096 | 0.71909 | 0.98657 | 0.65016 | 0.78683 | 0.91606 | 0.797 | 0.90167 | 0.74312 | 0.8814 | 0.92683 | 0.93877 | 0.33628 | 0.94669 | 0.79159 | 0.92859 | 0.72501 | 0.73087 | 1 | 0.64428 | 0.74847 | 1 | 0.75134 | 0.92089 | 0.68076 | 0.88182 | 0.94279 | 0.92635 | 0.24762 | 0
Mar | 17 | 19 | Weekday | Friday | 0.81001 | 0.96922 | 0.89466 | 1 | 1 | 1 | 1 | 0.86246 | 1 | 0.81001 | 0.81001 | 0.84126 | 0.74741 | 0.91747 | 0.65379 | 0.69127 | 0.97165 | 0.60771 | 0.79857 | 0.83742 | 0.79986 | 0.97088 | 0.73218 | 0.86246 | 0.91495 | 0.87307 | 0.36534 | 0.88564 | 0.72128 | 0.98521 | 0.61488 | 0.69842 | 0.98338 | 0.58088 | 0.7471 | 0.88406 | 0.73841 | 0.99794 | 0.65138 | 0.82202 | 0.87838 | 0.83316 | 0.25262 | 0
Mar | 17 | 20 | Weekday | Friday | 0.80544 | 0.92275 | 0.87879 | 0.93469 | 1 | 0.93469 | 0.93469 | 0.54869 | 0.93469 | 0.80544 | 0.80544 | 0.83965 | 0.69895 | 0.97656 | 0.61002 | 0.69206 | 0.88799 | 0.5067 | 0.4679 | 0.80358 | 0.3989 | 0.98357 | 0.72899 | 0.54869 | 0.60618 | 0.70914 | 0.37479 | 0.88349 | 0.66405 | 1 | 0.5537 | 0.69675 | 0.88899 | 0.47513 | 0.46768 | 0.82032 | 0.39775 | 0.99469 | 0.63573 | 0.52861 | 0.60097 | 0.64757 | 0.25414 | 0
Mar | 17 | 21 | Weekday | Friday | 0.75725 | 0.86562 | 0.85587 | 0.86071 | 1 | 0.86071 | 0.86071 | 0.23581 | 0.86071 | 0.75725 | 0.75725 | 0.82488 | 0.66024 | 0.86875 | 0.41027 | 0.43531 | 0.75509 | 0.43133 | 0.26208 | 0.81437 | 0.15906 | 0.7998 | 0.51852 | 0.23581 | 0.28951 | 0.41402 | 0.39556 | 0.88169 | 0.61819 | 0.8515 | 0.39727 | 0.44246 | 0.7254 | 0.39404 | 0.3201 | 0.81793 | 0.22776 | 0.78831 | 0.4906 | 0.27742 | 0.36363 | 0.42161 | 0.25777 | 0
Mar | 17 | 22 | Weekday | Friday | 0.74443 | 0.84475 | 0.82811 | 0.74836 | 1 | 0.74836 | 0.74836 | 0.15888 | 0.74836 | 0.74443 | 0.74443 | 0.80179 | 0.64018 | 0.65006 | 0.28001 | 0.25563 | 0.62262 | 0.416 | 0.2625 | 0.84576 | 0.15935 | 0.57178 | 0.37022 | 0.15888 | 0.21202 | 0.3562 | 0.39901 | 0.89279 | 0.59277 | 0.62476 | 0.30004 | 0.26539 | 0.56698 | 0.37557 | 0.3229 | 0.84418 | 0.22901 | 0.53821 | 0.39852 | 0.21591 | 0.30538 | 0.43379 | 0.25824 | 0
Mar | 17 | 23 | Weekday | Friday | 0.71672 | 0.85719 | 0.8064 | 0.64174 | 1 | 0.64174 | 0.64174 | 0.1529 | 0.64174 | 0.71672 | 0.71672 | 0.73963 | 0.61251 | 0.4959 | 0.23807 | 0.23252 | 0.58492 | 0.4884 | 0.26105 | 0.80737 | 0.15955 | 0.49222 | 0.34267 | 0.1529 | 0.20705 | 0.32962 | 0.47641 | 0.70618 | 0.55215 | 0.46872 | 0.25462 | 0.24134 | 0.47366 | 0.44163 | 0.3227 | 0.67205 | 0.23033 | 0.43255 | 0.36822 | 0.20778 | 0.29822 | 0.4013 | 0.27167 | 0
Mar | 18 | 24 | Weekend | Saturday | 0.72031 | 0.85277 | 0.80442 | 0.58685 | 1 | 0.58685 | 0.58685 | 0.15672 | 0.58685 | 0.72031 | 0.72031 | 0.37195 | 0.59927 | 0.36712 | 0.21202 | 0.21748 | 0.55376 | 0.4905 | 0.25757 | 0.4257 | 0.15862 | 0.47192 | 0.32212 | 0.15672 | 0.21088 | 0.26588 | 0.4792 | 0.4033 | 0.5333 | 0.40158 | 0.22577 | 0.22562 | 0.42078 | 0.44214 | 0.32099 | 0.39366 | 0.23033 | 0.41183 | 0.34573 | 0.21298 | 0.30289 | 0.32215 | 0.27212 | 0
Mar | 18 | 1 | Weekend | Saturday | 0.71952 | 0.81452 | 0.79448 | 0.56256 | 1 | 0.56256 | 0.56256 | 0.15739 | 0.56256 | 0.71952 | 0.71952 | 0.20617 | 0.59481 | 0.32811 | 0.2131 | 0.21993 | 0.56461 | 0.49453 | 0.25886 | 0.25407 | 0.16216 | 0.4549 | 0.32326 | 0.15739 | 0.21153 | 0.27309 | 0.50833 | 0.33713 | 0.52428 | 0.36239 | 0.22623 | 0.2282 | 0.41325 | 0.44749 | 0.32071 | 0.33711 | 0.23321 | 0.38303 | 0.34573 | 0.21319 | 0.30298 | 0.3211 | 0.27694 | 0
Mar | 18 | 2 | Weekend | Saturday | 0.69234 | 0.77222 | 0.76112 | 0.53766 | 0.96212 | 0.53766 | 0.53766 | 0.16004 | 0.53766 | 0.69234 | 0.69234 | 0.20656 | 0.59097 | 0.3142 | 0.21445 | 0.22232 | 0.57838 | 0.49588 | 0.26411 | 0.25613 | 0.16327 | 0.44758 | 0.32097 | 0.16004 | 0.21329 | 0.28184 | 0.51497 | 0.33747 | 0.51674 | 0.34563 | 0.22637 | 0.23089 | 0.41039 | 0.44811 | 0.3234 | 0.33769 | 0.23569 | 0.36946 | 0.34573 | 0.21382 | 0.30324 | 0.32617 | 0.27728 | 0
Mar | 18 | 3 | Weekend | Saturday | 0.71197 | 0.79675 | 0.78987 | 0.5479 | 1 | 0.5479 | 0.5479 | 0.16275 | 0.5479 | 0.71197 | 0.71197 | 0.20785 | 0.59088 | 0.32866 | 0.22112 | 0.22654 | 0.61876 | 0.55529 | 0.26889 | 0.25822 | 0.16603 | 0.46664 | 0.32326 | 0.16275 | 0.21465 | 0.30957 | 0.54256 | 0.33972 | 0.51599 | 0.35219 | 0.2335 | 0.23491 | 0.44361 | 0.50132 | 0.32715 | 0.3412 | 0.23727 | 0.38788 | 0.34573 | 0.21461 | 0.30344 | 0.3528 | 0.28097 | 0
Mar | 18 | 4 | Weekend | Saturday | 0.7143 | 0.80019 | 0.80847 | 0.55967 | 1 | 0.55967 | 0.55967 | 0.16545 | 0.55967 | 0.7143 | 0.7143 | 0.50209 | 0.59046 | 0.3706 | 0.24044 | 0.24793 | 0.71715 | 0.65874 | 0.27164 | 0.55856 | 0.16848 | 0.50948 | 0.32326 | 0.16545 | 0.21762 | 0.32498 | 0.54204 | 0.45051 | 0.51441 | 0.38421 | 0.25239 | 0.25664 | 0.5364 | 0.5858 | 0.32808 | 0.43153 | 0.23995 | 0.43012 | 0.34573 | 0.21535 | 0.30388 | 0.36736 | 0.27977 | 0
Mar | 18 | 5 | Weekend | Saturday | 0.69329 | 0.83502 | 0.85889 | 0.66293 | 1 | 0.66293 | 0.66293 | 0.48326 | 0.66293 | 0.69329 | 0.69329 | 0.81928 | 0.60851 | 0.50165 | 0.34041 | 0.41962 | 0.86202 | 0.74783 | 0.26933 | 0.94268 | 0.16987 | 0.63545 | 0.42412 | 0.48326 | 0.54881 | 0.63366 | 0.54846 | 0.72701 | 0.54179 | 0.52975 | 0.30924 | 0.43593 | 0.64655 | 0.69007 | 0.32285 | 0.78838 | 0.24157 | 0.56889 | 0.38741 | 0.28535 | 0.3353 | 0.43923 | 0.26659 | 0
Mar | 18 | 6 | Weekend | Saturday | 0.7157 | 0.89222 | 0.93419 | 0.78766 | 0.0044079 | 0.78766 | 0.78766 | 0.47937 | 0.78766 | 0.7157 | 0.7157 | 0.9183 | 0.64839 | 0.74962 | 0.42916 | 0.53062 | 0.86691 | 0.73421 | 0.22778 | 1 | 0.1452 | 0.76052 | 0.43406 | 0.47937 | 0.50414 | 0.77779 | 0.49212 | 0.89859 | 0.57789 | 0.70344 | 0.32642 | 0.52997 | 0.62762 | 0.6891 | 0.2791 | 0.91256 | 0.20515 | 0.69956 | 0.29385 | 0.24523 | 0.2169 | 0.46728 | 0.18332 | 0
Mar | 18 | 7 | Weekend | Saturday | 0.74765 | 0.91666 | 0.98327 | 0.80219 | 0.0044079 | 0.80219 | 0.80219 | 0.86581 | 0.80219 | 0.74765 | 0.74765 | 0.94639 | 0.7023 | 1 | 0.47028 | 0.48377 | 0.83741 | 0.77535 | 0.22531 | 0.8893 | 0.14104 | 0.99973 | 0.43981 | 0.86581 | 0.89784 | 0.8362 | 0.51622 | 0.95703 | 0.63592 | 0.87454 | 0.38971 | 0.46676 | 0.60838 | 0.74501 | 0.27586 | 0.79572 | 0.2011 | 0.93168 | 0.31366 | 0.46337 | 0.41299 | 0.59479 | 0.20342 | 0
Mar | 18 | 8 | Weekend | Saturday | 0.79375 | 0.95175 | 1 | 0.79871 | 0.0044079 | 0.79871 | 0.79871 | 0.96129 | 0.79871 | 0.79375 | 0.79375 | 0.87359 | 0.73023 | 0.94893 | 0.46739 | 0.45268 | 0.74684 | 0.79256 | 0.2223 | 0.81732 | 0.13983 | 1 | 0.43459 | 0.96129 | 0.98619 | 0.84295 | 0.47373 | 0.84987 | 0.68297 | 0.83874 | 0.42691 | 0.4416 | 0.53933 | 0.77149 | 0.27453 | 0.7297 | 0.19896 | 0.93945 | 0.34739 | 0.64126 | 0.60082 | 0.65362 | 0.23796 | 0
Mar | 18 | 9 | Weekend | Saturday | 0.91171 | 0.9664 | 0.99951 | 0.75162 | 0.0044079 | 0.75162 | 0.75162 | 0.96022 | 0.75162 | 0.91171 | 0.91171 | 0.93469 | 0.76086 | 0.75891 | 0.41068 | 0.42146 | 0.64327 | 0.7845 | 0.22211 | 0.87525 | 0.14205 | 0.7825 | 0.41904 | 0.96022 | 0.96732 | 0.86876 | 0.44467 | 0.89316 | 0.72313 | 0.67264 | 0.38468 | 0.41503 | 0.46192 | 0.76898 | 0.27331 | 0.84075 | 0.19848 | 0.71379 | 0.34739 | 0.77181 | 0.7466 | 0.73579 | 0.2674 | 0
Mar | 18 | 10 | Weekend | Saturday | 0.98745 | 0.98821 | 0.99822 | 0.74408 | 0.0044079 | 0.74408 | 0.74408 | 0.91802 | 0.74408 | 0.98745 | 0.98745 | 0.98134 | 0.77544 | 0.66522 | 0.38457 | 0.41033 | 0.57881 | 0.77391 | 0.22142 | 0.90689 | 0.14126 | 0.66061 | 0.40414 | 0.91802 | 0.90857 | 0.93763 | 0.40284 | 0.96866 | 0.74241 | 0.60515 | 0.36734 | 0.4093 | 0.43289 | 0.75823 | 0.27383 | 0.93273 | 0.1981 | 0.59458 | 0.34739 | 0.80134 | 0.78129 | 0.85642 | 0.2638 | 0
Mar | 18 | 11 | Weekend | Saturday | 1 | 0.99628 | 0.98953 | 0.72554 | 0.0044079 | 0.72554 | 0.72554 | 0.90859 | 0.72554 | 1 | 1 | 0.95096 | 0.77783 | 0.61721 | 0.37856 | 0.40246 | 0.54734 | 0.74715 | 0.21916 | 0.87517 | 0.1381 | 0.63768 | 0.37574 | 0.90859 | 0.88778 | 0.94754 | 0.33868 | 0.96515 | 0.74712 | 0.58531 | 0.36735 | 0.40323 | 0.42977 | 0.73436 | 0.27276 | 0.92775 | 0.19595 | 0.58135 | 0.31366 | 0.8649 | 0.85068 | 0.89509 | 0.22174 | 0
Mar | 18 | 12 | Weekend | Saturday | 0.97458 | 0.98743 | 0.9786 | 0.71125 | 0.0044079 | 0.71125 | 0.71125 | 0.8992 | 0.71125 | 0.97458 | 0.97458 | 0.86399 | 0.76795 | 0.58736 | 0.37757 | 0.38966 | 0.52388 | 0.74869 | 0.21988 | 0.86218 | 0.13608 | 0.62904 | 0.35201 | 0.8992 | 0.874 | 0.92052 | 0.29889 | 0.85104 | 0.73697 | 0.55681 | 0.36762 | 0.39211 | 0.42025 | 0.73631 | 0.27132 | 0.91099 | 0.19403 | 0.57851 | 0.27993 | 0.88619 | 0.87382 | 0.8721 | 0.18264 | 0
Mar | 18 | 13 | Weekend | Saturday | 0.94424 | 0.98626 | 0.97571 | 0.69026 | 0.0044079 | 0.69026 | 0.69026 | 0.88913 | 0.69026 | 0.94424 | 0.94424 | 0.79671 | 0.76574 | 0.57015 | 0.32367 | 0.3522 | 0.49865 | 0.74554 | 0.21813 | 0.77938 | 0.13575 | 0.62356 | 0.34888 | 0.88913 | 0.86388 | 0.9022 | 0.28638 | 0.7863 | 0.73603 | 0.53852 | 0.30849 | 0.35508 | 0.41222 | 0.73292 | 0.27148 | 0.79761 | 0.19372 | 0.57685 | 0.27993 | 0.88606 | 0.87382 | 0.85904 | 0.18136 | 0
Mar | 18 | 14 | Weekend | Saturday | 0.92017 | 0.98997 | 0.95837 | 0.6896 | 0.0044079 | 0.6896 | 0.6896 | 0.87722 | 0.6896 | 0.92017 | 0.92017 | 0.80432 | 0.75203 | 0.56242 | 0.27053 | 0.31526 | 0.50693 | 0.73669 | 0.21909 | 0.73058 | 0.13566 | 0.6243 | 0.34292 | 0.87722 | 0.85386 | 0.8849 | 0.2866 | 0.78621 | 0.72921 | 0.53227 | 0.24953 | 0.3184 | 0.43132 | 0.72354 | 0.2715 | 0.73089 | 0.19362 | 0.57295 | 0.27993 | 0.88657 | 0.87382 | 0.84585 | 0.18223 | 0
Mar | 18 | 15 | Weekend | Saturday | 0.87724 | 0.98823 | 0.93785 | 0.7095 | 0.0044079 | 0.7095 | 0.7095 | 0.86931 | 0.7095 | 0.87724 | 0.87724 | 0.90735 | 0.73644 | 0.5686 | 0.30078 | 0.31664 | 0.61388 | 0.71002 | 0.21741 | 0.72983 | 0.13304 | 0.608 | 0.34604 | 0.86931 | 0.84815 | 0.87728 | 0.24627 | 0.89281 | 0.71829 | 0.56498 | 0.27819 | 0.32025 | 0.56197 | 0.69408 | 0.27115 | 0.72897 | 0.19336 | 0.59507 | 0.27993 | 0.88737 | 0.87382 | 0.84045 | 0.14991 | 0
Mar | 18 | 16 | Weekend | Saturday | 0.8363 | 0.96654 | 0.92175 | 0.78995 | 0.33627 | 0.78995 | 0.78995 | 0.85554 | 0.78995 | 0.8363 | 0.8363 | 0.9706 | 0.72042 | 0.62129 | 0.33258 | 0.33099 | 0.7751 | 0.69358 | 0.2191 | 0.81325 | 0.13374 | 0.65071 | 0.33734 | 0.85554 | 0.84107 | 0.85525 | 0.22358 | 0.9568 | 0.69902 | 0.63384 | 0.29969 | 0.3331 | 0.7475 | 0.67231 | 0.27093 | 0.83875 | 0.19321 | 0.6609 | 0.26306 | 0.82138 | 0.80442 | 0.79626 | 0.11859 | 0
Mar | 18 | 17 | Weekend | Saturday | 0.81461 | 0.94894 | 0.90975 | 0.8917 | 0.55751 | 0.8917 | 0.8917 | 0.80781 | 0.8917 | 0.81461 | 0.81461 | 1 | 0.6917 | 0.75468 | 0.31507 | 0.26605 | 0.91556 | 0.57355 | 0.23026 | 0.89846 | 0.14175 | 0.81124 | 0.29898 | 0.80781 | 0.81692 | 0.87691 | 0.29759 | 0.99327 | 0.66103 | 0.79074 | 0.30523 | 0.27423 | 0.90097 | 0.54544 | 0.28842 | 0.93882 | 0.20547 | 0.82477 | 0.2685 | 0.69738 | 0.69455 | 0.79491 | 0.1701 | 0
Mar | 18 | 18 | Weekend | Saturday | 0.79786 | 0.94943 | 0.8994 | 0.9636 | 1 | 0.9636 | 0.9636 | 0.63192 | 0.9636 | 0.79786 | 0.79786 | 0.93638 | 0.68592 | 0.87469 | 0.29607 | 0.22306 | 1 | 0.5626 | 0.25917 | 0.94914 | 0.15757 | 0.93074 | 0.32441 | 0.63192 | 0.68639 | 0.84946 | 0.40274 | 0.94845 | 0.64966 | 0.91725 | 0.31538 | 0.23148 | 0.99608 | 0.53301 | 0.32112 | 0.99799 | 0.22901 | 0.94425 | 0.34573 | 0.61173 | 0.68244 | 0.74157 | 0.25894 | 0
Mar | 18 | 19 | Weekend | Saturday | 0.82192 | 0.96683 | 0.89212 | 0.98919 | 1 | 0.98919 | 0.98919 | 0.52736 | 0.98919 | 0.82192 | 0.82192 | 0.87703 | 0.6576 | 0.92583 | 0.28779 | 0.22395 | 0.98806 | 0.54168 | 0.25759 | 0.87882 | 0.15863 | 0.97903 | 0.32212 | 0.52736 | 0.58182 | 0.79455 | 0.42484 | 0.88472 | 0.61194 | 0.96606 | 0.30657 | 0.2324 | 0.98083 | 0.50146 | 0.32149 | 0.88857 | 0.22983 | 0.99063 | 0.34573 | 0.53385 | 0.60791 | 0.66151 | 0.26275 | 0
Mar | 18 | 20 | Weekend | Saturday | 0.81553 | 0.92168 | 0.87594 | 0.93017 | 1 | 0.93017 | 0.93017 | 0.29425 | 0.93017 | 0.81553 | 0.81553 | 0.88482 | 0.63248 | 0.92908 | 0.27544 | 0.22872 | 0.91252 | 0.48089 | 0.2586 | 0.84744 | 0.16639 | 0.99273 | 0.32306 | 0.29425 | 0.34833 | 0.7183 | 0.44032 | 0.88342 | 0.57824 | 0.9622 | 0.2924 | 0.23661 | 0.89104 | 0.43824 | 0.321 | 0.82026 | 0.23107 | 1 | 0.34789 | 0.34367 | 0.43165 | 0.58182 | 0.26538 | 0
Mar | 18 | 21 | Weekend | Saturday | 0.76928 | 0.86777 | 0.85148 | 0.86026 | 1 | 0.86026 | 0.86026 | 0.16969 | 0.86026 | 0.76928 | 0.76928 | 0.86579 | 0.626 | 0.90427 | 0.25407 | 0.22836 | 0.78675 | 0.44351 | 0.25699 | 0.85864 | 0.16511 | 0.85389 | 0.32651 | 0.16969 | 0.22306 | 0.40841 | 0.45405 | 0.88116 | 0.56737 | 0.85528 | 0.26932 | 0.23751 | 0.73052 | 0.39641 | 0.32015 | 0.81697 | 0.23112 | 0.8321 | 0.34789 | 0.2306 | 0.32128 | 0.39375 | 0.26774 | 0
Mar | 18 | 22 | Weekend | Saturday | 0.75451 | 0.85036 | 0.82333 | 0.75152 | 1 | 0.75152 | 0.75152 | 0.15672 | 0.75152 | 0.75451 | 0.75451 | 0.83621 | 0.62286 | 0.73613 | 0.23368 | 0.23476 | 0.66019 | 0.44406 | 0.25927 | 0.89032 | 0.16242 | 0.62897 | 0.3242 | 0.15672 | 0.21023 | 0.33273 | 0.45972 | 0.89165 | 0.56153 | 0.6502 | 0.24647 | 0.2434 | 0.57335 | 0.39374 | 0.32243 | 0.84194 | 0.23297 | 0.57438 | 0.34789 | 0.21298 | 0.30279 | 0.40509 | 0.26867 | 0
Mar | 18 | 23 | Weekend | Saturday | 0.7264 | 0.86195 | 0.80039 | 0.64862 | 1 | 0.64862 | 0.64862 | 0.1529 | 0.64862 | 0.7264 | 0.7264 | 0.73963 | 0.61251 | 0.4959 | 0.23807 | 0.23252 | 0.58492 | 0.4884 | 0.26105 | 0.80737 | 0.15955 | 0.49222 | 0.34267 | 0.1529 | 0.20705 | 0.32962 | 0.47641 | 0.70618 | 0.55215 | 0.46872 | 0.25462 | 0.24134 | 0.47366 | 0.44163 | 0.3227 | 0.67205 | 0.23033 | 0.43255 | 0.36822 | 0.20778 | 0.29822 | 0.4013 | 0.27167 | 0
Mar | 19 | 24 | Weekend | Sunday | 0.72031 | 0.85277 | 0.80442 | 0.58685 | 1 | 0.58685 | 0.58685 | 0.15672 | 0.58685 | 0.72031 | 0.72031 | 0.37195 | 0.59927 | 0.36712 | 0.21202 | 0.21748 | 0.55376 | 0.4905 | 0.25757 | 0.4257 | 0.15862 | 0.47192 | 0.32212 | 0.15672 | 0.21088 | 0.26588 | 0.4792 | 0.4033 | 0.5333 | 0.40158 | 0.22577 | 0.22562 | 0.42078 | 0.44214 | 0.32099 | 0.39366 | 0.23033 | 0.41183 | 0.34573 | 0.21298 | 0.30289 | 0.32215 | 0.27212 | 0
Mar | 19 | 1 | Weekend | Sunday | 0.71952 | 0.81452 | 0.79448 | 0.56256 | 1 | 0.56256 | 0.56256 | 0.15739 | 0.56256 | 0.71952 | 0.71952 | 0.20617 | 0.59481 | 0.32811 | 0.2131 | 0.21993 | 0.56461 | 0.49453 | 0.25886 | 0.25407 | 0.16216 | 0.4549 | 0.32326 | 0.15739 | 0.21153 | 0.27309 | 0.50833 | 0.33713 | 0.52428 | 0.36239 | 0.22623 | 0.2282 | 0.41325 | 0.44749 | 0.32071 | 0.33711 | 0.23321 | 0.38303 | 0.34573 | 0.21319 | 0.30298 | 0.3211 | 0.27694 | 0
Mar | 19 | 2 | Weekend | Sunday | 0.69234 | 0.77222 | 0.76112 | 0.53766 | 0.96212 | 0.53766 | 0.53766 | 0.16004 | 0.53766 | 0.69234 | 0.69234 | 0.20656 | 0.59097 | 0.3142 | 0.21445 | 0.22232 | 0.57838 | 0.49588 | 0.26411 | 0.25613 | 0.16327 | 0.44758 | 0.32097 | 0.16004 | 0.21329 | 0.28184 | 0.51497 | 0.33747 | 0.51674 | 0.34563 | 0.22637 | 0.23089 | 0.41039 | 0.44811 | 0.3234 | 0.33769 | 0.23569 | 0.36946 | 0.34573 | 0.21382 | 0.30324 | 0.32617 | 0.27728 | 0
Mar | 19 | 3 | Weekend | Sunday | 0.71197 | 0.79675 | 0.78987 | 0.5479 | 1 | 0.5479 | 0.5479 | 0.16275 | 0.5479 | 0.71197 | 0.71197 | 0.20785 | 0.59088 | 0.32866 | 0.22112 | 0.22654 | 0.61876 | 0.55529 | 0.26889 | 0.25822 | 0.16603 | 0.46664 | 0.32326 | 0.16275 | 0.21465 | 0.30957 | 0.54256 | 0.33972 | 0.51599 | 0.35219 | 0.2335 | 0.23491 | 0.44361 | 0.50132 | 0.32715 | 0.3412 | 0.23727 | 0.38788 | 0.34573 | 0.21461 | 0.30344 | 0.3528 | 0.28097 | 0
Mar | 19 | 4 | Weekend | Sunday | 0.7143 | 0.80019 | 0.80847 | 0.55967 | 1 | 0.55967 | 0.55967 | 0.16545 | 0.55967 | 0.7143 | 0.7143 | 0.50209 | 0.59046 | 0.3706 | 0.24044 | 0.24793 | 0.71715 | 0.65874 | 0.27164 | 0.55856 | 0.16848 | 0.50948 | 0.32326 | 0.16545 | 0.21762 | 0.32498 | 0.54204 | 0.45051 | 0.51441 | 0.38421 | 0.25239 | 0.25664 | 0.5364 | 0.5858 | 0.32808 | 0.43153 | 0.23995 | 0.43012 | 0.34573 | 0.21535 | 0.30388 | 0.36736 | 0.27977 | 0
Mar | 19 | 5 | Weekend | Sunday | 0.69329 | 0.83502 | 0.85889 | 0.66293 | 1 | 0.66293 | 0.66293 | 0.48326 | 0.66293 | 0.69329 | 0.69329 | 0.81928 | 0.60851 | 0.50165 | 0.34041 | 0.41962 | 0.86202 | 0.74783 | 0.26933 | 0.94268 | 0.16987 | 0.63545 | 0.42412 | 0.48326 | 0.54881 | 0.63366 | 0.54846 | 0.72701 | 0.54179 | 0.52975 | 0.30924 | 0.43593 | 0.64655 | 0.69007 | 0.32285 | 0.78838 | 0.24157 | 0.56889 | 0.38741 | 0.28535 | 0.3353 | 0.43923 | 0.26659 | 0
Mar | 19 | 6 | Weekend | Sunday | 0.7157 | 0.89222 | 0.93419 | 0.78766 | 0.0044079 | 0.78766 | 0.78766 | 0.47937 | 0.78766 | 0.7157 | 0.7157 | 0.9183 | 0.64839 | 0.74962 | 0.42916 | 0.53062 | 0.86691 | 0.73421 | 0.22778 | 1 | 0.1452 | 0.76052 | 0.43406 | 0.47937 | 0.50414 | 0.77779 | 0.49212 | 0.89859 | 0.57789 | 0.70344 | 0.32642 | 0.52997 | 0.62762 | 0.6891 | 0.2791 | 0.91256 | 0.20515 | 0.69956 | 0.29385 | 0.24523 | 0.2169 | 0.46728 | 0.18332 | 0
Mar | 19 | 7 | Weekend | Sunday | 0.74765 | 0.91666 | 0.98327 | 0.80219 | 0.0044079 | 0.80219 | 0.80219 | 0.86581 | 0.80219 | 0.74765 | 0.74765 | 0.94639 | 0.7023 | 1 | 0.47028 | 0.48377 | 0.83741 | 0.77535 | 0.22531 | 0.8893 | 0.14104 | 0.99973 | 0.43981 | 0.86581 | 0.89784 | 0.8362 | 0.51622 | 0.95703 | 0.63592 | 0.87454 | 0.38971 | 0.46676 | 0.60838 | 0.74501 | 0.27586 | 0.79572 | 0.2011 | 0.93168 | 0.31366 | 0.46337 | 0.41299 | 0.59479 | 0.20342 | 0
Mar | 19 | 8 | Weekend | Sunday | 0.79375 | 0.95175 | 1 | 0.79871 | 0.0044079 | 0.79871 | 0.79871 | 0.96129 | 0.79871 | 0.79375 | 0.79375 | 0.87359 | 0.73023 | 0.94893 | 0.46739 | 0.45268 | 0.74684 | 0.79256 | 0.2223 | 0.81732 | 0.13983 | 1 | 0.43459 | 0.96129 | 0.98619 | 0.84295 | 0.47373 | 0.84987 | 0.68297 | 0.83874 | 0.42691 | 0.4416 | 0.53933 | 0.77149 | 0.27453 | 0.7297 | 0.19896 | 0.93945 | 0.34739 | 0.64126 | 0.60082 | 0.65362 | 0.23796 | 0
Mar | 19 | 9 | Weekend | Sunday | 0.91171 | 0.9664 | 0.99951 | 0.75162 | 0.0044079 | 0.75162 | 0.75162 | 0.96022 | 0.75162 | 0.91171 | 0.91171 | 0.93469 | 0.76086 | 0.75891 | 0.41068 | 0.42146 | 0.64327 | 0.7845 | 0.22211 | 0.87525 | 0.14205 | 0.7825 | 0.41904 | 0.96022 | 0.96732 | 0.86876 | 0.44467 | 0.89316 | 0.72313 | 0.67264 | 0.38468 | 0.41503 | 0.46192 | 0.76898 | 0.27331 | 0.84075 | 0.19848 | 0.71379 | 0.34739 | 0.77181 | 0.7466 | 0.73579 | 0.2674 | 0
Mar | 19 | 10 | Weekend | Sunday | 0.98745 | 0.98821 | 0.99822 | 0.74408 | 0.0044079 | 0.74408 | 0.74408 | 0.91802 | 0.74408 | 0.98745 | 0.98745 | 0.98134 | 0.77544 | 0.66522 | 0.38457 | 0.41033 | 0.57881 | 0.77391 | 0.22142 | 0.90689 | 0.14126 | 0.66061 | 0.40414 | 0.91802 | 0.90857 | 0.93763 | 0.40284 | 0.96866 | 0.74241 | 0.60515 | 0.36734 | 0.4093 | 0.43289 | 0.75823 | 0.27383 | 0.93273 | 0.1981 | 0.59458 | 0.34739 | 0.80134 | 0.78129 | 0.85642 | 0.2638 | 0
Mar | 19 | 11 | Weekend | Sunday | 1 | 0.99628 | 0.98953 | 0.72554 | 0.0044079 | 0.72554 | 0.72554 | 0.90859 | 0.72554 | 1 | 1 | 0.95096 | 0.77783 | 0.61721 | 0.37856 | 0.40246 | 0.54734 | 0.74715 | 0.21916 | 0.87517 | 0.1381 | 0.63768 | 0.37574 | 0.90859 | 0.88778 | 0.94754 | 0.33868 | 0.96515 | 0.74712 | 0.58531 | 0.36735 | 0.40323 | 0.42977 | 0.73436 | 0.27276 | 0.92775 | 0.19595 | 0.58135 | 0.31366 | 0.8649 | 0.85068 | 0.89509 | 0.22174 | 0
Mar | 19 | 12 | Weekend | Sunday | 0.97458 | 0.98743 | 0.9786 | 0.71125 | 0.0044079 | 0.71125 | 0.71125 | 0.8992 | 0.71125 | 0.97458 | 0.97458 | 0.86399 | 0.76795 | 0.58736 | 0.37757 | 0.38966 | 0.52388 | 0.74869 | 0.21988 | 0.86218 | 0.13608 | 0.62904 | 0.35201 | 0.8992 | 0.874 | 0.92052 | 0.29889 | 0.85104 | 0.73697 | 0.55681 | 0.36762 | 0.39211 | 0.42025 | 0.73631 | 0.27132 | 0.91099 | 0.19403 | 0.57851 | 0.27993 | 0.88619 | 0.87382 | 0.8721 | 0.18264 | 0
Mar | 19 | 13 | Weekend | Sunday | 0.94424 | 0.98626 | 0.97571 | 0.69026 | 0.0044079 | 0.69026 | 0.69026 | 0.88913 | 0.69026 | 0.94424 | 0.94424 | 0.79671 | 0.76574 | 0.57015 | 0.32367 | 0.3522 | 0.49865 | 0.74554 | 0.21813 | 0.77938 | 0.13575 | 0.62356 | 0.34888 | 0.88913 | 0.86388 | 0.9022 | 0.28638 | 0.7863 | 0.73603 | 0.53852 | 0.30849 | 0.35508 | 0.41222 | 0.73292 | 0.27148 | 0.79761 | 0.19372 | 0.57685 | 0.27993 | 0.88606 | 0.87382 | 0.85904 | 0.18136 | 0
Mar | 19 | 14 | Weekend | Sunday | 0.92017 | 0.98997 | 0.95837 | 0.6896 | 0.0044079 | 0.6896 | 0.6896 | 0.87722 | 0.6896 | 0.92017 | 0.92017 | 0.80432 | 0.75203 | 0.56242 | 0.27053 | 0.31526 | 0.50693 | 0.73669 | 0.21909 | 0.73058 | 0.13566 | 0.6243 | 0.34292 | 0.87722 | 0.85386 | 0.8849 | 0.2866 | 0.78621 | 0.72921 | 0.53227 | 0.24953 | 0.3184 | 0.43132 | 0.72354 | 0.2715 | 0.73089 | 0.19362 | 0.57295 | 0.27993 | 0.88657 | 0.87382 | 0.84585 | 0.18223 | 0
Mar | 19 | 15 | Weekend | Sunday | 0.87724 | 0.98823 | 0.93785 | 0.7095 | 0.0044079 | 0.7095 | 0.7095 | 0.86931 | 0.7095 | 0.87724 | 0.87724 | 0.90735 | 0.73644 | 0.5686 | 0.30078 | 0.31664 | 0.61388 | 0.71002 | 0.21741 | 0.72983 | 0.13304 | 0.608 | 0.34604 | 0.86931 | 0.84815 | 0.87728 | 0.24627 | 0.89281 | 0.71829 | 0.56498 | 0.27819 | 0.32025 | 0.56197 | 0.69408 | 0.27115 | 0.72897 | 0.19336 | 0.59507 | 0.27993 | 0.88737 | 0.87382 | 0.84045 | 0.14991 | 0
Mar | 19 | 16 | Weekend | Sunday | 0.8363 | 0.96654 | 0.92175 | 0.78995 | 0.33627 | 0.78995 | 0.78995 | 0.85554 | 0.78995 | 0.8363 | 0.8363 | 0.9706 | 0.72042 | 0.62129 | 0.33258 | 0.33099 | 0.7751 | 0.69358 | 0.2191 | 0.81325 | 0.13374 | 0.65071 | 0.33734 | 0.85554 | 0.84107 | 0.85525 | 0.22358 | 0.9568 | 0.69902 | 0.63384 | 0.29969 | 0.3331 | 0.7475 | 0.67231 | 0.27093 | 0.83875 | 0.19321 | 0.6609 | 0.26306 | 0.82138 | 0.80442 | 0.79626 | 0.11859 | 0
Mar | 19 | 17 | Weekend | Sunday | 0.81461 | 0.94894 | 0.90975 | 0.8917 | 0.55751 | 0.8917 | 0.8917 | 0.80781 | 0.8917 | 0.81461 | 0.81461 | 1 | 0.6917 | 0.75468 | 0.31507 | 0.26605 | 0.91556 | 0.57355 | 0.23026 | 0.89846 | 0.14175 | 0.81124 | 0.29898 | 0.80781 | 0.81692 | 0.87691 | 0.29759 | 0.99327 | 0.66103 | 0.79074 | 0.30523 | 0.27423 | 0.90097 | 0.54544 | 0.28842 | 0.93882 | 0.20547 | 0.82477 | 0.2685 | 0.69738 | 0.69455 | 0.79491 | 0.1701 | 0
Mar | 19 | 18 | Weekend | Sunday | 0.79786 | 0.94943 | 0.8994 | 0.9636 | 1 | 0.9636 | 0.9636 | 0.63192 | 0.9636 | 0.79786 | 0.79786 | 0.93638 | 0.68592 | 0.87469 | 0.29607 | 0.22306 | 1 | 0.5626 | 0.25917 | 0.94914 | 0.15757 | 0.93074 | 0.32441 | 0.63192 | 0.68639 | 0.84946 | 0.40274 | 0.94845 | 0.64966 | 0.91725 | 0.31538 | 0.23148 | 0.99608 | 0.53301 | 0.32112 | 0.99799 | 0.22901 | 0.94425 | 0.34573 | 0.61173 | 0.68244 | 0.74157 | 0.25894 | 0
Mar | 19 | 19 | Weekend | Sunday | 0.82192 | 0.96683 | 0.89212 | 0.98919 | 1 | 0.98919 | 0.98919 | 0.52736 | 0.98919 | 0.82192 | 0.82192 | 0.87703 | 0.6576 | 0.92583 | 0.28779 | 0.22395 | 0.98806 | 0.54168 | 0.25759 | 0.87882 | 0.15863 | 0.97903 | 0.32212 | 0.52736 | 0.58182 | 0.79455 | 0.42484 | 0.88472 | 0.61194 | 0.96606 | 0.30657 | 0.2324 | 0.98083 | 0.50146 | 0.32149 | 0.88857 | 0.22983 | 0.99063 | 0.34573 | 0.53385 | 0.60791 | 0.66151 | 0.26275 | 0
Mar | 19 | 20 | Weekend | Sunday | 0.81553 | 0.92168 | 0.87594 | 0.93017 | 1 | 0.93017 | 0.93017 | 0.29425 | 0.93017 | 0.81553 | 0.81553 | 0.88482 | 0.63248 | 0.92908 | 0.27544 | 0.22872 | 0.91252 | 0.48089 | 0.2586 | 0.84744 | 0.16639 | 0.99273 | 0.32306 | 0.29425 | 0.34833 | 0.7183 | 0.44032 | 0.88342 | 0.57824 | 0.9622 | 0.2924 | 0.23661 | 0.89104 | 0.43824 | 0.321 | 0.82026 | 0.23107 | 1 | 0.34789 | 0.34367 | 0.43165 | 0.58182 | 0.26538 | 0
Mar | 19 | 21 | Weekend | Sunday | 0.76928 | 0.86777 | 0.85148 | 0.86026 | 1 | 0.86026 | 0.86026 | 0.16969 | 0.86026 | 0.76928 | 0.76928 | 0.86579 | 0.626 | 0.90427 | 0.25407 | 0.22836 | 0.78675 | 0.44351 | 0.25699 | 0.85864 | 0.16511 | 0.85389 | 0.32651 | 0.16969 | 0.22306 | 0.40841 | 0.45405 | 0.88116 | 0.56737 | 0.85528 | 0.26932 | 0.23751 | 0.73052 | 0.39641 | 0.32015 | 0.81697 | 0.23112 | 0.8321 | 0.34789 | 0.2306 | 0.32128 | 0.39375 | 0.26774 | 0
Mar | 19 | 22 | Weekend | Sunday | 0.75451 | 0.85036 | 0.82333 | 0.75152 | 1 | 0.75152 | 0.75152 | 0.15672 | 0.75152 | 0.75451 | 0.75451 | 0.83621 | 0.62286 | 0.73613 | 0.23368 | 0.23476 | 0.66019 | 0.44406 | 0.25927 | 0.89032 | 0.16242 | 0.62897 | 0.3242 | 0.15672 | 0.21023 | 0.33273 | 0.45972 | 0.89165 | 0.56153 | 0.6502 | 0.24647 | 0.2434 | 0.57335 | 0.39374 | 0.32243 | 0.84194 | 0.23297 | 0.57438 | 0.34789 | 0.21298 | 0.30279 | 0.40509 | 0.26867 | 0
Mar | 19 | 23 | Weekend | Sunday | 0.7264 | 0.86195 | 0.80039 | 0.64862 | 1 | 0.64862 | 0.64862 | 0.16054 | 0.64862 | 0.7264 | 0.7264 | 0.65861 | 0.63235 | 0.45362 | 0.2515 | 0.24966 | 0.52948 | 0.42333 | 0.2598 | 0.71312 | 0.15911 | 0.46255 | 0.35688 | 0.16054 | 0.2134 | 0.32849 | 0.42718 | 0.6483 | 0.58025 | 0.45255 | 0.26831 | 0.25931 | 0.45528 | 0.37731 | 0.32184 | 0.61675 | 0.22952 | 0.42132 | 0.38388 | 0.21817 | 0.30736 | 0.40012 | 0.26312 | 0
Mar | 20 | 24 | Weekday | Monday | 0.70378 | 0.84019 | 0.79026 | 0.57764 | 1 | 0.57764 | 0.57764 | 0.15889 | 0.57764 | 0.70378 | 0.70378 | 0.3431 | 0.62965 | 0.35905 | 0.25584 | 0.25725 | 0.49974 | 0.41638 | 0.25942 | 0.39276 | 0.15894 | 0.43237 | 0.36434 | 0.15889 | 0.21219 | 0.28115 | 0.42433 | 0.39915 | 0.57596 | 0.39274 | 0.27259 | 0.26705 | 0.4146 | 0.37454 | 0.32073 | 0.38998 | 0.22897 | 0.38647 | 0.3912 | 0.21593 | 0.3054 | 0.34128 | 0.26253 | 0
Mar | 20 | 1 | Weekday | Monday | 0.70636 | 0.80398 | 0.78304 | 0.55341 | 1 | 0.55341 | 0.55341 | 0.15961 | 0.55341 | 0.70636 | 0.70636 | 0.20662 | 0.62802 | 0.33007 | 0.25564 | 0.25612 | 0.50033 | 0.43798 | 0.25839 | 0.25573 | 0.15932 | 0.41517 | 0.36457 | 0.15961 | 0.21313 | 0.27562 | 0.43902 | 0.33797 | 0.57276 | 0.36751 | 0.27255 | 0.26592 | 0.406 | 0.39081 | 0.32063 | 0.33853 | 0.22907 | 0.36678 | 0.39145 | 0.21616 | 0.30554 | 0.33244 | 0.26512 | 0
Mar | 20 | 2 | Weekday | Monday | 0.68425 | 0.76781 | 0.75731 | 0.52921 | 0.97004 | 0.52921 | 0.52921 | 0.16086 | 0.52921 | 0.68425 | 0.68425 | 0.20719 | 0.62603 | 0.3164 | 0.2565 | 0.25801 | 0.50532 | 0.42914 | 0.25915 | 0.25748 | 0.16009 | 0.41129 | 0.36378 | 0.16086 | 0.2138 | 0.2771 | 0.43421 | 0.33833 | 0.56934 | 0.35073 | 0.27276 | 0.26778 | 0.40216 | 0.38735 | 0.32092 | 0.33911 | 0.23023 | 0.36134 | 0.39145 | 0.21651 | 0.30564 | 0.33261 | 0.26423 | 0
Mar | 20 | 3 | Weekday | Monday | 0.70026 | 0.78787 | 0.78321 | 0.53986 | 1 | 0.53986 | 0.53986 | 0.16269 | 0.53986 | 0.70026 | 0.70026 | 0.2098 | 0.66118 | 0.33401 | 0.26336 | 0.25738 | 0.54236 | 0.54664 | 0.26157 | 0.26327 | 0.16146 | 0.42973 | 0.36502 | 0.16269 | 0.21557 | 0.31363 | 0.45206 | 0.34379 | 0.60963 | 0.36173 | 0.28022 | 0.26716 | 0.43632 | 0.49249 | 0.32307 | 0.34757 | 0.23168 | 0.37556 | 0.39234 | 0.21693 | 0.3059 | 0.37288 | 0.26748 | 0
Mar | 20 | 4 | Weekday | Monday | 0.7039 | 0.79344 | 0.80318 | 0.55254 | 1 | 0.55254 | 0.55254 | 0.16427 | 0.55254 | 0.7039 | 0.7039 | 0.46734 | 0.72157 | 0.42397 | 0.29687 | 0.27323 | 0.64019 | 0.67325 | 0.26342 | 0.51755 | 0.16291 | 0.4944 | 0.37992 | 0.16427 | 0.21635 | 0.33786 | 0.44762 | 0.4607 | 0.63068 | 0.43076 | 0.31515 | 0.28319 | 0.53058 | 0.58761 | 0.32468 | 0.44375 | 0.23302 | 0.4383 | 0.40759 | 0.21738 | 0.30601 | 0.39747 | 0.26643 | 0
Mar | 20 | 5 | Weekday | Monday | 0.68493 | 0.83211 | 0.85629 | 0.65709 | 1 | 0.65709 | 0.65709 | 0.65158 | 0.65709 | 0.68493 | 0.68493 | 0.75673 | 0.80541 | 0.66758 | 0.47678 | 0.70588 | 0.78393 | 0.82289 | 0.61464 | 0.87337 | 0.62634 | 0.71628 | 0.61444 | 0.65158 | 0.72587 | 0.6392 | 0.57194 | 0.74197 | 0.7346 | 0.66808 | 0.37907 | 0.73473 | 0.63685 | 0.75452 | 0.34944 | 0.80914 | 0.32244 | 0.67122 | 0.49935 | 0.34127 | 0.36871 | 0.51268 | 0.32104 | 0
Mar | 20 | 6 | Weekday | Monday | 0.71124 | 0.89164 | 0.93422 | 0.78148 | 0.0044079 | 0.78148 | 0.78148 | 0.84106 | 0.78148 | 0.71124 | 0.71124 | 0.89076 | 0.87894 | 0.93894 | 0.60928 | 0.88133 | 0.79787 | 0.91339 | 0.88408 | 0.93592 | 0.95066 | 0.9001 | 0.70755 | 0.84106 | 0.88269 | 0.76869 | 0.67723 | 0.90409 | 0.84198 | 0.88368 | 0.44574 | 0.88348 | 0.6271 | 0.8731 | 0.57163 | 0.91399 | 0.57063 | 0.867 | 0.47611 | 0.39354 | 0.33585 | 0.55231 | 0.45274 | 0
Mar | 20 | 7 | Weekday | Monday | 0.75017 | 0.91748 | 0.98292 | 0.79565 | 0.0044079 | 0.79565 | 0.79565 | 0.87001 | 0.79565 | 0.75017 | 0.75017 | 0.93869 | 0.92816 | 0.91831 | 0.89027 | 1 | 0.79237 | 0.96334 | 0.99418 | 0.8307 | 1 | 0.89238 | 0.93003 | 0.87001 | 0.89778 | 0.88992 | 0.86385 | 0.95801 | 0.90286 | 0.84389 | 0.82725 | 1 | 0.62978 | 0.93885 | 0.86724 | 0.7922 | 0.80965 | 0.84904 | 0.81537 | 0.57948 | 0.53207 | 0.7495 | 0.72882 | 0
Mar | 20 | 8 | Weekday | Monday | 0.79783 | 0.95508 | 0.99692 | 0.78644 | 0.0044079 | 0.78644 | 0.78644 | 0.9744 | 0.78644 | 0.79783 | 0.79783 | 0.83642 | 0.96433 | 0.77318 | 1 | 0.98333 | 0.72418 | 0.99206 | 1 | 0.76375 | 0.97867 | 0.8257 | 1 | 0.9744 | 0.98787 | 0.98383 | 0.99297 | 0.84626 | 0.94647 | 0.72701 | 0.99799 | 0.99473 | 0.5762 | 0.98379 | 0.96043 | 0.73123 | 0.88767 | 0.78114 | 0.98833 | 0.85217 | 0.83078 | 0.91941 | 0.93977 | 0
Mar | 20 | 9 | Weekday | Monday | 0.91221 | 0.96904 | 0.99564 | 0.7362 | 0.0044079 | 0.7362 | 0.7362 | 1 | 0.7362 | 0.91221 | 0.91221 | 0.87805 | 0.98693 | 0.64523 | 0.94979 | 0.90294 | 0.63243 | 1 | 0.98279 | 0.81695 | 0.95541 | 0.68863 | 0.96894 | 1 | 1 | 0.96425 | 1 | 0.89902 | 0.97452 | 0.61122 | 0.96324 | 0.91892 | 0.50118 | 1 | 0.97835 | 0.84749 | 0.9118 | 0.64202 | 0.99062 | 0.97969 | 0.97336 | 0.93142 | 1 | 0
Mar | 20 | 10 | Weekday | Monday | 0.988 | 0.99072 | 0.9945 | 0.72895 | 0.0044079 | 0.72895 | 0.72895 | 0.96341 | 0.72895 | 0.988 | 0.988 | 0.91899 | 0.99666 | 0.57804 | 0.93359 | 0.88702 | 0.58246 | 0.99326 | 0.97028 | 0.85567 | 0.94566 | 0.61975 | 0.95867 | 0.96341 | 0.95152 | 1 | 0.96883 | 0.97205 | 0.98777 | 0.56681 | 0.95498 | 0.90562 | 0.47756 | 0.99793 | 0.99449 | 0.93713 | 0.94269 | 0.57449 | 0.9934 | 0.99666 | 0.99431 | 1 | 1 | 0
Mar | 20 | 11 | Weekday | Monday | 0.99981 | 1 | 0.98813 | 0.71524 | 0.0044079 | 0.71524 | 0.71524 | 0.92969 | 0.71524 | 0.99981 | 0.99981 | 0.88647 | 0.98378 | 0.56366 | 0.91335 | 0.88941 | 0.55183 | 0.96058 | 0.96149 | 0.82674 | 0.94378 | 0.61223 | 0.92998 | 0.92969 | 0.91036 | 0.98223 | 0.89729 | 0.97263 | 0.97748 | 0.57014 | 0.93537 | 0.91023 | 0.47289 | 0.96597 | 1 | 0.93371 | 0.97254 | 0.5759 | 0.96421 | 0.9959 | 0.9951 | 0.99688 | 0.93878 | 0
Mar | 20 | 12 | Weekday | Monday | 0.97142 | 0.99245 | 0.97639 | 0.70184 | 0.0044079 | 0.70184 | 0.70184 | 0.91032 | 0.70184 | 0.97142 | 0.97142 | 0.78324 | 0.99107 | 0.55608 | 0.9268 | 0.87718 | 0.52761 | 0.9643 | 0.95738 | 0.80037 | 0.95062 | 0.61015 | 0.93931 | 0.91032 | 0.8863 | 0.94463 | 0.90906 | 0.85474 | 0.98762 | 0.56316 | 0.95465 | 0.89954 | 0.4655 | 0.97215 | 0.98861 | 0.91929 | 0.99207 | 0.57846 | 0.98177 | 0.99631 | 0.99582 | 0.96443 | 0.96735 | 0
Mar | 20 | 13 | Weekday | Monday | 0.93614 | 0.99201 | 0.97471 | 0.68281 | 0.0044079 | 0.68281 | 0.68281 | 0.89878 | 0.68281 | 0.93614 | 0.93614 | 0.7269 | 1 | 0.54787 | 0.93458 | 0.84021 | 0.51056 | 0.96807 | 0.95611 | 0.71885 | 0.95419 | 0.61137 | 0.94369 | 0.89878 | 0.8724 | 0.92837 | 0.92963 | 0.7931 | 0.9982 | 0.54969 | 0.97114 | 0.86264 | 0.46051 | 0.98169 | 0.98517 | 0.79992 | 1 | 0.57887 | 0.99957 | 0.9974 | 0.99736 | 0.9508 | 1 | 0
Mar | 20 | 14 | Weekday | Monday | 0.91256 | 0.99501 | 0.95885 | 0.68289 | 0.0044079 | 0.68289 | 0.68289 | 0.88815 | 0.68289 | 0.91256 | 0.91256 | 0.75113 | 0.99803 | 0.54831 | 0.93218 | 0.82024 | 0.52607 | 0.9434 | 0.95218 | 0.68701 | 0.93275 | 0.60856 | 0.94082 | 0.88815 | 0.86161 | 0.91315 | 0.92897 | 0.79205 | 0.99893 | 0.54865 | 0.97127 | 0.84304 | 0.4812 | 0.96039 | 0.97871 | 0.73663 | 0.98216 | 0.57577 | 1 | 0.99895 | 1 | 0.93652 | 1 | 0
Mar | 20 | 15 | Weekday | Monday | 0.86956 | 0.99228 | 0.93916 | 0.70609 | 0.0044079 | 0.70609 | 0.70609 | 0.88969 | 0.70609 | 0.86956 | 0.86956 | 0.87225 | 0.99717 | 0.5625 | 0.96086 | 0.83221 | 0.64252 | 0.92176 | 0.9244 | 0.69473 | 0.89027 | 0.59903 | 0.94109 | 0.88969 | 0.86564 | 0.91091 | 0.93449 | 0.90523 | 1 | 0.58803 | 1 | 0.85455 | 0.61747 | 0.94478 | 0.96413 | 0.73438 | 0.96013 | 0.60066 | 0.99934 | 0.99955 | 0.99986 | 0.93178 | 1 | 0
Mar | 20 | 16 | Weekday | Monday | 0.82679 | 0.96907 | 0.92328 | 0.78679 | 0.32119 | 0.78679 | 0.78679 | 0.90789 | 0.78679 | 0.82679 | 0.82679 | 0.9281 | 0.99404 | 0.64228 | 0.91118 | 0.80772 | 0.78647 | 0.91789 | 0.78445 | 0.78009 | 0.80989 | 0.6738 | 0.73929 | 0.90789 | 0.88845 | 0.91612 | 0.54776 | 0.96575 | 0.99866 | 0.67693 | 0.94136 | 0.82905 | 0.77898 | 0.93741 | 0.79326 | 0.84994 | 0.83016 | 0.69702 | 0.7569 | 1 | 0.99844 | 0.9304 | 0.54831 | 0
Mar | 20 | 17 | Weekday | Monday | 0.80288 | 0.94863 | 0.91149 | 0.89461 | 0.68322 | 0.89461 | 0.89461 | 0.85459 | 0.89461 | 0.80288 | 0.80288 | 0.95197 | 0.87254 | 0.83077 | 0.78359 | 0.70432 | 0.90509 | 0.71942 | 0.74552 | 0.85891 | 0.79126 | 0.8051 | 0.64087 | 0.85459 | 0.85507 | 0.93867 | 0.28494 | 1 | 0.86641 | 0.83489 | 0.7878 | 0.71919 | 0.90624 | 0.72186 | 0.71815 | 0.94235 | 0.75859 | 0.82037 | 0.59906 | 0.88709 | 0.89579 | 0.94314 | 0.22322 | 0
Mar | 20 | 18 | Weekday | Monday | 0.78595 | 0.95081 | 0.90096 | 0.97322 | 1 | 0.97322 | 0.97322 | 0.8814 | 0.97322 | 0.78595 | 0.78595 | 0.89347 | 0.80504 | 0.89701 | 0.74096 | 0.71909 | 0.98657 | 0.65016 | 0.78683 | 0.91606 | 0.797 | 0.90167 | 0.74312 | 0.8814 | 0.92683 | 0.93877 | 0.33628 | 0.94669 | 0.79159 | 0.92859 | 0.72501 | 0.73087 | 1 | 0.64428 | 0.74847 | 1 | 0.75134 | 0.92089 | 0.68076 | 0.88182 | 0.94279 | 0.92635 | 0.24762 | 0
Mar | 20 | 19 | Weekday | Monday | 0.81001 | 0.96922 | 0.89466 | 1 | 1 | 1 | 1 | 0.86246 | 1 | 0.81001 | 0.81001 | 0.84126 | 0.74741 | 0.91747 | 0.65379 | 0.69127 | 0.97165 | 0.60771 | 0.79857 | 0.83742 | 0.79986 | 0.97088 | 0.73218 | 0.86246 | 0.91495 | 0.87307 | 0.36534 | 0.88564 | 0.72128 | 0.98521 | 0.61488 | 0.69842 | 0.98338 | 0.58088 | 0.7471 | 0.88406 | 0.73841 | 0.99794 | 0.65138 | 0.82202 | 0.87838 | 0.83316 | 0.25262 | 0
Mar | 20 | 20 | Weekday | Monday | 0.80544 | 0.92275 | 0.87879 | 0.93469 | 1 | 0.93469 | 0.93469 | 0.54869 | 0.93469 | 0.80544 | 0.80544 | 0.83965 | 0.69895 | 0.97656 | 0.61002 | 0.69206 | 0.88799 | 0.5067 | 0.4679 | 0.80358 | 0.3989 | 0.98357 | 0.72899 | 0.54869 | 0.60618 | 0.70914 | 0.37479 | 0.88349 | 0.66405 | 1 | 0.5537 | 0.69675 | 0.88899 | 0.47513 | 0.46768 | 0.82032 | 0.39775 | 0.99469 | 0.63573 | 0.52861 | 0.60097 | 0.64757 | 0.25414 | 0
Mar | 20 | 21 | Weekday | Monday | 0.75725 | 0.86562 | 0.85587 | 0.86071 | 1 | 0.86071 | 0.86071 | 0.23581 | 0.86071 | 0.75725 | 0.75725 | 0.82488 | 0.66024 | 0.86875 | 0.41027 | 0.43531 | 0.75509 | 0.43133 | 0.26208 | 0.81437 | 0.15906 | 0.7998 | 0.51852 | 0.23581 | 0.28951 | 0.41402 | 0.39556 | 0.88169 | 0.61819 | 0.8515 | 0.39727 | 0.44246 | 0.7254 | 0.39404 | 0.3201 | 0.81793 | 0.22776 | 0.78831 | 0.4906 | 0.27742 | 0.36363 | 0.42161 | 0.25777 | 0
Mar | 20 | 22 | Weekday | Monday | 0.74443 | 0.84475 | 0.82811 | 0.74836 | 1 | 0.74836 | 0.74836 | 0.15888 | 0.74836 | 0.74443 | 0.74443 | 0.80179 | 0.64018 | 0.65006 | 0.28001 | 0.25563 | 0.62262 | 0.416 | 0.2625 | 0.84576 | 0.15935 | 0.57178 | 0.37022 | 0.15888 | 0.21202 | 0.3562 | 0.39901 | 0.89279 | 0.59277 | 0.62476 | 0.30004 | 0.26539 | 0.56698 | 0.37557 | 0.3229 | 0.84418 | 0.22901 | 0.53821 | 0.39852 | 0.21591 | 0.30538 | 0.43379 | 0.25824 | 0
Mar | 20 | 23 | Weekday | Monday | 0.71672 | 0.85719 | 0.8064 | 0.64174 | 1 | 0.64174 | 0.64174 | 0.16054 | 0.64174 | 0.71672 | 0.71672 | 0.65861 | 0.63235 | 0.45362 | 0.2515 | 0.24966 | 0.52948 | 0.42333 | 0.2598 | 0.71312 | 0.15911 | 0.46255 | 0.35688 | 0.16054 | 0.2134 | 0.32849 | 0.42718 | 0.6483 | 0.58025 | 0.45255 | 0.26831 | 0.25931 | 0.45528 | 0.37731 | 0.32184 | 0.61675 | 0.22952 | 0.42132 | 0.38388 | 0.21817 | 0.30736 | 0.40012 | 0.26312 | 0
Mar | 21 | 24 | Weekday | Tuesday | 0.70378 | 0.84019 | 0.79026 | 0.57764 | 1 | 0.57764 | 0.57764 | 0.15889 | 0.57764 | 0.70378 | 0.70378 | 0.3431 | 0.62965 | 0.35905 | 0.25584 | 0.25725 | 0.49974 | 0.41638 | 0.25942 | 0.39276 | 0.15894 | 0.43237 | 0.36434 | 0.15889 | 0.21219 | 0.28115 | 0.42433 | 0.39915 | 0.57596 | 0.39274 | 0.27259 | 0.26705 | 0.4146 | 0.37454 | 0.32073 | 0.38998 | 0.22897 | 0.38647 | 0.3912 | 0.21593 | 0.3054 | 0.34128 | 0.26253 | 0
Mar | 21 | 1 | Weekday | Tuesday | 0.70636 | 0.80398 | 0.78304 | 0.55341 | 1 | 0.55341 | 0.55341 | 0.15961 | 0.55341 | 0.70636 | 0.70636 | 0.20662 | 0.62802 | 0.33007 | 0.25564 | 0.25612 | 0.50033 | 0.43798 | 0.25839 | 0.25573 | 0.15932 | 0.41517 | 0.36457 | 0.15961 | 0.21313 | 0.27562 | 0.43902 | 0.33797 | 0.57276 | 0.36751 | 0.27255 | 0.26592 | 0.406 | 0.39081 | 0.32063 | 0.33853 | 0.22907 | 0.36678 | 0.39145 | 0.21616 | 0.30554 | 0.33244 | 0.26512 | 0
Mar | 21 | 2 | Weekday | Tuesday | 0.68425 | 0.76781 | 0.75731 | 0.52921 | 0.97004 | 0.52921 | 0.52921 | 0.16086 | 0.52921 | 0.68425 | 0.68425 | 0.20719 | 0.62603 | 0.3164 | 0.2565 | 0.25801 | 0.50532 | 0.42914 | 0.25915 | 0.25748 | 0.16009 | 0.41129 | 0.36378 | 0.16086 | 0.2138 | 0.2771 | 0.43421 | 0.33833 | 0.56934 | 0.35073 | 0.27276 | 0.26778 | 0.40216 | 0.38735 | 0.32092 | 0.33911 | 0.23023 | 0.36134 | 0.39145 | 0.21651 | 0.30564 | 0.33261 | 0.26423 | 0
Mar | 21 | 3 | Weekday | Tuesday | 0.70026 | 0.78787 | 0.78321 | 0.53986 | 1 | 0.53986 | 0.53986 | 0.16269 | 0.53986 | 0.70026 | 0.70026 | 0.2098 | 0.66118 | 0.33401 | 0.26336 | 0.25738 | 0.54236 | 0.54664 | 0.26157 | 0.26327 | 0.16146 | 0.42973 | 0.36502 | 0.16269 | 0.21557 | 0.31363 | 0.45206 | 0.34379 | 0.60963 | 0.36173 | 0.28022 | 0.26716 | 0.43632 | 0.49249 | 0.32307 | 0.34757 | 0.23168 | 0.37556 | 0.39234 | 0.21693 | 0.3059 | 0.37288 | 0.26748 | 0
Mar | 21 | 4 | Weekday | Tuesday | 0.7039 | 0.79344 | 0.80318 | 0.55254 | 1 | 0.55254 | 0.55254 | 0.16427 | 0.55254 | 0.7039 | 0.7039 | 0.46734 | 0.72157 | 0.42397 | 0.29687 | 0.27323 | 0.64019 | 0.67325 | 0.26342 | 0.51755 | 0.16291 | 0.4944 | 0.37992 | 0.16427 | 0.21635 | 0.33786 | 0.44762 | 0.4607 | 0.63068 | 0.43076 | 0.31515 | 0.28319 | 0.53058 | 0.58761 | 0.32468 | 0.44375 | 0.23302 | 0.4383 | 0.40759 | 0.21738 | 0.30601 | 0.39747 | 0.26643 | 0
Mar | 21 | 5 | Weekday | Tuesday | 0.68493 | 0.83211 | 0.85629 | 0.65709 | 1 | 0.65709 | 0.65709 | 0.65158 | 0.65709 | 0.68493 | 0.68493 | 0.75673 | 0.80541 | 0.66758 | 0.47678 | 0.70588 | 0.78393 | 0.82289 | 0.61464 | 0.87337 | 0.62634 | 0.71628 | 0.61444 | 0.65158 | 0.72587 | 0.6392 | 0.57194 | 0.74197 | 0.7346 | 0.66808 | 0.37907 | 0.73473 | 0.63685 | 0.75452 | 0.34944 | 0.80914 | 0.32244 | 0.67122 | 0.49935 | 0.34127 | 0.36871 | 0.51268 | 0.32104 | 0
Mar | 21 | 6 | Weekday | Tuesday | 0.71124 | 0.89164 | 0.93422 | 0.78148 | 0.0044079 | 0.78148 | 0.78148 | 0.84106 | 0.78148 | 0.71124 | 0.71124 | 0.89076 | 0.87894 | 0.93894 | 0.60928 | 0.88133 | 0.79787 | 0.91339 | 0.88408 | 0.93592 | 0.95066 | 0.9001 | 0.70755 | 0.84106 | 0.88269 | 0.76869 | 0.67723 | 0.90409 | 0.84198 | 0.88368 | 0.44574 | 0.88348 | 0.6271 | 0.8731 | 0.57163 | 0.91399 | 0.57063 | 0.867 | 0.47611 | 0.39354 | 0.33585 | 0.55231 | 0.45274 | 0
Mar | 21 | 7 | Weekday | Tuesday | 0.75017 | 0.91748 | 0.98292 | 0.79565 | 0.0044079 | 0.79565 | 0.79565 | 0.87001 | 0.79565 | 0.75017 | 0.75017 | 0.93869 | 0.92816 | 0.91831 | 0.89027 | 1 | 0.79237 | 0.96334 | 0.99418 | 0.8307 | 1 | 0.89238 | 0.93003 | 0.87001 | 0.89778 | 0.88992 | 0.86385 | 0.95801 | 0.90286 | 0.84389 | 0.82725 | 1 | 0.62978 | 0.93885 | 0.86724 | 0.7922 | 0.80965 | 0.84904 | 0.81537 | 0.57948 | 0.53207 | 0.7495 | 0.72882 | 0
Mar | 21 | 8 | Weekday | Tuesday | 0.79783 | 0.95508 | 0.99692 | 0.78644 | 0.0044079 | 0.78644 | 0.78644 | 0.9744 | 0.78644 | 0.79783 | 0.79783 | 0.83642 | 0.96433 | 0.77318 | 1 | 0.98333 | 0.72418 | 0.99206 | 1 | 0.76375 | 0.97867 | 0.8257 | 1 | 0.9744 | 0.98787 | 0.98383 | 0.99297 | 0.84626 | 0.94647 | 0.72701 | 0.99799 | 0.99473 | 0.5762 | 0.98379 | 0.96043 | 0.73123 | 0.88767 | 0.78114 | 0.98833 | 0.85217 | 0.83078 | 0.91941 | 0.93977 | 0
Mar | 21 | 9 | Weekday | Tuesday | 0.91221 | 0.96904 | 0.99564 | 0.7362 | 0.0044079 | 0.7362 | 0.7362 | 1 | 0.7362 | 0.91221 | 0.91221 | 0.87805 | 0.98693 | 0.64523 | 0.94979 | 0.90294 | 0.63243 | 1 | 0.98279 | 0.81695 | 0.95541 | 0.68863 | 0.96894 | 1 | 1 | 0.96425 | 1 | 0.89902 | 0.97452 | 0.61122 | 0.96324 | 0.91892 | 0.50118 | 1 | 0.97835 | 0.84749 | 0.9118 | 0.64202 | 0.99062 | 0.97969 | 0.97336 | 0.93142 | 1 | 0
Mar | 21 | 10 | Weekday | Tuesday | 0.988 | 0.99072 | 0.9945 | 0.72895 | 0.0044079 | 0.72895 | 0.72895 | 0.96341 | 0.72895 | 0.988 | 0.988 | 0.91899 | 0.99666 | 0.57804 | 0.93359 | 0.88702 | 0.58246 | 0.99326 | 0.97028 | 0.85567 | 0.94566 | 0.61975 | 0.95867 | 0.96341 | 0.95152 | 1 | 0.96883 | 0.97205 | 0.98777 | 0.56681 | 0.95498 | 0.90562 | 0.47756 | 0.99793 | 0.99449 | 0.93713 | 0.94269 | 0.57449 | 0.9934 | 0.99666 | 0.99431 | 1 | 1 | 0
Mar | 21 | 11 | Weekday | Tuesday | 0.99981 | 1 | 0.98813 | 0.71524 | 0.0044079 | 0.71524 | 0.71524 | 0.92969 | 0.71524 | 0.99981 | 0.99981 | 0.88647 | 0.98378 | 0.56366 | 0.91335 | 0.88941 | 0.55183 | 0.96058 | 0.96149 | 0.82674 | 0.94378 | 0.61223 | 0.92998 | 0.92969 | 0.91036 | 0.98223 | 0.89729 | 0.97263 | 0.97748 | 0.57014 | 0.93537 | 0.91023 | 0.47289 | 0.96597 | 1 | 0.93371 | 0.97254 | 0.5759 | 0.96421 | 0.9959 | 0.9951 | 0.99688 | 0.93878 | 0
Mar | 21 | 12 | Weekday | Tuesday | 0.97142 | 0.99245 | 0.97639 | 0.70184 | 0.0044079 | 0.70184 | 0.70184 | 0.91032 | 0.70184 | 0.97142 | 0.97142 | 0.78324 | 0.99107 | 0.55608 | 0.9268 | 0.87718 | 0.52761 | 0.9643 | 0.95738 | 0.80037 | 0.95062 | 0.61015 | 0.93931 | 0.91032 | 0.8863 | 0.94463 | 0.90906 | 0.85474 | 0.98762 | 0.56316 | 0.95465 | 0.89954 | 0.4655 | 0.97215 | 0.98861 | 0.91929 | 0.99207 | 0.57846 | 0.98177 | 0.99631 | 0.99582 | 0.96443 | 0.96735 | 0
Mar | 21 | 13 | Weekday | Tuesday | 0.93614 | 0.99201 | 0.97471 | 0.68281 | 0.0044079 | 0.68281 | 0.68281 | 0.89878 | 0.68281 | 0.93614 | 0.93614 | 0.7269 | 1 | 0.54787 | 0.93458 | 0.84021 | 0.51056 | 0.96807 | 0.95611 | 0.71885 | 0.95419 | 0.61137 | 0.94369 | 0.89878 | 0.8724 | 0.92837 | 0.92963 | 0.7931 | 0.9982 | 0.54969 | 0.97114 | 0.86264 | 0.46051 | 0.98169 | 0.98517 | 0.79992 | 1 | 0.57887 | 0.99957 | 0.9974 | 0.99736 | 0.9508 | 1 | 0
Mar | 21 | 14 | Weekday | Tuesday | 0.91256 | 0.99501 | 0.95885 | 0.68289 | 0.0044079 | 0.68289 | 0.68289 | 0.88815 | 0.68289 | 0.91256 | 0.91256 | 0.75113 | 0.99803 | 0.54831 | 0.93218 | 0.82024 | 0.52607 | 0.9434 | 0.95218 | 0.68701 | 0.93275 | 0.60856 | 0.94082 | 0.88815 | 0.86161 | 0.91315 | 0.92897 | 0.79205 | 0.99893 | 0.54865 | 0.97127 | 0.84304 | 0.4812 | 0.96039 | 0.97871 | 0.73663 | 0.98216 | 0.57577 | 1 | 0.99895 | 1 | 0.93652 | 1 | 0
Mar | 21 | 15 | Weekday | Tuesday | 0.86956 | 0.99228 | 0.93916 | 0.70609 | 0.0044079 | 0.70609 | 0.70609 | 0.88969 | 0.70609 | 0.86956 | 0.86956 | 0.87225 | 0.99717 | 0.5625 | 0.96086 | 0.83221 | 0.64252 | 0.92176 | 0.9244 | 0.69473 | 0.89027 | 0.59903 | 0.94109 | 0.88969 | 0.86564 | 0.91091 | 0.93449 | 0.90523 | 1 | 0.58803 | 1 | 0.85455 | 0.61747 | 0.94478 | 0.96413 | 0.73438 | 0.96013 | 0.60066 | 0.99934 | 0.99955 | 0.99986 | 0.93178 | 1 | 0
Mar | 21 | 16 | Weekday | Tuesday | 0.82679 | 0.96907 | 0.92328 | 0.78679 | 0.32119 | 0.78679 | 0.78679 | 0.90789 | 0.78679 | 0.82679 | 0.82679 | 0.9281 | 0.99404 | 0.64228 | 0.91118 | 0.80772 | 0.78647 | 0.91789 | 0.78445 | 0.78009 | 0.80989 | 0.6738 | 0.73929 | 0.90789 | 0.88845 | 0.91612 | 0.54776 | 0.96575 | 0.99866 | 0.67693 | 0.94136 | 0.82905 | 0.77898 | 0.93741 | 0.79326 | 0.84994 | 0.83016 | 0.69702 | 0.7569 | 1 | 0.99844 | 0.9304 | 0.54831 | 0
Mar | 21 | 17 | Weekday | Tuesday | 0.80288 | 0.94863 | 0.91149 | 0.89461 | 0.68322 | 0.89461 | 0.89461 | 0.85459 | 0.89461 | 0.80288 | 0.80288 | 0.95197 | 0.87254 | 0.83077 | 0.78359 | 0.70432 | 0.90509 | 0.71942 | 0.74552 | 0.85891 | 0.79126 | 0.8051 | 0.64087 | 0.85459 | 0.85507 | 0.93867 | 0.28494 | 1 | 0.86641 | 0.83489 | 0.7878 | 0.71919 | 0.90624 | 0.72186 | 0.71815 | 0.94235 | 0.75859 | 0.82037 | 0.59906 | 0.88709 | 0.89579 | 0.94314 | 0.22322 | 0
Mar | 21 | 18 | Weekday | Tuesday | 0.78595 | 0.95081 | 0.90096 | 0.97322 | 1 | 0.97322 | 0.97322 | 0.8814 | 0.97322 | 0.78595 | 0.78595 | 0.89347 | 0.80504 | 0.89701 | 0.74096 | 0.71909 | 0.98657 | 0.65016 | 0.78683 | 0.91606 | 0.797 | 0.90167 | 0.74312 | 0.8814 | 0.92683 | 0.93877 | 0.33628 | 0.94669 | 0.79159 | 0.92859 | 0.72501 | 0.73087 | 1 | 0.64428 | 0.74847 | 1 | 0.75134 | 0.92089 | 0.68076 | 0.88182 | 0.94279 | 0.92635 | 0.24762 | 0
Mar | 21 | 19 | Weekday | Tuesday | 0.81001 | 0.96922 | 0.89466 | 1 | 1 | 1 | 1 | 0.86246 | 1 | 0.81001 | 0.81001 | 0.84126 | 0.74741 | 0.91747 | 0.65379 | 0.69127 | 0.97165 | 0.60771 | 0.79857 | 0.83742 | 0.79986 | 0.97088 | 0.73218 | 0.86246 | 0.91495 | 0.87307 | 0.36534 | 0.88564 | 0.72128 | 0.98521 | 0.61488 | 0.69842 | 0.98338 | 0.58088 | 0.7471 | 0.88406 | 0.73841 | 0.99794 | 0.65138 | 0.82202 | 0.87838 | 0.83316 | 0.25262 | 0
Mar | 21 | 20 | Weekday | Tuesday | 0.80544 | 0.92275 | 0.87879 | 0.93469 | 1 | 0.93469 | 0.93469 | 0.54869 | 0.93469 | 0.80544 | 0.80544 | 0.83965 | 0.69895 | 0.97656 | 0.61002 | 0.69206 | 0.88799 | 0.5067 | 0.4679 | 0.80358 | 0.3989 | 0.98357 | 0.72899 | 0.54869 | 0.60618 | 0.70914 | 0.37479 | 0.88349 | 0.66405 | 1 | 0.5537 | 0.69675 | 0.88899 | 0.47513 | 0.46768 | 0.82032 | 0.39775 | 0.99469 | 0.63573 | 0.52861 | 0.60097 | 0.64757 | 0.25414 | 0
Mar | 21 | 21 | Weekday | Tuesday | 0.75725 | 0.86562 | 0.85587 | 0.86071 | 1 | 0.86071 | 0.86071 | 0.23581 | 0.86071 | 0.75725 | 0.75725 | 0.82488 | 0.66024 | 0.86875 | 0.41027 | 0.43531 | 0.75509 | 0.43133 | 0.26208 | 0.81437 | 0.15906 | 0.7998 | 0.51852 | 0.23581 | 0.28951 | 0.41402 | 0.39556 | 0.88169 | 0.61819 | 0.8515 | 0.39727 | 0.44246 | 0.7254 | 0.39404 | 0.3201 | 0.81793 | 0.22776 | 0.78831 | 0.4906 | 0.27742 | 0.36363 | 0.42161 | 0.25777 | 0
Mar | 21 | 22 | Weekday | Tuesday | 0.74443 | 0.84475 | 0.82811 | 0.74836 | 1 | 0.74836 | 0.74836 | 0.15888 | 0.74836 | 0.74443 | 0.74443 | 0.80179 | 0.64018 | 0.65006 | 0.28001 | 0.25563 | 0.62262 | 0.416 | 0.2625 | 0.84576 | 0.15935 | 0.57178 | 0.37022 | 0.15888 | 0.21202 | 0.3562 | 0.39901 | 0.89279 | 0.59277 | 0.62476 | 0.30004 | 0.26539 | 0.56698 | 0.37557 | 0.3229 | 0.84418 | 0.22901 | 0.53821 | 0.39852 | 0.21591 | 0.30538 | 0.43379 | 0.25824 | 0
Mar | 21 | 23 | Weekday | Tuesday | 0.71672 | 0.85719 | 0.8064 | 0.64174 | 1 | 0.64174 | 0.64174 | 0.16054 | 0.64174 | 0.71672 | 0.71672 | 0.65861 | 0.63235 | 0.45362 | 0.2515 | 0.24966 | 0.52948 | 0.42333 | 0.2598 | 0.71312 | 0.15911 | 0.46255 | 0.35688 | 0.16054 | 0.2134 | 0.32849 | 0.42718 | 0.6483 | 0.58025 | 0.45255 | 0.26831 | 0.25931 | 0.45528 | 0.37731 | 0.32184 | 0.61675 | 0.22952 | 0.42132 | 0.38388 | 0.21817 | 0.30736 | 0.40012 | 0.26312 | 0
Mar | 22 | 24 | Weekday | Wednesday | 0.70378 | 0.84019 | 0.79026 | 0.57764 | 1 | 0.57764 | 0.57764 | 0.15889 | 0.57764 | 0.70378 | 0.70378 | 0.3431 | 0.62965 | 0.35905 | 0.25584 | 0.25725 | 0.49974 | 0.41638 | 0.25942 | 0.39276 | 0.15894 | 0.43237 | 0.36434 | 0.15889 | 0.21219 | 0.28115 | 0.42433 | 0.39915 | 0.57596 | 0.39274 | 0.27259 | 0.26705 | 0.4146 | 0.37454 | 0.32073 | 0.38998 | 0.22897 | 0.38647 | 0.3912 | 0.21593 | 0.3054 | 0.34128 | 0.26253 | 0
Mar | 22 | 1 | Weekday | Wednesday | 0.70636 | 0.80398 | 0.78304 | 0.55341 | 1 | 0.55341 | 0.55341 | 0.15961 | 0.55341 | 0.70636 | 0.70636 | 0.20662 | 0.62802 | 0.33007 | 0.25564 | 0.25612 | 0.50033 | 0.43798 | 0.25839 | 0.25573 | 0.15932 | 0.41517 | 0.36457 | 0.15961 | 0.21313 | 0.27562 | 0.43902 | 0.33797 | 0.57276 | 0.36751 | 0.27255 | 0.26592 | 0.406 | 0.39081 | 0.32063 | 0.33853 | 0.22907 | 0.36678 | 0.39145 | 0.21616 | 0.30554 | 0.33244 | 0.26512 | 0
Mar | 22 | 2 | Weekday | Wednesday | 0.68425 | 0.76781 | 0.75731 | 0.52921 | 0.97004 | 0.52921 | 0.52921 | 0.16086 | 0.52921 | 0.68425 | 0.68425 | 0.20719 | 0.62603 | 0.3164 | 0.2565 | 0.25801 | 0.50532 | 0.42914 | 0.25915 | 0.25748 | 0.16009 | 0.41129 | 0.36378 | 0.16086 | 0.2138 | 0.2771 | 0.43421 | 0.33833 | 0.56934 | 0.35073 | 0.27276 | 0.26778 | 0.40216 | 0.38735 | 0.32092 | 0.33911 | 0.23023 | 0.36134 | 0.39145 | 0.21651 | 0.30564 | 0.33261 | 0.26423 | 0
Mar | 22 | 3 | Weekday | Wednesday | 0.70026 | 0.78787 | 0.78321 | 0.53986 | 1 | 0.53986 | 0.53986 | 0.16269 | 0.53986 | 0.70026 | 0.70026 | 0.2098 | 0.66118 | 0.33401 | 0.26336 | 0.25738 | 0.54236 | 0.54664 | 0.26157 | 0.26327 | 0.16146 | 0.42973 | 0.36502 | 0.16269 | 0.21557 | 0.31363 | 0.45206 | 0.34379 | 0.60963 | 0.36173 | 0.28022 | 0.26716 | 0.43632 | 0.49249 | 0.32307 | 0.34757 | 0.23168 | 0.37556 | 0.39234 | 0.21693 | 0.3059 | 0.37288 | 0.26748 | 0
Mar | 22 | 4 | Weekday | Wednesday | 0.7039 | 0.79344 | 0.80318 | 0.55254 | 1 | 0.55254 | 0.55254 | 0.16427 | 0.55254 | 0.7039 | 0.7039 | 0.46734 | 0.72157 | 0.42397 | 0.29687 | 0.27323 | 0.64019 | 0.67325 | 0.26342 | 0.51755 | 0.16291 | 0.4944 | 0.37992 | 0.16427 | 0.21635 | 0.33786 | 0.44762 | 0.4607 | 0.63068 | 0.43076 | 0.31515 | 0.28319 | 0.53058 | 0.58761 | 0.32468 | 0.44375 | 0.23302 | 0.4383 | 0.40759 | 0.21738 | 0.30601 | 0.39747 | 0.26643 | 0
Mar | 22 | 5 | Weekday | Wednesday | 0.68493 | 0.83211 | 0.85629 | 0.65709 | 1 | 0.65709 | 0.65709 | 0.65158 | 0.65709 | 0.68493 | 0.68493 | 0.75673 | 0.80541 | 0.66758 | 0.47678 | 0.70588 | 0.78393 | 0.82289 | 0.61464 | 0.87337 | 0.62634 | 0.71628 | 0.61444 | 0.65158 | 0.72587 | 0.6392 | 0.57194 | 0.74197 | 0.7346 | 0.66808 | 0.37907 | 0.73473 | 0.63685 | 0.75452 | 0.34944 | 0.80914 | 0.32244 | 0.67122 | 0.49935 | 0.34127 | 0.36871 | 0.51268 | 0.32104 | 0
Mar | 22 | 6 | Weekday | Wednesday | 0.71124 | 0.89164 | 0.93422 | 0.78148 | 0.0044079 | 0.78148 | 0.78148 | 0.84106 | 0.78148 | 0.71124 | 0.71124 | 0.89076 | 0.87894 | 0.93894 | 0.60928 | 0.88133 | 0.79787 | 0.91339 | 0.88408 | 0.93592 | 0.95066 | 0.9001 | 0.70755 | 0.84106 | 0.88269 | 0.76869 | 0.67723 | 0.90409 | 0.84198 | 0.88368 | 0.44574 | 0.88348 | 0.6271 | 0.8731 | 0.57163 | 0.91399 | 0.57063 | 0.867 | 0.47611 | 0.39354 | 0.33585 | 0.55231 | 0.45274 | 0
Mar | 22 | 7 | Weekday | Wednesday | 0.75017 | 0.91748 | 0.98292 | 0.79565 | 0.0044079 | 0.79565 | 0.79565 | 0.87001 | 0.79565 | 0.75017 | 0.75017 | 0.93869 | 0.92816 | 0.91831 | 0.89027 | 1 | 0.79237 | 0.96334 | 0.99418 | 0.8307 | 1 | 0.89238 | 0.93003 | 0.87001 | 0.89778 | 0.88992 | 0.86385 | 0.95801 | 0.90286 | 0.84389 | 0.82725 | 1 | 0.62978 | 0.93885 | 0.86724 | 0.7922 | 0.80965 | 0.84904 | 0.81537 | 0.57948 | 0.53207 | 0.7495 | 0.72882 | 0
Mar | 22 | 8 | Weekday | Wednesday | 0.79783 | 0.95508 | 0.99692 | 0.78644 | 0.0044079 | 0.78644 | 0.78644 | 0.9744 | 0.78644 | 0.79783 | 0.79783 | 0.83642 | 0.96433 | 0.77318 | 1 | 0.98333 | 0.72418 | 0.99206 | 1 | 0.76375 | 0.97867 | 0.8257 | 1 | 0.9744 | 0.98787 | 0.98383 | 0.99297 | 0.84626 | 0.94647 | 0.72701 | 0.99799 | 0.99473 | 0.5762 | 0.98379 | 0.96043 | 0.73123 | 0.88767 | 0.78114 | 0.98833 | 0.85217 | 0.83078 | 0.91941 | 0.93977 | 0
Mar | 22 | 9 | Weekday | Wednesday | 0.91221 | 0.96904 | 0.99564 | 0.7362 | 0.0044079 | 0.7362 | 0.7362 | 1 | 0.7362 | 0.91221 | 0.91221 | 0.87805 | 0.98693 | 0.64523 | 0.94979 | 0.90294 | 0.63243 | 1 | 0.98279 | 0.81695 | 0.95541 | 0.68863 | 0.96894 | 1 | 1 | 0.96425 | 1 | 0.89902 | 0.97452 | 0.61122 | 0.96324 | 0.91892 | 0.50118 | 1 | 0.97835 | 0.84749 | 0.9118 | 0.64202 | 0.99062 | 0.97969 | 0.97336 | 0.93142 | 1 | 0
Mar | 22 | 10 | Weekday | Wednesday | 0.988 | 0.99072 | 0.9945 | 0.72895 | 0.0044079 | 0.72895 | 0.72895 | 0.96341 | 0.72895 | 0.988 | 0.988 | 0.91899 | 0.99666 | 0.57804 | 0.93359 | 0.88702 | 0.58246 | 0.99326 | 0.97028 | 0.85567 | 0.94566 | 0.61975 | 0.95867 | 0.96341 | 0.95152 | 1 | 0.96883 | 0.97205 | 0.98777 | 0.56681 | 0.95498 | 0.90562 | 0.47756 | 0.99793 | 0.99449 | 0.93713 | 0.94269 | 0.57449 | 0.9934 | 0.99666 | 0.99431 | 1 | 1 | 0
Mar | 22 | 11 | Weekday | Wednesday | 0.99981 | 1 | 0.98813 | 0.71524 | 0.0044079 | 0.71524 | 0.71524 | 0.92969 | 0.71524 | 0.99981 | 0.99981 | 0.88647 | 0.98378 | 0.56366 | 0.91335 | 0.88941 | 0.55183 | 0.96058 | 0.96149 | 0.82674 | 0.94378 | 0.61223 | 0.92998 | 0.92969 | 0.91036 | 0.98223 | 0.89729 | 0.97263 | 0.97748 | 0.57014 | 0.93537 | 0.91023 | 0.47289 | 0.96597 | 1 | 0.93371 | 0.97254 | 0.5759 | 0.96421 | 0.9959 | 0.9951 | 0.99688 | 0.93878 | 0
Mar | 22 | 12 | Weekday | Wednesday | 0.97142 | 0.99245 | 0.97639 | 0.70184 | 0.0044079 | 0.70184 | 0.70184 | 0.91032 | 0.70184 | 0.97142 | 0.97142 | 0.78324 | 0.99107 | 0.55608 | 0.9268 | 0.87718 | 0.52761 | 0.9643 | 0.95738 | 0.80037 | 0.95062 | 0.61015 | 0.93931 | 0.91032 | 0.8863 | 0.94463 | 0.90906 | 0.85474 | 0.98762 | 0.56316 | 0.95465 | 0.89954 | 0.4655 | 0.97215 | 0.98861 | 0.91929 | 0.99207 | 0.57846 | 0.98177 | 0.99631 | 0.99582 | 0.96443 | 0.96735 | 0
Mar | 22 | 13 | Weekday | Wednesday | 0.93614 | 0.99201 | 0.97471 | 0.68281 | 0.0044079 | 0.68281 | 0.68281 | 0.89878 | 0.68281 | 0.93614 | 0.93614 | 0.7269 | 1 | 0.54787 | 0.93458 | 0.84021 | 0.51056 | 0.96807 | 0.95611 | 0.71885 | 0.95419 | 0.61137 | 0.94369 | 0.89878 | 0.8724 | 0.92837 | 0.92963 | 0.7931 | 0.9982 | 0.54969 | 0.97114 | 0.86264 | 0.46051 | 0.98169 | 0.98517 | 0.79992 | 1 | 0.57887 | 0.99957 | 0.9974 | 0.99736 | 0.9508 | 1 | 0
Mar | 22 | 14 | Weekday | Wednesday | 0.91256 | 0.99501 | 0.95885 | 0.68289 | 0.0044079 | 0.68289 | 0.68289 | 0.88815 | 0.68289 | 0.91256 | 0.91256 | 0.75113 | 0.99803 | 0.54831 | 0.93218 | 0.82024 | 0.52607 | 0.9434 | 0.95218 | 0.68701 | 0.93275 | 0.60856 | 0.94082 | 0.88815 | 0.86161 | 0.91315 | 0.92897 | 0.79205 | 0.99893 | 0.54865 | 0.97127 | 0.84304 | 0.4812 | 0.96039 | 0.97871 | 0.73663 | 0.98216 | 0.57577 | 1 | 0.99895 | 1 | 0.93652 | 1 | 0
Mar | 22 | 15 | Weekday | Wednesday | 0.86956 | 0.99228 | 0.93916 | 0.70609 | 0.0044079 | 0.70609 | 0.70609 | 0.88969 | 0.70609 | 0.86956 | 0.86956 | 0.87225 | 0.99717 | 0.5625 | 0.96086 | 0.83221 | 0.64252 | 0.92176 | 0.9244 | 0.69473 | 0.89027 | 0.59903 | 0.94109 | 0.88969 | 0.86564 | 0.91091 | 0.93449 | 0.90523 | 1 | 0.58803 | 1 | 0.85455 | 0.61747 | 0.94478 | 0.96413 | 0.73438 | 0.96013 | 0.60066 | 0.99934 | 0.99955 | 0.99986 | 0.93178 | 1 | 0
Mar | 22 | 16 | Weekday | Wednesday | 0.82679 | 0.96907 | 0.92328 | 0.78679 | 0.32119 | 0.78679 | 0.78679 | 0.90789 | 0.78679 | 0.82679 | 0.82679 | 0.9281 | 0.99404 | 0.64228 | 0.91118 | 0.80772 | 0.78647 | 0.91789 | 0.78445 | 0.78009 | 0.80989 | 0.6738 | 0.73929 | 0.90789 | 0.88845 | 0.91612 | 0.54776 | 0.96575 | 0.99866 | 0.67693 | 0.94136 | 0.82905 | 0.77898 | 0.93741 | 0.79326 | 0.84994 | 0.83016 | 0.69702 | 0.7569 | 1 | 0.99844 | 0.9304 | 0.54831 | 0
Mar | 22 | 17 | Weekday | Wednesday | 0.80288 | 0.94863 | 0.91149 | 0.89461 | 0.68322 | 0.89461 | 0.89461 | 0.85459 | 0.89461 | 0.80288 | 0.80288 | 0.95197 | 0.87254 | 0.83077 | 0.78359 | 0.70432 | 0.90509 | 0.71942 | 0.74552 | 0.85891 | 0.79126 | 0.8051 | 0.64087 | 0.85459 | 0.85507 | 0.93867 | 0.28494 | 1 | 0.86641 | 0.83489 | 0.7878 | 0.71919 | 0.90624 | 0.72186 | 0.71815 | 0.94235 | 0.75859 | 0.82037 | 0.59906 | 0.88709 | 0.89579 | 0.94314 | 0.22322 | 0
Mar | 22 | 18 | Weekday | Wednesday | 0.78595 | 0.95081 | 0.90096 | 0.97322 | 1 | 0.97322 | 0.97322 | 0.8814 | 0.97322 | 0.78595 | 0.78595 | 0.89347 | 0.80504 | 0.89701 | 0.74096 | 0.71909 | 0.98657 | 0.65016 | 0.78683 | 0.91606 | 0.797 | 0.90167 | 0.74312 | 0.8814 | 0.92683 | 0.93877 | 0.33628 | 0.94669 | 0.79159 | 0.92859 | 0.72501 | 0.73087 | 1 | 0.64428 | 0.74847 | 1 | 0.75134 | 0.92089 | 0.68076 | 0.88182 | 0.94279 | 0.92635 | 0.24762 | 0
Mar | 22 | 19 | Weekday | Wednesday | 0.81001 | 0.96922 | 0.89466 | 1 | 1 | 1 | 1 | 0.86246 | 1 | 0.81001 | 0.81001 | 0.84126 | 0.74741 | 0.91747 | 0.65379 | 0.69127 | 0.97165 | 0.60771 | 0.79857 | 0.83742 | 0.79986 | 0.97088 | 0.73218 | 0.86246 | 0.91495 | 0.87307 | 0.36534 | 0.88564 | 0.72128 | 0.98521 | 0.61488 | 0.69842 | 0.98338 | 0.58088 | 0.7471 | 0.88406 | 0.73841 | 0.99794 | 0.65138 | 0.82202 | 0.87838 | 0.83316 | 0.25262 | 0
Mar | 22 | 20 | Weekday | Wednesday | 0.80544 | 0.92275 | 0.87879 | 0.93469 | 1 | 0.93469 | 0.93469 | 0.54869 | 0.93469 | 0.80544 | 0.80544 | 0.83965 | 0.69895 | 0.97656 | 0.61002 | 0.69206 | 0.88799 | 0.5067 | 0.4679 | 0.80358 | 0.3989 | 0.98357 | 0.72899 | 0.54869 | 0.60618 | 0.70914 | 0.37479 | 0.88349 | 0.66405 | 1 | 0.5537 | 0.69675 | 0.88899 | 0.47513 | 0.46768 | 0.82032 | 0.39775 | 0.99469 | 0.63573 | 0.52861 | 0.60097 | 0.64757 | 0.25414 | 0
Mar | 22 | 21 | Weekday | Wednesday | 0.75725 | 0.86562 | 0.85587 | 0.86071 | 1 | 0.86071 | 0.86071 | 0.23581 | 0.86071 | 0.75725 | 0.75725 | 0.82488 | 0.66024 | 0.86875 | 0.41027 | 0.43531 | 0.75509 | 0.43133 | 0.26208 | 0.81437 | 0.15906 | 0.7998 | 0.51852 | 0.23581 | 0.28951 | 0.41402 | 0.39556 | 0.88169 | 0.61819 | 0.8515 | 0.39727 | 0.44246 | 0.7254 | 0.39404 | 0.3201 | 0.81793 | 0.22776 | 0.78831 | 0.4906 | 0.27742 | 0.36363 | 0.42161 | 0.25777 | 0
Mar | 22 | 22 | Weekday | Wednesday | 0.74443 | 0.84475 | 0.82811 | 0.74836 | 1 | 0.74836 | 0.74836 | 0.15888 | 0.74836 | 0.74443 | 0.74443 | 0.80179 | 0.64018 | 0.65006 | 0.28001 | 0.25563 | 0.62262 | 0.416 | 0.2625 | 0.84576 | 0.15935 | 0.57178 | 0.37022 | 0.15888 | 0.21202 | 0.3562 | 0.39901 | 0.89279 | 0.59277 | 0.62476 | 0.30004 | 0.26539 | 0.56698 | 0.37557 | 0.3229 | 0.84418 | 0.22901 | 0.53821 | 0.39852 | 0.21591 | 0.30538 | 0.43379 | 0.25824 | 0
Mar | 22 | 23 | Weekday | Wednesday | 0.71672 | 0.85719 | 0.8064 | 0.64174 | 1 | 0.64174 | 0.64174 | 0.16054 | 0.64174 | 0.71672 | 0.71672 | 0.65861 | 0.63235 | 0.45362 | 0.2515 | 0.24966 | 0.52948 | 0.42333 | 0.2598 | 0.71312 | 0.15911 | 0.46255 | 0.35688 | 0.16054 | 0.2134 | 0.32849 | 0.42718 | 0.6483 | 0.58025 | 0.45255 | 0.26831 | 0.25931 | 0.45528 | 0.37731 | 0.32184 | 0.61675 | 0.22952 | 0.42132 | 0.38388 | 0.21817 | 0.30736 | 0.40012 | 0.26312 | 0
Mar | 23 | 24 | Weekday | Thursday | 0.70378 | 0.84019 | 0.79026 | 0.57764 | 1 | 0.57764 | 0.57764 | 0.15889 | 0.57764 | 0.70378 | 0.70378 | 0.3431 | 0.62965 | 0.35905 | 0.25584 | 0.25725 | 0.49974 | 0.41638 | 0.25942 | 0.39276 | 0.15894 | 0.43237 | 0.36434 | 0.15889 | 0.21219 | 0.28115 | 0.42433 | 0.39915 | 0.57596 | 0.39274 | 0.27259 | 0.26705 | 0.4146 | 0.37454 | 0.32073 | 0.38998 | 0.22897 | 0.38647 | 0.3912 | 0.21593 | 0.3054 | 0.34128 | 0.26253 | 0
Mar | 23 | 1 | Weekday | Thursday | 0.70636 | 0.80398 | 0.78304 | 0.55341 | 1 | 0.55341 | 0.55341 | 0.15961 | 0.55341 | 0.70636 | 0.70636 | 0.20662 | 0.62802 | 0.33007 | 0.25564 | 0.25612 | 0.50033 | 0.43798 | 0.25839 | 0.25573 | 0.15932 | 0.41517 | 0.36457 | 0.15961 | 0.21313 | 0.27562 | 0.43902 | 0.33797 | 0.57276 | 0.36751 | 0.27255 | 0.26592 | 0.406 | 0.39081 | 0.32063 | 0.33853 | 0.22907 | 0.36678 | 0.39145 | 0.21616 | 0.30554 | 0.33244 | 0.26512 | 0
Mar | 23 | 2 | Weekday | Thursday | 0.68425 | 0.76781 | 0.75731 | 0.52921 | 0.97004 | 0.52921 | 0.52921 | 0.16086 | 0.52921 | 0.68425 | 0.68425 | 0.20719 | 0.62603 | 0.3164 | 0.2565 | 0.25801 | 0.50532 | 0.42914 | 0.25915 | 0.25748 | 0.16009 | 0.41129 | 0.36378 | 0.16086 | 0.2138 | 0.2771 | 0.43421 | 0.33833 | 0.56934 | 0.35073 | 0.27276 | 0.26778 | 0.40216 | 0.38735 | 0.32092 | 0.33911 | 0.23023 | 0.36134 | 0.39145 | 0.21651 | 0.30564 | 0.33261 | 0.26423 | 0
Mar | 23 | 3 | Weekday | Thursday | 0.70026 | 0.78787 | 0.78321 | 0.53986 | 1 | 0.53986 | 0.53986 | 0.16269 | 0.53986 | 0.70026 | 0.70026 | 0.2098 | 0.66118 | 0.33401 | 0.26336 | 0.25738 | 0.54236 | 0.54664 | 0.26157 | 0.26327 | 0.16146 | 0.42973 | 0.36502 | 0.16269 | 0.21557 | 0.31363 | 0.45206 | 0.34379 | 0.60963 | 0.36173 | 0.28022 | 0.26716 | 0.43632 | 0.49249 | 0.32307 | 0.34757 | 0.23168 | 0.37556 | 0.39234 | 0.21693 | 0.3059 | 0.37288 | 0.26748 | 0
Mar | 23 | 4 | Weekday | Thursday | 0.7039 | 0.79344 | 0.80318 | 0.55254 | 1 | 0.55254 | 0.55254 | 0.16427 | 0.55254 | 0.7039 | 0.7039 | 0.46734 | 0.72157 | 0.42397 | 0.29687 | 0.27323 | 0.64019 | 0.67325 | 0.26342 | 0.51755 | 0.16291 | 0.4944 | 0.37992 | 0.16427 | 0.21635 | 0.33786 | 0.44762 | 0.4607 | 0.63068 | 0.43076 | 0.31515 | 0.28319 | 0.53058 | 0.58761 | 0.32468 | 0.44375 | 0.23302 | 0.4383 | 0.40759 | 0.21738 | 0.30601 | 0.39747 | 0.26643 | 0
Mar | 23 | 5 | Weekday | Thursday | 0.68493 | 0.83211 | 0.85629 | 0.65709 | 1 | 0.65709 | 0.65709 | 0.65158 | 0.65709 | 0.68493 | 0.68493 | 0.75673 | 0.80541 | 0.66758 | 0.47678 | 0.70588 | 0.78393 | 0.82289 | 0.61464 | 0.87337 | 0.62634 | 0.71628 | 0.61444 | 0.65158 | 0.72587 | 0.6392 | 0.57194 | 0.74197 | 0.7346 | 0.66808 | 0.37907 | 0.73473 | 0.63685 | 0.75452 | 0.34944 | 0.80914 | 0.32244 | 0.67122 | 0.49935 | 0.34127 | 0.36871 | 0.51268 | 0.32104 | 0
Mar | 23 | 6 | Weekday | Thursday | 0.71124 | 0.89164 | 0.93422 | 0.78148 | 0.0044079 | 0.78148 | 0.78148 | 0.84106 | 0.78148 | 0.71124 | 0.71124 | 0.89076 | 0.87894 | 0.93894 | 0.60928 | 0.88133 | 0.79787 | 0.91339 | 0.88408 | 0.93592 | 0.95066 | 0.9001 | 0.70755 | 0.84106 | 0.88269 | 0.76869 | 0.67723 | 0.90409 | 0.84198 | 0.88368 | 0.44574 | 0.88348 | 0.6271 | 0.8731 | 0.57163 | 0.91399 | 0.57063 | 0.867 | 0.47611 | 0.39354 | 0.33585 | 0.55231 | 0.45274 | 0
Mar | 23 | 7 | Weekday | Thursday | 0.75017 | 0.91748 | 0.98292 | 0.79565 | 0.0044079 | 0.79565 | 0.79565 | 0.87001 | 0.79565 | 0.75017 | 0.75017 | 0.93869 | 0.92816 | 0.91831 | 0.89027 | 1 | 0.79237 | 0.96334 | 0.99418 | 0.8307 | 1 | 0.89238 | 0.93003 | 0.87001 | 0.89778 | 0.88992 | 0.86385 | 0.95801 | 0.90286 | 0.84389 | 0.82725 | 1 | 0.62978 | 0.93885 | 0.86724 | 0.7922 | 0.80965 | 0.84904 | 0.81537 | 0.57948 | 0.53207 | 0.7495 | 0.72882 | 0
Mar | 23 | 8 | Weekday | Thursday | 0.79783 | 0.95508 | 0.99692 | 0.78644 | 0.0044079 | 0.78644 | 0.78644 | 0.9744 | 0.78644 | 0.79783 | 0.79783 | 0.83642 | 0.96433 | 0.77318 | 1 | 0.98333 | 0.72418 | 0.99206 | 1 | 0.76375 | 0.97867 | 0.8257 | 1 | 0.9744 | 0.98787 | 0.98383 | 0.99297 | 0.84626 | 0.94647 | 0.72701 | 0.99799 | 0.99473 | 0.5762 | 0.98379 | 0.96043 | 0.73123 | 0.88767 | 0.78114 | 0.98833 | 0.85217 | 0.83078 | 0.91941 | 0.93977 | 0
Mar | 23 | 9 | Weekday | Thursday | 0.91221 | 0.96904 | 0.99564 | 0.7362 | 0.0044079 | 0.7362 | 0.7362 | 1 | 0.7362 | 0.91221 | 0.91221 | 0.87805 | 0.98693 | 0.64523 | 0.94979 | 0.90294 | 0.63243 | 1 | 0.98279 | 0.81695 | 0.95541 | 0.68863 | 0.96894 | 1 | 1 | 0.96425 | 1 | 0.89902 | 0.97452 | 0.61122 | 0.96324 | 0.91892 | 0.50118 | 1 | 0.97835 | 0.84749 | 0.9118 | 0.64202 | 0.99062 | 0.97969 | 0.97336 | 0.93142 | 1 | 0
Mar | 23 | 10 | Weekday | Thursday | 0.988 | 0.99072 | 0.9945 | 0.72895 | 0.0044079 | 0.72895 | 0.72895 | 0.96341 | 0.72895 | 0.988 | 0.988 | 0.91899 | 0.99666 | 0.57804 | 0.93359 | 0.88702 | 0.58246 | 0.99326 | 0.97028 | 0.85567 | 0.94566 | 0.61975 | 0.95867 | 0.96341 | 0.95152 | 1 | 0.96883 | 0.97205 | 0.98777 | 0.56681 | 0.95498 | 0.90562 | 0.47756 | 0.99793 | 0.99449 | 0.93713 | 0.94269 | 0.57449 | 0.9934 | 0.99666 | 0.99431 | 1 | 1 | 0
Mar | 23 | 11 | Weekday | Thursday | 0.99981 | 1 | 0.98813 | 0.71524 | 0.0044079 | 0.71524 | 0.71524 | 0.92969 | 0.71524 | 0.99981 | 0.99981 | 0.88647 | 0.98378 | 0.56366 | 0.91335 | 0.88941 | 0.55183 | 0.96058 | 0.96149 | 0.82674 | 0.94378 | 0.61223 | 0.92998 | 0.92969 | 0.91036 | 0.98223 | 0.89729 | 0.97263 | 0.97748 | 0.57014 | 0.93537 | 0.91023 | 0.47289 | 0.96597 | 1 | 0.93371 | 0.97254 | 0.5759 | 0.96421 | 0.9959 | 0.9951 | 0.99688 | 0.93878 | 0
Mar | 23 | 12 | Weekday | Thursday | 0.97142 | 0.99245 | 0.97639 | 0.70184 | 0.0044079 | 0.70184 | 0.70184 | 0.91032 | 0.70184 | 0.97142 | 0.97142 | 0.78324 | 0.99107 | 0.55608 | 0.9268 | 0.87718 | 0.52761 | 0.9643 | 0.95738 | 0.80037 | 0.95062 | 0.61015 | 0.93931 | 0.91032 | 0.8863 | 0.94463 | 0.90906 | 0.85474 | 0.98762 | 0.56316 | 0.95465 | 0.89954 | 0.4655 | 0.97215 | 0.98861 | 0.91929 | 0.99207 | 0.57846 | 0.98177 | 0.99631 | 0.99582 | 0.96443 | 0.96735 | 0
Mar | 23 | 13 | Weekday | Thursday | 0.93614 | 0.99201 | 0.97471 | 0.68281 | 0.0044079 | 0.68281 | 0.68281 | 0.89878 | 0.68281 | 0.93614 | 0.93614 | 0.7269 | 1 | 0.54787 | 0.93458 | 0.84021 | 0.51056 | 0.96807 | 0.95611 | 0.71885 | 0.95419 | 0.61137 | 0.94369 | 0.89878 | 0.8724 | 0.92837 | 0.92963 | 0.7931 | 0.9982 | 0.54969 | 0.97114 | 0.86264 | 0.46051 | 0.98169 | 0.98517 | 0.79992 | 1 | 0.57887 | 0.99957 | 0.9974 | 0.99736 | 0.9508 | 1 | 0
Mar | 23 | 14 | Weekday | Thursday | 0.91256 | 0.99501 | 0.95885 | 0.68289 | 0.0044079 | 0.68289 | 0.68289 | 0.88815 | 0.68289 | 0.91256 | 0.91256 | 0.75113 | 0.99803 | 0.54831 | 0.93218 | 0.82024 | 0.52607 | 0.9434 | 0.95218 | 0.68701 | 0.93275 | 0.60856 | 0.94082 | 0.88815 | 0.86161 | 0.91315 | 0.92897 | 0.79205 | 0.99893 | 0.54865 | 0.97127 | 0.84304 | 0.4812 | 0.96039 | 0.97871 | 0.73663 | 0.98216 | 0.57577 | 1 | 0.99895 | 1 | 0.93652 | 1 | 0
Mar | 23 | 15 | Weekday | Thursday | 0.86956 | 0.99228 | 0.93916 | 0.70609 | 0.0044079 | 0.70609 | 0.70609 | 0.88969 | 0.70609 | 0.86956 | 0.86956 | 0.87225 | 0.99717 | 0.5625 | 0.96086 | 0.83221 | 0.64252 | 0.92176 | 0.9244 | 0.69473 | 0.89027 | 0.59903 | 0.94109 | 0.88969 | 0.86564 | 0.91091 | 0.93449 | 0.90523 | 1 | 0.58803 | 1 | 0.85455 | 0.61747 | 0.94478 | 0.96413 | 0.73438 | 0.96013 | 0.60066 | 0.99934 | 0.99955 | 0.99986 | 0.93178 | 1 | 0
Mar | 23 | 16 | Weekday | Thursday | 0.82679 | 0.96907 | 0.92328 | 0.78679 | 0.32119 | 0.78679 | 0.78679 | 0.90789 | 0.78679 | 0.82679 | 0.82679 | 0.9281 | 0.99404 | 0.64228 | 0.91118 | 0.80772 | 0.78647 | 0.91789 | 0.78445 | 0.78009 | 0.80989 | 0.6738 | 0.73929 | 0.90789 | 0.88845 | 0.91612 | 0.54776 | 0.96575 | 0.99866 | 0.67693 | 0.94136 | 0.82905 | 0.77898 | 0.93741 | 0.79326 | 0.84994 | 0.83016 | 0.69702 | 0.7569 | 1 | 0.99844 | 0.9304 | 0.54831 | 0
Mar | 23 | 17 | Weekday | Thursday | 0.80288 | 0.94863 | 0.91149 | 0.89461 | 0.68322 | 0.89461 | 0.89461 | 0.85459 | 0.89461 | 0.80288 | 0.80288 | 0.95197 | 0.87254 | 0.83077 | 0.78359 | 0.70432 | 0.90509 | 0.71942 | 0.74552 | 0.85891 | 0.79126 | 0.8051 | 0.64087 | 0.85459 | 0.85507 | 0.93867 | 0.28494 | 1 | 0.86641 | 0.83489 | 0.7878 | 0.71919 | 0.90624 | 0.72186 | 0.71815 | 0.94235 | 0.75859 | 0.82037 | 0.59906 | 0.88709 | 0.89579 | 0.94314 | 0.22322 | 0
Mar | 23 | 18 | Weekday | Thursday | 0.78595 | 0.95081 | 0.90096 | 0.97322 | 1 | 0.97322 | 0.97322 | 0.8814 | 0.97322 | 0.78595 | 0.78595 | 0.89347 | 0.80504 | 0.89701 | 0.74096 | 0.71909 | 0.98657 | 0.65016 | 0.78683 | 0.91606 | 0.797 | 0.90167 | 0.74312 | 0.8814 | 0.92683 | 0.93877 | 0.33628 | 0.94669 | 0.79159 | 0.92859 | 0.72501 | 0.73087 | 1 | 0.64428 | 0.74847 | 1 | 0.75134 | 0.92089 | 0.68076 | 0.88182 | 0.94279 | 0.92635 | 0.24762 | 0
Mar | 23 | 19 | Weekday | Thursday | 0.81001 | 0.96922 | 0.89466 | 1 | 1 | 1 | 1 | 0.86246 | 1 | 0.81001 | 0.81001 | 0.84126 | 0.74741 | 0.91747 | 0.65379 | 0.69127 | 0.97165 | 0.60771 | 0.79857 | 0.83742 | 0.79986 | 0.97088 | 0.73218 | 0.86246 | 0.91495 | 0.87307 | 0.36534 | 0.88564 | 0.72128 | 0.98521 | 0.61488 | 0.69842 | 0.98338 | 0.58088 | 0.7471 | 0.88406 | 0.73841 | 0.99794 | 0.65138 | 0.82202 | 0.87838 | 0.83316 | 0.25262 | 0
Mar | 23 | 20 | Weekday | Thursday | 0.80544 | 0.92275 | 0.87879 | 0.93469 | 1 | 0.93469 | 0.93469 | 0.54869 | 0.93469 | 0.80544 | 0.80544 | 0.83965 | 0.69895 | 0.97656 | 0.61002 | 0.69206 | 0.88799 | 0.5067 | 0.4679 | 0.80358 | 0.3989 | 0.98357 | 0.72899 | 0.54869 | 0.60618 | 0.70914 | 0.37479 | 0.88349 | 0.66405 | 1 | 0.5537 | 0.69675 | 0.88899 | 0.47513 | 0.46768 | 0.82032 | 0.39775 | 0.99469 | 0.63573 | 0.52861 | 0.60097 | 0.64757 | 0.25414 | 0
Mar | 23 | 21 | Weekday | Thursday | 0.75725 | 0.86562 | 0.85587 | 0.86071 | 1 | 0.86071 | 0.86071 | 0.23581 | 0.86071 | 0.75725 | 0.75725 | 0.82488 | 0.66024 | 0.86875 | 0.41027 | 0.43531 | 0.75509 | 0.43133 | 0.26208 | 0.81437 | 0.15906 | 0.7998 | 0.51852 | 0.23581 | 0.28951 | 0.41402 | 0.39556 | 0.88169 | 0.61819 | 0.8515 | 0.39727 | 0.44246 | 0.7254 | 0.39404 | 0.3201 | 0.81793 | 0.22776 | 0.78831 | 0.4906 | 0.27742 | 0.36363 | 0.42161 | 0.25777 | 0
Mar | 23 | 22 | Weekday | Thursday | 0.74443 | 0.84475 | 0.82811 | 0.74836 | 1 | 0.74836 | 0.74836 | 0.15888 | 0.74836 | 0.74443 | 0.74443 | 0.80179 | 0.64018 | 0.65006 | 0.28001 | 0.25563 | 0.62262 | 0.416 | 0.2625 | 0.84576 | 0.15935 | 0.57178 | 0.37022 | 0.15888 | 0.21202 | 0.3562 | 0.39901 | 0.89279 | 0.59277 | 0.62476 | 0.30004 | 0.26539 | 0.56698 | 0.37557 | 0.3229 | 0.84418 | 0.22901 | 0.53821 | 0.39852 | 0.21591 | 0.30538 | 0.43379 | 0.25824 | 0
Mar | 23 | 23 | Weekday | Thursday | 0.71672 | 0.85719 | 0.8064 | 0.64174 | 1 | 0.64174 | 0.64174 | 0.16054 | 0.64174 | 0.71672 | 0.71672 | 0.65861 | 0.63235 | 0.45362 | 0.2515 | 0.24966 | 0.52948 | 0.42333 | 0.2598 | 0.71312 | 0.15911 | 0.46255 | 0.35688 | 0.16054 | 0.2134 | 0.32849 | 0.42718 | 0.6483 | 0.58025 | 0.45255 | 0.26831 | 0.25931 | 0.45528 | 0.37731 | 0.32184 | 0.61675 | 0.22952 | 0.42132 | 0.38388 | 0.21817 | 0.30736 | 0.40012 | 0.26312 | 0
Mar | 24 | 24 | Weekday | Friday | 0.70378 | 0.84019 | 0.79026 | 0.57764 | 1 | 0.57764 | 0.57764 | 0.15889 | 0.57764 | 0.70378 | 0.70378 | 0.3431 | 0.62965 | 0.35905 | 0.25584 | 0.25725 | 0.49974 | 0.41638 | 0.25942 | 0.39276 | 0.15894 | 0.43237 | 0.36434 | 0.15889 | 0.21219 | 0.28115 | 0.42433 | 0.39915 | 0.57596 | 0.39274 | 0.27259 | 0.26705 | 0.4146 | 0.37454 | 0.32073 | 0.38998 | 0.22897 | 0.38647 | 0.3912 | 0.21593 | 0.3054 | 0.34128 | 0.26253 | 0
Mar | 24 | 1 | Weekday | Friday | 0.70636 | 0.80398 | 0.78304 | 0.55341 | 1 | 0.55341 | 0.55341 | 0.15961 | 0.55341 | 0.70636 | 0.70636 | 0.20662 | 0.62802 | 0.33007 | 0.25564 | 0.25612 | 0.50033 | 0.43798 | 0.25839 | 0.25573 | 0.15932 | 0.41517 | 0.36457 | 0.15961 | 0.21313 | 0.27562 | 0.43902 | 0.33797 | 0.57276 | 0.36751 | 0.27255 | 0.26592 | 0.406 | 0.39081 | 0.32063 | 0.33853 | 0.22907 | 0.36678 | 0.39145 | 0.21616 | 0.30554 | 0.33244 | 0.26512 | 0
Mar | 24 | 2 | Weekday | Friday | 0.68425 | 0.76781 | 0.75731 | 0.52921 | 0.97004 | 0.52921 | 0.52921 | 0.16086 | 0.52921 | 0.68425 | 0.68425 | 0.20719 | 0.62603 | 0.3164 | 0.2565 | 0.25801 | 0.50532 | 0.42914 | 0.25915 | 0.25748 | 0.16009 | 0.41129 | 0.36378 | 0.16086 | 0.2138 | 0.2771 | 0.43421 | 0.33833 | 0.56934 | 0.35073 | 0.27276 | 0.26778 | 0.40216 | 0.38735 | 0.32092 | 0.33911 | 0.23023 | 0.36134 | 0.39145 | 0.21651 | 0.30564 | 0.33261 | 0.26423 | 0
Mar | 24 | 3 | Weekday | Friday | 0.70026 | 0.78787 | 0.78321 | 0.53986 | 1 | 0.53986 | 0.53986 | 0.16269 | 0.53986 | 0.70026 | 0.70026 | 0.2098 | 0.66118 | 0.33401 | 0.26336 | 0.25738 | 0.54236 | 0.54664 | 0.26157 | 0.26327 | 0.16146 | 0.42973 | 0.36502 | 0.16269 | 0.21557 | 0.31363 | 0.45206 | 0.34379 | 0.60963 | 0.36173 | 0.28022 | 0.26716 | 0.43632 | 0.49249 | 0.32307 | 0.34757 | 0.23168 | 0.37556 | 0.39234 | 0.21693 | 0.3059 | 0.37288 | 0.26748 | 0
Mar | 24 | 4 | Weekday | Friday | 0.7039 | 0.79344 | 0.80318 | 0.55254 | 1 | 0.55254 | 0.55254 | 0.16427 | 0.55254 | 0.7039 | 0.7039 | 0.46734 | 0.72157 | 0.42397 | 0.29687 | 0.27323 | 0.64019 | 0.67325 | 0.26342 | 0.51755 | 0.16291 | 0.4944 | 0.37992 | 0.16427 | 0.21635 | 0.33786 | 0.44762 | 0.4607 | 0.63068 | 0.43076 | 0.31515 | 0.28319 | 0.53058 | 0.58761 | 0.32468 | 0.44375 | 0.23302 | 0.4383 | 0.40759 | 0.21738 | 0.30601 | 0.39747 | 0.26643 | 0
Mar | 24 | 5 | Weekday | Friday | 0.68493 | 0.83211 | 0.85629 | 0.65709 | 1 | 0.65709 | 0.65709 | 0.65158 | 0.65709 | 0.68493 | 0.68493 | 0.75673 | 0.80541 | 0.66758 | 0.47678 | 0.70588 | 0.78393 | 0.82289 | 0.61464 | 0.87337 | 0.62634 | 0.71628 | 0.61444 | 0.65158 | 0.72587 | 0.6392 | 0.57194 | 0.74197 | 0.7346 | 0.66808 | 0.37907 | 0.73473 | 0.63685 | 0.75452 | 0.34944 | 0.80914 | 0.32244 | 0.67122 | 0.49935 | 0.34127 | 0.36871 | 0.51268 | 0.32104 | 0
Mar | 24 | 6 | Weekday | Friday | 0.71124 | 0.89164 | 0.93422 | 0.78148 | 0.0044079 | 0.78148 | 0.78148 | 0.84106 | 0.78148 | 0.71124 | 0.71124 | 0.89076 | 0.87894 | 0.93894 | 0.60928 | 0.88133 | 0.79787 | 0.91339 | 0.88408 | 0.93592 | 0.95066 | 0.9001 | 0.70755 | 0.84106 | 0.88269 | 0.76869 | 0.67723 | 0.90409 | 0.84198 | 0.88368 | 0.44574 | 0.88348 | 0.6271 | 0.8731 | 0.57163 | 0.91399 | 0.57063 | 0.867 | 0.47611 | 0.39354 | 0.33585 | 0.55231 | 0.45274 | 0
Mar | 24 | 7 | Weekday | Friday | 0.75017 | 0.91748 | 0.98292 | 0.79565 | 0.0044079 | 0.79565 | 0.79565 | 0.87001 | 0.79565 | 0.75017 | 0.75017 | 0.93869 | 0.92816 | 0.91831 | 0.89027 | 1 | 0.79237 | 0.96334 | 0.99418 | 0.8307 | 1 | 0.89238 | 0.93003 | 0.87001 | 0.89778 | 0.88992 | 0.86385 | 0.95801 | 0.90286 | 0.84389 | 0.82725 | 1 | 0.62978 | 0.93885 | 0.86724 | 0.7922 | 0.80965 | 0.84904 | 0.81537 | 0.57948 | 0.53207 | 0.7495 | 0.72882 | 0
Mar | 24 | 8 | Weekday | Friday | 0.79783 | 0.95508 | 0.99692 | 0.78644 | 0.0044079 | 0.78644 | 0.78644 | 0.9744 | 0.78644 | 0.79783 | 0.79783 | 0.83642 | 0.96433 | 0.77318 | 1 | 0.98333 | 0.72418 | 0.99206 | 1 | 0.76375 | 0.97867 | 0.8257 | 1 | 0.9744 | 0.98787 | 0.98383 | 0.99297 | 0.84626 | 0.94647 | 0.72701 | 0.99799 | 0.99473 | 0.5762 | 0.98379 | 0.96043 | 0.73123 | 0.88767 | 0.78114 | 0.98833 | 0.85217 | 0.83078 | 0.91941 | 0.93977 | 0
Mar | 24 | 9 | Weekday | Friday | 0.91221 | 0.96904 | 0.99564 | 0.7362 | 0.0044079 | 0.7362 | 0.7362 | 1 | 0.7362 | 0.91221 | 0.91221 | 0.87805 | 0.98693 | 0.64523 | 0.94979 | 0.90294 | 0.63243 | 1 | 0.98279 | 0.81695 | 0.95541 | 0.68863 | 0.96894 | 1 | 1 | 0.96425 | 1 | 0.89902 | 0.97452 | 0.61122 | 0.96324 | 0.91892 | 0.50118 | 1 | 0.97835 | 0.84749 | 0.9118 | 0.64202 | 0.99062 | 0.97969 | 0.97336 | 0.93142 | 1 | 0
Mar | 24 | 10 | Weekday | Friday | 0.988 | 0.99072 | 0.9945 | 0.72895 | 0.0044079 | 0.72895 | 0.72895 | 0.96341 | 0.72895 | 0.988 | 0.988 | 0.91899 | 0.99666 | 0.57804 | 0.93359 | 0.88702 | 0.58246 | 0.99326 | 0.97028 | 0.85567 | 0.94566 | 0.61975 | 0.95867 | 0.96341 | 0.95152 | 1 | 0.96883 | 0.97205 | 0.98777 | 0.56681 | 0.95498 | 0.90562 | 0.47756 | 0.99793 | 0.99449 | 0.93713 | 0.94269 | 0.57449 | 0.9934 | 0.99666 | 0.99431 | 1 | 1 | 0
Mar | 24 | 11 | Weekday | Friday | 0.99981 | 1 | 0.98813 | 0.71524 | 0.0044079 | 0.71524 | 0.71524 | 0.92969 | 0.71524 | 0.99981 | 0.99981 | 0.88647 | 0.98378 | 0.56366 | 0.91335 | 0.88941 | 0.55183 | 0.96058 | 0.96149 | 0.82674 | 0.94378 | 0.61223 | 0.92998 | 0.92969 | 0.91036 | 0.98223 | 0.89729 | 0.97263 | 0.97748 | 0.57014 | 0.93537 | 0.91023 | 0.47289 | 0.96597 | 1 | 0.93371 | 0.97254 | 0.5759 | 0.96421 | 0.9959 | 0.9951 | 0.99688 | 0.93878 | 0
Mar | 24 | 12 | Weekday | Friday | 0.97142 | 0.99245 | 0.97639 | 0.70184 | 0.0044079 | 0.70184 | 0.70184 | 0.91032 | 0.70184 | 0.97142 | 0.97142 | 0.78324 | 0.99107 | 0.55608 | 0.9268 | 0.87718 | 0.52761 | 0.9643 | 0.95738 | 0.80037 | 0.95062 | 0.61015 | 0.93931 | 0.91032 | 0.8863 | 0.94463 | 0.90906 | 0.85474 | 0.98762 | 0.56316 | 0.95465 | 0.89954 | 0.4655 | 0.97215 | 0.98861 | 0.91929 | 0.99207 | 0.57846 | 0.98177 | 0.99631 | 0.99582 | 0.96443 | 0.96735 | 0
Mar | 24 | 13 | Weekday | Friday | 0.93614 | 0.99201 | 0.97471 | 0.68281 | 0.0044079 | 0.68281 | 0.68281 | 0.89878 | 0.68281 | 0.93614 | 0.93614 | 0.7269 | 1 | 0.54787 | 0.93458 | 0.84021 | 0.51056 | 0.96807 | 0.95611 | 0.71885 | 0.95419 | 0.61137 | 0.94369 | 0.89878 | 0.8724 | 0.92837 | 0.92963 | 0.7931 | 0.9982 | 0.54969 | 0.97114 | 0.86264 | 0.46051 | 0.98169 | 0.98517 | 0.79992 | 1 | 0.57887 | 0.99957 | 0.9974 | 0.99736 | 0.9508 | 1 | 0
Mar | 24 | 14 | Weekday | Friday | 0.91256 | 0.99501 | 0.95885 | 0.68289 | 0.0044079 | 0.68289 | 0.68289 | 0.88815 | 0.68289 | 0.91256 | 0.91256 | 0.75113 | 0.99803 | 0.54831 | 0.93218 | 0.82024 | 0.52607 | 0.9434 | 0.95218 | 0.68701 | 0.93275 | 0.60856 | 0.94082 | 0.88815 | 0.86161 | 0.91315 | 0.92897 | 0.79205 | 0.99893 | 0.54865 | 0.97127 | 0.84304 | 0.4812 | 0.96039 | 0.97871 | 0.73663 | 0.98216 | 0.57577 | 1 | 0.99895 | 1 | 0.93652 | 1 | 0
Mar | 24 | 15 | Weekday | Friday | 0.86956 | 0.99228 | 0.93916 | 0.70609 | 0.0044079 | 0.70609 | 0.70609 | 0.88969 | 0.70609 | 0.86956 | 0.86956 | 0.87225 | 0.99717 | 0.5625 | 0.96086 | 0.83221 | 0.64252 | 0.92176 | 0.9244 | 0.69473 | 0.89027 | 0.59903 | 0.94109 | 0.88969 | 0.86564 | 0.91091 | 0.93449 | 0.90523 | 1 | 0.58803 | 1 | 0.85455 | 0.61747 | 0.94478 | 0.96413 | 0.73438 | 0.96013 | 0.60066 | 0.99934 | 0.99955 | 0.99986 | 0.93178 | 1 | 0
Mar | 24 | 16 | Weekday | Friday | 0.82679 | 0.96907 | 0.92328 | 0.78679 | 0.32119 | 0.78679 | 0.78679 | 0.90789 | 0.78679 | 0.82679 | 0.82679 | 0.9281 | 0.99404 | 0.64228 | 0.91118 | 0.80772 | 0.78647 | 0.91789 | 0.78445 | 0.78009 | 0.80989 | 0.6738 | 0.73929 | 0.90789 | 0.88845 | 0.91612 | 0.54776 | 0.96575 | 0.99866 | 0.67693 | 0.94136 | 0.82905 | 0.77898 | 0.93741 | 0.79326 | 0.84994 | 0.83016 | 0.69702 | 0.7569 | 1 | 0.99844 | 0.9304 | 0.54831 | 0
Mar | 24 | 17 | Weekday | Friday | 0.80288 | 0.94863 | 0.91149 | 0.89461 | 0.68322 | 0.89461 | 0.89461 | 0.85459 | 0.89461 | 0.80288 | 0.80288 | 0.95197 | 0.87254 | 0.83077 | 0.78359 | 0.70432 | 0.90509 | 0.71942 | 0.74552 | 0.85891 | 0.79126 | 0.8051 | 0.64087 | 0.85459 | 0.85507 | 0.93867 | 0.28494 | 1 | 0.86641 | 0.83489 | 0.7878 | 0.71919 | 0.90624 | 0.72186 | 0.71815 | 0.94235 | 0.75859 | 0.82037 | 0.59906 | 0.88709 | 0.89579 | 0.94314 | 0.22322 | 0
Mar | 24 | 18 | Weekday | Friday | 0.78595 | 0.95081 | 0.90096 | 0.97322 | 1 | 0.97322 | 0.97322 | 0.8814 | 0.97322 | 0.78595 | 0.78595 | 0.89347 | 0.80504 | 0.89701 | 0.74096 | 0.71909 | 0.98657 | 0.65016 | 0.78683 | 0.91606 | 0.797 | 0.90167 | 0.74312 | 0.8814 | 0.92683 | 0.93877 | 0.33628 | 0.94669 | 0.79159 | 0.92859 | 0.72501 | 0.73087 | 1 | 0.64428 | 0.74847 | 1 | 0.75134 | 0.92089 | 0.68076 | 0.88182 | 0.94279 | 0.92635 | 0.24762 | 0
Mar | 24 | 19 | Weekday | Friday | 0.81001 | 0.96922 | 0.89466 | 1 | 1 | 1 | 1 | 0.86246 | 1 | 0.81001 | 0.81001 | 0.84126 | 0.74741 | 0.91747 | 0.65379 | 0.69127 | 0.97165 | 0.60771 | 0.79857 | 0.83742 | 0.79986 | 0.97088 | 0.73218 | 0.86246 | 0.91495 | 0.87307 | 0.36534 | 0.88564 | 0.72128 | 0.98521 | 0.61488 | 0.69842 | 0.98338 | 0.58088 | 0.7471 | 0.88406 | 0.73841 | 0.99794 | 0.65138 | 0.82202 | 0.87838 | 0.83316 | 0.25262 | 0
Mar | 24 | 20 | Weekday | Friday | 0.80544 | 0.92275 | 0.87879 | 0.93469 | 1 | 0.93469 | 0.93469 | 0.54869 | 0.93469 | 0.80544 | 0.80544 | 0.83965 | 0.69895 | 0.97656 | 0.61002 | 0.69206 | 0.88799 | 0.5067 | 0.4679 | 0.80358 | 0.3989 | 0.98357 | 0.72899 | 0.54869 | 0.60618 | 0.70914 | 0.37479 | 0.88349 | 0.66405 | 1 | 0.5537 | 0.69675 | 0.88899 | 0.47513 | 0.46768 | 0.82032 | 0.39775 | 0.99469 | 0.63573 | 0.52861 | 0.60097 | 0.64757 | 0.25414 | 0
Mar | 24 | 21 | Weekday | Friday | 0.75725 | 0.86562 | 0.85587 | 0.86071 | 1 | 0.86071 | 0.86071 | 0.23581 | 0.86071 | 0.75725 | 0.75725 | 0.82488 | 0.66024 | 0.86875 | 0.41027 | 0.43531 | 0.75509 | 0.43133 | 0.26208 | 0.81437 | 0.15906 | 0.7998 | 0.51852 | 0.23581 | 0.28951 | 0.41402 | 0.39556 | 0.88169 | 0.61819 | 0.8515 | 0.39727 | 0.44246 | 0.7254 | 0.39404 | 0.3201 | 0.81793 | 0.22776 | 0.78831 | 0.4906 | 0.27742 | 0.36363 | 0.42161 | 0.25777 | 0
Mar | 24 | 22 | Weekday | Friday | 0.74443 | 0.84475 | 0.82811 | 0.74836 | 1 | 0.74836 | 0.74836 | 0.15888 | 0.74836 | 0.74443 | 0.74443 | 0.80179 | 0.64018 | 0.65006 | 0.28001 | 0.25563 | 0.62262 | 0.416 | 0.2625 | 0.84576 | 0.15935 | 0.57178 | 0.37022 | 0.15888 | 0.21202 | 0.3562 | 0.39901 | 0.89279 | 0.59277 | 0.62476 | 0.30004 | 0.26539 | 0.56698 | 0.37557 | 0.3229 | 0.84418 | 0.22901 | 0.53821 | 0.39852 | 0.21591 | 0.30538 | 0.43379 | 0.25824 | 0
Mar | 24 | 23 | Weekday | Friday | 0.71672 | 0.85719 | 0.8064 | 0.64174 | 1 | 0.64174 | 0.64174 | 0.1529 | 0.64174 | 0.71672 | 0.71672 | 0.73963 | 0.61251 | 0.4959 | 0.23807 | 0.23252 | 0.58492 | 0.4884 | 0.26105 | 0.80737 | 0.15955 | 0.49222 | 0.34267 | 0.1529 | 0.20705 | 0.32962 | 0.47641 | 0.70618 | 0.55215 | 0.46872 | 0.25462 | 0.24134 | 0.47366 | 0.44163 | 0.3227 | 0.67205 | 0.23033 | 0.43255 | 0.36822 | 0.20778 | 0.29822 | 0.4013 | 0.27167 | 0
Mar | 25 | 24 | Weekend | Saturday | 0.72031 | 0.85277 | 0.80442 | 0.58685 | 1 | 0.58685 | 0.58685 | 0.15672 | 0.58685 | 0.72031 | 0.72031 | 0.37195 | 0.59927 | 0.36712 | 0.21202 | 0.21748 | 0.55376 | 0.4905 | 0.25757 | 0.4257 | 0.15862 | 0.47192 | 0.32212 | 0.15672 | 0.21088 | 0.26588 | 0.4792 | 0.4033 | 0.5333 | 0.40158 | 0.22577 | 0.22562 | 0.42078 | 0.44214 | 0.32099 | 0.39366 | 0.23033 | 0.41183 | 0.34573 | 0.21298 | 0.30289 | 0.32215 | 0.27212 | 0
Mar | 25 | 1 | Weekend | Saturday | 0.71952 | 0.81452 | 0.79448 | 0.56256 | 1 | 0.56256 | 0.56256 | 0.15739 | 0.56256 | 0.71952 | 0.71952 | 0.20617 | 0.59481 | 0.32811 | 0.2131 | 0.21993 | 0.56461 | 0.49453 | 0.25886 | 0.25407 | 0.16216 | 0.4549 | 0.32326 | 0.15739 | 0.21153 | 0.27309 | 0.50833 | 0.33713 | 0.52428 | 0.36239 | 0.22623 | 0.2282 | 0.41325 | 0.44749 | 0.32071 | 0.33711 | 0.23321 | 0.38303 | 0.34573 | 0.21319 | 0.30298 | 0.3211 | 0.27694 | 0
Mar | 25 | 2 | Weekend | Saturday | 0.69234 | 0.77222 | 0.76112 | 0.53766 | 0.96212 | 0.53766 | 0.53766 | 0.16004 | 0.53766 | 0.69234 | 0.69234 | 0.20656 | 0.59097 | 0.3142 | 0.21445 | 0.22232 | 0.57838 | 0.49588 | 0.26411 | 0.25613 | 0.16327 | 0.44758 | 0.32097 | 0.16004 | 0.21329 | 0.28184 | 0.51497 | 0.33747 | 0.51674 | 0.34563 | 0.22637 | 0.23089 | 0.41039 | 0.44811 | 0.3234 | 0.33769 | 0.23569 | 0.36946 | 0.34573 | 0.21382 | 0.30324 | 0.32617 | 0.27728 | 0
Mar | 25 | 3 | Weekend | Saturday | 0.71197 | 0.79675 | 0.78987 | 0.5479 | 1 | 0.5479 | 0.5479 | 0.16275 | 0.5479 | 0.71197 | 0.71197 | 0.20785 | 0.59088 | 0.32866 | 0.22112 | 0.22654 | 0.61876 | 0.55529 | 0.26889 | 0.25822 | 0.16603 | 0.46664 | 0.32326 | 0.16275 | 0.21465 | 0.30957 | 0.54256 | 0.33972 | 0.51599 | 0.35219 | 0.2335 | 0.23491 | 0.44361 | 0.50132 | 0.32715 | 0.3412 | 0.23727 | 0.38788 | 0.34573 | 0.21461 | 0.30344 | 0.3528 | 0.28097 | 0
Mar | 25 | 4 | Weekend | Saturday | 0.7143 | 0.80019 | 0.80847 | 0.55967 | 1 | 0.55967 | 0.55967 | 0.16545 | 0.55967 | 0.7143 | 0.7143 | 0.50209 | 0.59046 | 0.3706 | 0.24044 | 0.24793 | 0.71715 | 0.65874 | 0.27164 | 0.55856 | 0.16848 | 0.50948 | 0.32326 | 0.16545 | 0.21762 | 0.32498 | 0.54204 | 0.45051 | 0.51441 | 0.38421 | 0.25239 | 0.25664 | 0.5364 | 0.5858 | 0.32808 | 0.43153 | 0.23995 | 0.43012 | 0.34573 | 0.21535 | 0.30388 | 0.36736 | 0.27977 | 0
Mar | 25 | 5 | Weekend | Saturday | 0.69329 | 0.83502 | 0.85889 | 0.66293 | 1 | 0.66293 | 0.66293 | 0.48326 | 0.66293 | 0.69329 | 0.69329 | 0.81928 | 0.60851 | 0.50165 | 0.34041 | 0.41962 | 0.86202 | 0.74783 | 0.26933 | 0.94268 | 0.16987 | 0.63545 | 0.42412 | 0.48326 | 0.54881 | 0.63366 | 0.54846 | 0.72701 | 0.54179 | 0.52975 | 0.30924 | 0.43593 | 0.64655 | 0.69007 | 0.32285 | 0.78838 | 0.24157 | 0.56889 | 0.38741 | 0.28535 | 0.3353 | 0.43923 | 0.26659 | 0
Mar | 25 | 6 | Weekend | Saturday | 0.7157 | 0.89222 | 0.93419 | 0.78766 | 0.0044079 | 0.78766 | 0.78766 | 0.47937 | 0.78766 | 0.7157 | 0.7157 | 0.9183 | 0.64839 | 0.74962 | 0.42916 | 0.53062 | 0.86691 | 0.73421 | 0.22778 | 1 | 0.1452 | 0.76052 | 0.43406 | 0.47937 | 0.50414 | 0.77779 | 0.49212 | 0.89859 | 0.57789 | 0.70344 | 0.32642 | 0.52997 | 0.62762 | 0.6891 | 0.2791 | 0.91256 | 0.20515 | 0.69956 | 0.29385 | 0.24523 | 0.2169 | 0.46728 | 0.18332 | 0
Mar | 25 | 7 | Weekend | Saturday | 0.74765 | 0.91666 | 0.98327 | 0.80219 | 0.0044079 | 0.80219 | 0.80219 | 0.86581 | 0.80219 | 0.74765 | 0.74765 | 0.94639 | 0.7023 | 1 | 0.47028 | 0.48377 | 0.83741 | 0.77535 | 0.22531 | 0.8893 | 0.14104 | 0.99973 | 0.43981 | 0.86581 | 0.89784 | 0.8362 | 0.51622 | 0.95703 | 0.63592 | 0.87454 | 0.38971 | 0.46676 | 0.60838 | 0.74501 | 0.27586 | 0.79572 | 0.2011 | 0.93168 | 0.31366 | 0.46337 | 0.41299 | 0.59479 | 0.20342 | 0
Mar | 25 | 8 | Weekend | Saturday | 0.79375 | 0.95175 | 1 | 0.79871 | 0.0044079 | 0.79871 | 0.79871 | 0.96129 | 0.79871 | 0.79375 | 0.79375 | 0.87359 | 0.73023 | 0.94893 | 0.46739 | 0.45268 | 0.74684 | 0.79256 | 0.2223 | 0.81732 | 0.13983 | 1 | 0.43459 | 0.96129 | 0.98619 | 0.84295 | 0.47373 | 0.84987 | 0.68297 | 0.83874 | 0.42691 | 0.4416 | 0.53933 | 0.77149 | 0.27453 | 0.7297 | 0.19896 | 0.93945 | 0.34739 | 0.64126 | 0.60082 | 0.65362 | 0.23796 | 0
Mar | 25 | 9 | Weekend | Saturday | 0.91171 | 0.9664 | 0.99951 | 0.75162 | 0.0044079 | 0.75162 | 0.75162 | 0.96022 | 0.75162 | 0.91171 | 0.91171 | 0.93469 | 0.76086 | 0.75891 | 0.41068 | 0.42146 | 0.64327 | 0.7845 | 0.22211 | 0.87525 | 0.14205 | 0.7825 | 0.41904 | 0.96022 | 0.96732 | 0.86876 | 0.44467 | 0.89316 | 0.72313 | 0.67264 | 0.38468 | 0.41503 | 0.46192 | 0.76898 | 0.27331 | 0.84075 | 0.19848 | 0.71379 | 0.34739 | 0.77181 | 0.7466 | 0.73579 | 0.2674 | 0
Mar | 25 | 10 | Weekend | Saturday | 0.98745 | 0.98821 | 0.99822 | 0.74408 | 0.0044079 | 0.74408 | 0.74408 | 0.91802 | 0.74408 | 0.98745 | 0.98745 | 0.98134 | 0.77544 | 0.66522 | 0.38457 | 0.41033 | 0.57881 | 0.77391 | 0.22142 | 0.90689 | 0.14126 | 0.66061 | 0.40414 | 0.91802 | 0.90857 | 0.93763 | 0.40284 | 0.96866 | 0.74241 | 0.60515 | 0.36734 | 0.4093 | 0.43289 | 0.75823 | 0.27383 | 0.93273 | 0.1981 | 0.59458 | 0.34739 | 0.80134 | 0.78129 | 0.85642 | 0.2638 | 0
Mar | 25 | 11 | Weekend | Saturday | 1 | 0.99628 | 0.98953 | 0.72554 | 0.0044079 | 0.72554 | 0.72554 | 0.90859 | 0.72554 | 1 | 1 | 0.95096 | 0.77783 | 0.61721 | 0.37856 | 0.40246 | 0.54734 | 0.74715 | 0.21916 | 0.87517 | 0.1381 | 0.63768 | 0.37574 | 0.90859 | 0.88778 | 0.94754 | 0.33868 | 0.96515 | 0.74712 | 0.58531 | 0.36735 | 0.40323 | 0.42977 | 0.73436 | 0.27276 | 0.92775 | 0.19595 | 0.58135 | 0.31366 | 0.8649 | 0.85068 | 0.89509 | 0.22174 | 0
Mar | 25 | 12 | Weekend | Saturday | 0.97458 | 0.98743 | 0.9786 | 0.71125 | 0.0044079 | 0.71125 | 0.71125 | 0.8992 | 0.71125 | 0.97458 | 0.97458 | 0.86399 | 0.76795 | 0.58736 | 0.37757 | 0.38966 | 0.52388 | 0.74869 | 0.21988 | 0.86218 | 0.13608 | 0.62904 | 0.35201 | 0.8992 | 0.874 | 0.92052 | 0.29889 | 0.85104 | 0.73697 | 0.55681 | 0.36762 | 0.39211 | 0.42025 | 0.73631 | 0.27132 | 0.91099 | 0.19403 | 0.57851 | 0.27993 | 0.88619 | 0.87382 | 0.8721 | 0.18264 | 0
Mar | 25 | 13 | Weekend | Saturday | 0.94424 | 0.98626 | 0.97571 | 0.69026 | 0.0044079 | 0.69026 | 0.69026 | 0.88913 | 0.69026 | 0.94424 | 0.94424 | 0.79671 | 0.76574 | 0.57015 | 0.32367 | 0.3522 | 0.49865 | 0.74554 | 0.21813 | 0.77938 | 0.13575 | 0.62356 | 0.34888 | 0.88913 | 0.86388 | 0.9022 | 0.28638 | 0.7863 | 0.73603 | 0.53852 | 0.30849 | 0.35508 | 0.41222 | 0.73292 | 0.27148 | 0.79761 | 0.19372 | 0.57685 | 0.27993 | 0.88606 | 0.87382 | 0.85904 | 0.18136 | 0
Mar | 25 | 14 | Weekend | Saturday | 0.92017 | 0.98997 | 0.95837 | 0.6896 | 0.0044079 | 0.6896 | 0.6896 | 0.87722 | 0.6896 | 0.92017 | 0.92017 | 0.80432 | 0.75203 | 0.56242 | 0.27053 | 0.31526 | 0.50693 | 0.73669 | 0.21909 | 0.73058 | 0.13566 | 0.6243 | 0.34292 | 0.87722 | 0.85386 | 0.8849 | 0.2866 | 0.78621 | 0.72921 | 0.53227 | 0.24953 | 0.3184 | 0.43132 | 0.72354 | 0.2715 | 0.73089 | 0.19362 | 0.57295 | 0.27993 | 0.88657 | 0.87382 | 0.84585 | 0.18223 | 0
Mar | 25 | 15 | Weekend | Saturday | 0.87724 | 0.98823 | 0.93785 | 0.7095 | 0.0044079 | 0.7095 | 0.7095 | 0.86931 | 0.7095 | 0.87724 | 0.87724 | 0.90735 | 0.73644 | 0.5686 | 0.30078 | 0.31664 | 0.61388 | 0.71002 | 0.21741 | 0.72983 | 0.13304 | 0.608 | 0.34604 | 0.86931 | 0.84815 | 0.87728 | 0.24627 | 0.89281 | 0.71829 | 0.56498 | 0.27819 | 0.32025 | 0.56197 | 0.69408 | 0.27115 | 0.72897 | 0.19336 | 0.59507 | 0.27993 | 0.88737 | 0.87382 | 0.84045 | 0.14991 | 0
Mar | 25 | 16 | Weekend | Saturday | 0.8363 | 0.96654 | 0.92175 | 0.78995 | 0.33627 | 0.78995 | 0.78995 | 0.85554 | 0.78995 | 0.8363 | 0.8363 | 0.9706 | 0.72042 | 0.62129 | 0.33258 | 0.33099 | 0.7751 | 0.69358 | 0.2191 | 0.81325 | 0.13374 | 0.65071 | 0.33734 | 0.85554 | 0.84107 | 0.85525 | 0.22358 | 0.9568 | 0.69902 | 0.63384 | 0.29969 | 0.3331 | 0.7475 | 0.67231 | 0.27093 | 0.83875 | 0.19321 | 0.6609 | 0.26306 | 0.82138 | 0.80442 | 0.79626 | 0.11859 | 0
Mar | 25 | 17 | Weekend | Saturday | 0.81461 | 0.94894 | 0.90975 | 0.8917 | 0.55751 | 0.8917 | 0.8917 | 0.80781 | 0.8917 | 0.81461 | 0.81461 | 1 | 0.6917 | 0.75468 | 0.31507 | 0.26605 | 0.91556 | 0.57355 | 0.23026 | 0.89846 | 0.14175 | 0.81124 | 0.29898 | 0.80781 | 0.81692 | 0.87691 | 0.29759 | 0.99327 | 0.66103 | 0.79074 | 0.30523 | 0.27423 | 0.90097 | 0.54544 | 0.28842 | 0.93882 | 0.20547 | 0.82477 | 0.2685 | 0.69738 | 0.69455 | 0.79491 | 0.1701 | 0
Mar | 25 | 18 | Weekend | Saturday | 0.79786 | 0.94943 | 0.8994 | 0.9636 | 1 | 0.9636 | 0.9636 | 0.63192 | 0.9636 | 0.79786 | 0.79786 | 0.93638 | 0.68592 | 0.87469 | 0.29607 | 0.22306 | 1 | 0.5626 | 0.25917 | 0.94914 | 0.15757 | 0.93074 | 0.32441 | 0.63192 | 0.68639 | 0.84946 | 0.40274 | 0.94845 | 0.64966 | 0.91725 | 0.31538 | 0.23148 | 0.99608 | 0.53301 | 0.32112 | 0.99799 | 0.22901 | 0.94425 | 0.34573 | 0.61173 | 0.68244 | 0.74157 | 0.25894 | 0
Mar | 25 | 19 | Weekend | Saturday | 0.82192 | 0.96683 | 0.89212 | 0.98919 | 1 | 0.98919 | 0.98919 | 0.52736 | 0.98919 | 0.82192 | 0.82192 | 0.87703 | 0.6576 | 0.92583 | 0.28779 | 0.22395 | 0.98806 | 0.54168 | 0.25759 | 0.87882 | 0.15863 | 0.97903 | 0.32212 | 0.52736 | 0.58182 | 0.79455 | 0.42484 | 0.88472 | 0.61194 | 0.96606 | 0.30657 | 0.2324 | 0.98083 | 0.50146 | 0.32149 | 0.88857 | 0.22983 | 0.99063 | 0.34573 | 0.53385 | 0.60791 | 0.66151 | 0.26275 | 0
Mar | 25 | 20 | Weekend | Saturday | 0.81553 | 0.92168 | 0.87594 | 0.93017 | 1 | 0.93017 | 0.93017 | 0.29425 | 0.93017 | 0.81553 | 0.81553 | 0.88482 | 0.63248 | 0.92908 | 0.27544 | 0.22872 | 0.91252 | 0.48089 | 0.2586 | 0.84744 | 0.16639 | 0.99273 | 0.32306 | 0.29425 | 0.34833 | 0.7183 | 0.44032 | 0.88342 | 0.57824 | 0.9622 | 0.2924 | 0.23661 | 0.89104 | 0.43824 | 0.321 | 0.82026 | 0.23107 | 1 | 0.34789 | 0.34367 | 0.43165 | 0.58182 | 0.26538 | 0
Mar | 25 | 21 | Weekend | Saturday | 0.76928 | 0.86777 | 0.85148 | 0.86026 | 1 | 0.86026 | 0.86026 | 0.16969 | 0.86026 | 0.76928 | 0.76928 | 0.86579 | 0.626 | 0.90427 | 0.25407 | 0.22836 | 0.78675 | 0.44351 | 0.25699 | 0.85864 | 0.16511 | 0.85389 | 0.32651 | 0.16969 | 0.22306 | 0.40841 | 0.45405 | 0.88116 | 0.56737 | 0.85528 | 0.26932 | 0.23751 | 0.73052 | 0.39641 | 0.32015 | 0.81697 | 0.23112 | 0.8321 | 0.34789 | 0.2306 | 0.32128 | 0.39375 | 0.26774 | 0
Mar | 25 | 22 | Weekend | Saturday | 0.75451 | 0.85036 | 0.82333 | 0.75152 | 1 | 0.75152 | 0.75152 | 0.15672 | 0.75152 | 0.75451 | 0.75451 | 0.83621 | 0.62286 | 0.73613 | 0.23368 | 0.23476 | 0.66019 | 0.44406 | 0.25927 | 0.89032 | 0.16242 | 0.62897 | 0.3242 | 0.15672 | 0.21023 | 0.33273 | 0.45972 | 0.89165 | 0.56153 | 0.6502 | 0.24647 | 0.2434 | 0.57335 | 0.39374 | 0.32243 | 0.84194 | 0.23297 | 0.57438 | 0.34789 | 0.21298 | 0.30279 | 0.40509 | 0.26867 | 0
Mar | 25 | 23 | Weekend | Saturday | 0.7264 | 0.86195 | 0.80039 | 0.64862 | 1 | 0.64862 | 0.64862 | 0.1529 | 0.64862 | 0.7264 | 0.7264 | 0.73963 | 0.61251 | 0.4959 | 0.23807 | 0.23252 | 0.58492 | 0.4884 | 0.26105 | 0.80737 | 0.15955 | 0.49222 | 0.34267 | 0.1529 | 0.20705 | 0.32962 | 0.47641 | 0.70618 | 0.55215 | 0.46872 | 0.25462 | 0.24134 | 0.47366 | 0.44163 | 0.3227 | 0.67205 | 0.23033 | 0.43255 | 0.36822 | 0.20778 | 0.29822 | 0.4013 | 0.27167 | 0
Mar | 26 | 24 | Weekend | Sunday | 0.72031 | 0.85277 | 0.80442 | 0.58685 | 1 | 0.58685 | 0.58685 | 0.15672 | 0.58685 | 0.72031 | 0.72031 | 0.37195 | 0.59927 | 0.36712 | 0.21202 | 0.21748 | 0.55376 | 0.4905 | 0.25757 | 0.4257 | 0.15862 | 0.47192 | 0.32212 | 0.15672 | 0.21088 | 0.26588 | 0.4792 | 0.4033 | 0.5333 | 0.40158 | 0.22577 | 0.22562 | 0.42078 | 0.44214 | 0.32099 | 0.39366 | 0.23033 | 0.41183 | 0.34573 | 0.21298 | 0.30289 | 0.32215 | 0.27212 | 0
Mar | 26 | 1 | Weekend | Sunday | 0.71952 | 0.81452 | 0.79448 | 0.56256 | 1 | 0.56256 | 0.56256 | 0.15739 | 0.56256 | 0.71952 | 0.71952 | 0.20617 | 0.59481 | 0.32811 | 0.2131 | 0.21993 | 0.56461 | 0.49453 | 0.25886 | 0.25407 | 0.16216 | 0.4549 | 0.32326 | 0.15739 | 0.21153 | 0.27309 | 0.50833 | 0.33713 | 0.52428 | 0.36239 | 0.22623 | 0.2282 | 0.41325 | 0.44749 | 0.32071 | 0.33711 | 0.23321 | 0.38303 | 0.34573 | 0.21319 | 0.30298 | 0.3211 | 0.27694 | 0
Mar | 26 | 2 | Weekend | Sunday | 0.69234 | 0.77222 | 0.76112 | 0.53766 | 0.96212 | 0.53766 | 0.53766 | 0.16004 | 0.53766 | 0.69234 | 0.69234 | 0.20656 | 0.59097 | 0.3142 | 0.21445 | 0.22232 | 0.57838 | 0.49588 | 0.26411 | 0.25613 | 0.16327 | 0.44758 | 0.32097 | 0.16004 | 0.21329 | 0.28184 | 0.51497 | 0.33747 | 0.51674 | 0.34563 | 0.22637 | 0.23089 | 0.41039 | 0.44811 | 0.3234 | 0.33769 | 0.23569 | 0.36946 | 0.34573 | 0.21382 | 0.30324 | 0.32617 | 0.27728 | 0
Mar | 26 | 3 | Weekend | Sunday | 0.71197 | 0.79675 | 0.78987 | 0.5479 | 1 | 0.5479 | 0.5479 | 0.16275 | 0.5479 | 0.71197 | 0.71197 | 0.20785 | 0.59088 | 0.32866 | 0.22112 | 0.22654 | 0.61876 | 0.55529 | 0.26889 | 0.25822 | 0.16603 | 0.46664 | 0.32326 | 0.16275 | 0.21465 | 0.30957 | 0.54256 | 0.33972 | 0.51599 | 0.35219 | 0.2335 | 0.23491 | 0.44361 | 0.50132 | 0.32715 | 0.3412 | 0.23727 | 0.38788 | 0.34573 | 0.21461 | 0.30344 | 0.3528 | 0.28097 | 0
Mar | 26 | 4 | Weekend | Sunday | 0.7143 | 0.80019 | 0.80847 | 0.55967 | 1 | 0.55967 | 0.55967 | 0.16545 | 0.55967 | 0.7143 | 0.7143 | 0.50209 | 0.59046 | 0.3706 | 0.24044 | 0.24793 | 0.71715 | 0.65874 | 0.27164 | 0.55856 | 0.16848 | 0.50948 | 0.32326 | 0.16545 | 0.21762 | 0.32498 | 0.54204 | 0.45051 | 0.51441 | 0.38421 | 0.25239 | 0.25664 | 0.5364 | 0.5858 | 0.32808 | 0.43153 | 0.23995 | 0.43012 | 0.34573 | 0.21535 | 0.30388 | 0.36736 | 0.27977 | 0
Mar | 26 | 5 | Weekend | Sunday | 0.69329 | 0.83502 | 0.85889 | 0.66293 | 1 | 0.66293 | 0.66293 | 0.48326 | 0.66293 | 0.69329 | 0.69329 | 0.81928 | 0.60851 | 0.50165 | 0.34041 | 0.41962 | 0.86202 | 0.74783 | 0.26933 | 0.94268 | 0.16987 | 0.63545 | 0.42412 | 0.48326 | 0.54881 | 0.63366 | 0.54846 | 0.72701 | 0.54179 | 0.52975 | 0.30924 | 0.43593 | 0.64655 | 0.69007 | 0.32285 | 0.78838 | 0.24157 | 0.56889 | 0.38741 | 0.28535 | 0.3353 | 0.43923 | 0.26659 | 0
Mar | 26 | 6 | Weekend | Sunday | 0.7157 | 0.89222 | 0.93419 | 0.78766 | 0.0044079 | 0.78766 | 0.78766 | 0.47937 | 0.78766 | 0.7157 | 0.7157 | 0.9183 | 0.64839 | 0.74962 | 0.42916 | 0.53062 | 0.86691 | 0.73421 | 0.22778 | 1 | 0.1452 | 0.76052 | 0.43406 | 0.47937 | 0.50414 | 0.77779 | 0.49212 | 0.89859 | 0.57789 | 0.70344 | 0.32642 | 0.52997 | 0.62762 | 0.6891 | 0.2791 | 0.91256 | 0.20515 | 0.69956 | 0.29385 | 0.24523 | 0.2169 | 0.46728 | 0.18332 | 0
Mar | 26 | 7 | Weekend | Sunday | 0.74765 | 0.91666 | 0.98327 | 0.80219 | 0.0044079 | 0.80219 | 0.80219 | 0.86581 | 0.80219 | 0.74765 | 0.74765 | 0.94639 | 0.7023 | 1 | 0.47028 | 0.48377 | 0.83741 | 0.77535 | 0.22531 | 0.8893 | 0.14104 | 0.99973 | 0.43981 | 0.86581 | 0.89784 | 0.8362 | 0.51622 | 0.95703 | 0.63592 | 0.87454 | 0.38971 | 0.46676 | 0.60838 | 0.74501 | 0.27586 | 0.79572 | 0.2011 | 0.93168 | 0.31366 | 0.46337 | 0.41299 | 0.59479 | 0.20342 | 0
Mar | 26 | 8 | Weekend | Sunday | 0.79375 | 0.95175 | 1 | 0.79871 | 0.0044079 | 0.79871 | 0.79871 | 0.96129 | 0.79871 | 0.79375 | 0.79375 | 0.87359 | 0.73023 | 0.94893 | 0.46739 | 0.45268 | 0.74684 | 0.79256 | 0.2223 | 0.81732 | 0.13983 | 1 | 0.43459 | 0.96129 | 0.98619 | 0.84295 | 0.47373 | 0.84987 | 0.68297 | 0.83874 | 0.42691 | 0.4416 | 0.53933 | 0.77149 | 0.27453 | 0.7297 | 0.19896 | 0.93945 | 0.34739 | 0.64126 | 0.60082 | 0.65362 | 0.23796 | 0
Mar | 26 | 9 | Weekend | Sunday | 0.91171 | 0.9664 | 0.99951 | 0.75162 | 0.0044079 | 0.75162 | 0.75162 | 0.96022 | 0.75162 | 0.91171 | 0.91171 | 0.93469 | 0.76086 | 0.75891 | 0.41068 | 0.42146 | 0.64327 | 0.7845 | 0.22211 | 0.87525 | 0.14205 | 0.7825 | 0.41904 | 0.96022 | 0.96732 | 0.86876 | 0.44467 | 0.89316 | 0.72313 | 0.67264 | 0.38468 | 0.41503 | 0.46192 | 0.76898 | 0.27331 | 0.84075 | 0.19848 | 0.71379 | 0.34739 | 0.77181 | 0.7466 | 0.73579 | 0.2674 | 0
Mar | 26 | 10 | Weekend | Sunday | 0.98745 | 0.98821 | 0.99822 | 0.74408 | 0.0044079 | 0.74408 | 0.74408 | 0.91802 | 0.74408 | 0.98745 | 0.98745 | 0.98134 | 0.77544 | 0.66522 | 0.38457 | 0.41033 | 0.57881 | 0.77391 | 0.22142 | 0.90689 | 0.14126 | 0.66061 | 0.40414 | 0.91802 | 0.90857 | 0.93763 | 0.40284 | 0.96866 | 0.74241 | 0.60515 | 0.36734 | 0.4093 | 0.43289 | 0.75823 | 0.27383 | 0.93273 | 0.1981 | 0.59458 | 0.34739 | 0.80134 | 0.78129 | 0.85642 | 0.2638 | 0
Mar | 26 | 11 | Weekend | Sunday | 1 | 0.99628 | 0.98953 | 0.72554 | 0.0044079 | 0.72554 | 0.72554 | 0.90859 | 0.72554 | 1 | 1 | 0.95096 | 0.77783 | 0.61721 | 0.37856 | 0.40246 | 0.54734 | 0.74715 | 0.21916 | 0.87517 | 0.1381 | 0.63768 | 0.37574 | 0.90859 | 0.88778 | 0.94754 | 0.33868 | 0.96515 | 0.74712 | 0.58531 | 0.36735 | 0.40323 | 0.42977 | 0.73436 | 0.27276 | 0.92775 | 0.19595 | 0.58135 | 0.31366 | 0.8649 | 0.85068 | 0.89509 | 0.22174 | 0
Mar | 26 | 12 | Weekend | Sunday | 0.97458 | 0.98743 | 0.9786 | 0.71125 | 0.0044079 | 0.71125 | 0.71125 | 0.8992 | 0.71125 | 0.97458 | 0.97458 | 0.86399 | 0.76795 | 0.58736 | 0.37757 | 0.38966 | 0.52388 | 0.74869 | 0.21988 | 0.86218 | 0.13608 | 0.62904 | 0.35201 | 0.8992 | 0.874 | 0.92052 | 0.29889 | 0.85104 | 0.73697 | 0.55681 | 0.36762 | 0.39211 | 0.42025 | 0.73631 | 0.27132 | 0.91099 | 0.19403 | 0.57851 | 0.27993 | 0.88619 | 0.87382 | 0.8721 | 0.18264 | 0
Mar | 26 | 13 | Weekend | Sunday | 0.94424 | 0.98626 | 0.97571 | 0.69026 | 0.0044079 | 0.69026 | 0.69026 | 0.88913 | 0.69026 | 0.94424 | 0.94424 | 0.79671 | 0.76574 | 0.57015 | 0.32367 | 0.3522 | 0.49865 | 0.74554 | 0.21813 | 0.77938 | 0.13575 | 0.62356 | 0.34888 | 0.88913 | 0.86388 | 0.9022 | 0.28638 | 0.7863 | 0.73603 | 0.53852 | 0.30849 | 0.35508 | 0.41222 | 0.73292 | 0.27148 | 0.79761 | 0.19372 | 0.57685 | 0.27993 | 0.88606 | 0.87382 | 0.85904 | 0.18136 | 0
Mar | 26 | 14 | Weekend | Sunday | 0.92017 | 0.98997 | 0.95837 | 0.6896 | 0.0044079 | 0.6896 | 0.6896 | 0.87722 | 0.6896 | 0.92017 | 0.92017 | 0.80432 | 0.75203 | 0.56242 | 0.27053 | 0.31526 | 0.50693 | 0.73669 | 0.21909 | 0.73058 | 0.13566 | 0.6243 | 0.34292 | 0.87722 | 0.85386 | 0.8849 | 0.2866 | 0.78621 | 0.72921 | 0.53227 | 0.24953 | 0.3184 | 0.43132 | 0.72354 | 0.2715 | 0.73089 | 0.19362 | 0.57295 | 0.27993 | 0.88657 | 0.87382 | 0.84585 | 0.18223 | 0
Mar | 26 | 15 | Weekend | Sunday | 0.87724 | 0.98823 | 0.93785 | 0.7095 | 0.0044079 | 0.7095 | 0.7095 | 0.86931 | 0.7095 | 0.87724 | 0.87724 | 0.90735 | 0.73644 | 0.5686 | 0.30078 | 0.31664 | 0.61388 | 0.71002 | 0.21741 | 0.72983 | 0.13304 | 0.608 | 0.34604 | 0.86931 | 0.84815 | 0.87728 | 0.24627 | 0.89281 | 0.71829 | 0.56498 | 0.27819 | 0.32025 | 0.56197 | 0.69408 | 0.27115 | 0.72897 | 0.19336 | 0.59507 | 0.27993 | 0.88737 | 0.87382 | 0.84045 | 0.14991 | 0
Mar | 26 | 16 | Weekend | Sunday | 0.8363 | 0.96654 | 0.92175 | 0.78995 | 0.33627 | 0.78995 | 0.78995 | 0.85554 | 0.78995 | 0.8363 | 0.8363 | 0.9706 | 0.72042 | 0.62129 | 0.33258 | 0.33099 | 0.7751 | 0.69358 | 0.2191 | 0.81325 | 0.13374 | 0.65071 | 0.33734 | 0.85554 | 0.84107 | 0.85525 | 0.22358 | 0.9568 | 0.69902 | 0.63384 | 0.29969 | 0.3331 | 0.7475 | 0.67231 | 0.27093 | 0.83875 | 0.19321 | 0.6609 | 0.26306 | 0.82138 | 0.80442 | 0.79626 | 0.11859 | 0
Mar | 26 | 17 | Weekend | Sunday | 0.81461 | 0.94894 | 0.90975 | 0.8917 | 0.55751 | 0.8917 | 0.8917 | 0.80781 | 0.8917 | 0.81461 | 0.81461 | 1 | 0.6917 | 0.75468 | 0.31507 | 0.26605 | 0.91556 | 0.57355 | 0.23026 | 0.89846 | 0.14175 | 0.81124 | 0.29898 | 0.80781 | 0.81692 | 0.87691 | 0.29759 | 0.99327 | 0.66103 | 0.79074 | 0.30523 | 0.27423 | 0.90097 | 0.54544 | 0.28842 | 0.93882 | 0.20547 | 0.82477 | 0.2685 | 0.69738 | 0.69455 | 0.79491 | 0.1701 | 0
Mar | 26 | 18 | Weekend | Sunday | 0.79786 | 0.94943 | 0.8994 | 0.9636 | 1 | 0.9636 | 0.9636 | 0.63192 | 0.9636 | 0.79786 | 0.79786 | 0.93638 | 0.68592 | 0.87469 | 0.29607 | 0.22306 | 1 | 0.5626 | 0.25917 | 0.94914 | 0.15757 | 0.93074 | 0.32441 | 0.63192 | 0.68639 | 0.84946 | 0.40274 | 0.94845 | 0.64966 | 0.91725 | 0.31538 | 0.23148 | 0.99608 | 0.53301 | 0.32112 | 0.99799 | 0.22901 | 0.94425 | 0.34573 | 0.61173 | 0.68244 | 0.74157 | 0.25894 | 0
Mar | 26 | 19 | Weekend | Sunday | 0.82192 | 0.96683 | 0.89212 | 0.98919 | 1 | 0.98919 | 0.98919 | 0.52736 | 0.98919 | 0.82192 | 0.82192 | 0.87703 | 0.6576 | 0.92583 | 0.28779 | 0.22395 | 0.98806 | 0.54168 | 0.25759 | 0.87882 | 0.15863 | 0.97903 | 0.32212 | 0.52736 | 0.58182 | 0.79455 | 0.42484 | 0.88472 | 0.61194 | 0.96606 | 0.30657 | 0.2324 | 0.98083 | 0.50146 | 0.32149 | 0.88857 | 0.22983 | 0.99063 | 0.34573 | 0.53385 | 0.60791 | 0.66151 | 0.26275 | 0
Mar | 26 | 20 | Weekend | Sunday | 0.81553 | 0.92168 | 0.87594 | 0.93017 | 1 | 0.93017 | 0.93017 | 0.29425 | 0.93017 | 0.81553 | 0.81553 | 0.88482 | 0.63248 | 0.92908 | 0.27544 | 0.22872 | 0.91252 | 0.48089 | 0.2586 | 0.84744 | 0.16639 | 0.99273 | 0.32306 | 0.29425 | 0.34833 | 0.7183 | 0.44032 | 0.88342 | 0.57824 | 0.9622 | 0.2924 | 0.23661 | 0.89104 | 0.43824 | 0.321 | 0.82026 | 0.23107 | 1 | 0.34789 | 0.34367 | 0.43165 | 0.58182 | 0.26538 | 0
Mar | 26 | 21 | Weekend | Sunday | 0.76928 | 0.86777 | 0.85148 | 0.86026 | 1 | 0.86026 | 0.86026 | 0.16969 | 0.86026 | 0.76928 | 0.76928 | 0.86579 | 0.626 | 0.90427 | 0.25407 | 0.22836 | 0.78675 | 0.44351 | 0.25699 | 0.85864 | 0.16511 | 0.85389 | 0.32651 | 0.16969 | 0.22306 | 0.40841 | 0.45405 | 0.88116 | 0.56737 | 0.85528 | 0.26932 | 0.23751 | 0.73052 | 0.39641 | 0.32015 | 0.81697 | 0.23112 | 0.8321 | 0.34789 | 0.2306 | 0.32128 | 0.39375 | 0.26774 | 0
Mar | 26 | 22 | Weekend | Sunday | 0.75451 | 0.85036 | 0.82333 | 0.75152 | 1 | 0.75152 | 0.75152 | 0.15672 | 0.75152 | 0.75451 | 0.75451 | 0.83621 | 0.62286 | 0.73613 | 0.23368 | 0.23476 | 0.66019 | 0.44406 | 0.25927 | 0.89032 | 0.16242 | 0.62897 | 0.3242 | 0.15672 | 0.21023 | 0.33273 | 0.45972 | 0.89165 | 0.56153 | 0.6502 | 0.24647 | 0.2434 | 0.57335 | 0.39374 | 0.32243 | 0.84194 | 0.23297 | 0.57438 | 0.34789 | 0.21298 | 0.30279 | 0.40509 | 0.26867 | 0
Mar | 26 | 23 | Weekend | Sunday | 0.7264 | 0.86195 | 0.80039 | 0.64862 | 1 | 0.64862 | 0.64862 | 0.16054 | 0.64862 | 0.7264 | 0.7264 | 0.65861 | 0.63235 | 0.45362 | 0.2515 | 0.24966 | 0.52948 | 0.42333 | 0.2598 | 0.71312 | 0.15911 | 0.46255 | 0.35688 | 0.16054 | 0.2134 | 0.32849 | 0.42718 | 0.6483 | 0.58025 | 0.45255 | 0.26831 | 0.25931 | 0.45528 | 0.37731 | 0.32184 | 0.61675 | 0.22952 | 0.42132 | 0.38388 | 0.21817 | 0.30736 | 0.40012 | 0.26312 | 0
Mar | 27 | 24 | Weekday | Monday | 0.70378 | 0.84019 | 0.79026 | 0.57764 | 1 | 0.57764 | 0.57764 | 0.15889 | 0.57764 | 0.70378 | 0.70378 | 0.3431 | 0.62965 | 0.35905 | 0.25584 | 0.25725 | 0.49974 | 0.41638 | 0.25942 | 0.39276 | 0.15894 | 0.43237 | 0.36434 | 0.15889 | 0.21219 | 0.28115 | 0.42433 | 0.39915 | 0.57596 | 0.39274 | 0.27259 | 0.26705 | 0.4146 | 0.37454 | 0.32073 | 0.38998 | 0.22897 | 0.38647 | 0.3912 | 0.21593 | 0.3054 | 0.34128 | 0.26253 | 0
Mar | 27 | 1 | Weekday | Monday | 0.70636 | 0.80398 | 0.78304 | 0.55341 | 1 | 0.55341 | 0.55341 | 0.15961 | 0.55341 | 0.70636 | 0.70636 | 0.20662 | 0.62802 | 0.33007 | 0.25564 | 0.25612 | 0.50033 | 0.43798 | 0.25839 | 0.25573 | 0.15932 | 0.41517 | 0.36457 | 0.15961 | 0.21313 | 0.27562 | 0.43902 | 0.33797 | 0.57276 | 0.36751 | 0.27255 | 0.26592 | 0.406 | 0.39081 | 0.32063 | 0.33853 | 0.22907 | 0.36678 | 0.39145 | 0.21616 | 0.30554 | 0.33244 | 0.26512 | 0
Mar | 27 | 2 | Weekday | Monday | 0.68425 | 0.76781 | 0.75731 | 0.52921 | 0.97004 | 0.52921 | 0.52921 | 0.16086 | 0.52921 | 0.68425 | 0.68425 | 0.20719 | 0.62603 | 0.3164 | 0.2565 | 0.25801 | 0.50532 | 0.42914 | 0.25915 | 0.25748 | 0.16009 | 0.41129 | 0.36378 | 0.16086 | 0.2138 | 0.2771 | 0.43421 | 0.33833 | 0.56934 | 0.35073 | 0.27276 | 0.26778 | 0.40216 | 0.38735 | 0.32092 | 0.33911 | 0.23023 | 0.36134 | 0.39145 | 0.21651 | 0.30564 | 0.33261 | 0.26423 | 0
Mar | 27 | 3 | Weekday | Monday | 0.70026 | 0.78787 | 0.78321 | 0.53986 | 1 | 0.53986 | 0.53986 | 0.16269 | 0.53986 | 0.70026 | 0.70026 | 0.2098 | 0.66118 | 0.33401 | 0.26336 | 0.25738 | 0.54236 | 0.54664 | 0.26157 | 0.26327 | 0.16146 | 0.42973 | 0.36502 | 0.16269 | 0.21557 | 0.31363 | 0.45206 | 0.34379 | 0.60963 | 0.36173 | 0.28022 | 0.26716 | 0.43632 | 0.49249 | 0.32307 | 0.34757 | 0.23168 | 0.37556 | 0.39234 | 0.21693 | 0.3059 | 0.37288 | 0.26748 | 0
Mar | 27 | 4 | Weekday | Monday | 0.7039 | 0.79344 | 0.80318 | 0.55254 | 1 | 0.55254 | 0.55254 | 0.16427 | 0.55254 | 0.7039 | 0.7039 | 0.46734 | 0.72157 | 0.42397 | 0.29687 | 0.27323 | 0.64019 | 0.67325 | 0.26342 | 0.51755 | 0.16291 | 0.4944 | 0.37992 | 0.16427 | 0.21635 | 0.33786 | 0.44762 | 0.4607 | 0.63068 | 0.43076 | 0.31515 | 0.28319 | 0.53058 | 0.58761 | 0.32468 | 0.44375 | 0.23302 | 0.4383 | 0.40759 | 0.21738 | 0.30601 | 0.39747 | 0.26643 | 0
Mar | 27 | 5 | Weekday | Monday | 0.68493 | 0.83211 | 0.85629 | 0.65709 | 1 | 0.65709 | 0.65709 | 0.65158 | 0.65709 | 0.68493 | 0.68493 | 0.75673 | 0.80541 | 0.66758 | 0.47678 | 0.70588 | 0.78393 | 0.82289 | 0.61464 | 0.87337 | 0.62634 | 0.71628 | 0.61444 | 0.65158 | 0.72587 | 0.6392 | 0.57194 | 0.74197 | 0.7346 | 0.66808 | 0.37907 | 0.73473 | 0.63685 | 0.75452 | 0.34944 | 0.80914 | 0.32244 | 0.67122 | 0.49935 | 0.34127 | 0.36871 | 0.51268 | 0.32104 | 0
Mar | 27 | 6 | Weekday | Monday | 0.71124 | 0.89164 | 0.93422 | 0.78148 | 0.0044079 | 0.78148 | 0.78148 | 0.84106 | 0.78148 | 0.71124 | 0.71124 | 0.89076 | 0.87894 | 0.93894 | 0.60928 | 0.88133 | 0.79787 | 0.91339 | 0.88408 | 0.93592 | 0.95066 | 0.9001 | 0.70755 | 0.84106 | 0.88269 | 0.76869 | 0.67723 | 0.90409 | 0.84198 | 0.88368 | 0.44574 | 0.88348 | 0.6271 | 0.8731 | 0.57163 | 0.91399 | 0.57063 | 0.867 | 0.47611 | 0.39354 | 0.33585 | 0.55231 | 0.45274 | 0
Mar | 27 | 7 | Weekday | Monday | 0.75017 | 0.91748 | 0.98292 | 0.79565 | 0.0044079 | 0.79565 | 0.79565 | 0.87001 | 0.79565 | 0.75017 | 0.75017 | 0.93869 | 0.92816 | 0.91831 | 0.89027 | 1 | 0.79237 | 0.96334 | 0.99418 | 0.8307 | 1 | 0.89238 | 0.93003 | 0.87001 | 0.89778 | 0.88992 | 0.86385 | 0.95801 | 0.90286 | 0.84389 | 0.82725 | 1 | 0.62978 | 0.93885 | 0.86724 | 0.7922 | 0.80965 | 0.84904 | 0.81537 | 0.57948 | 0.53207 | 0.7495 | 0.72882 | 0
Mar | 27 | 8 | Weekday | Monday | 0.79783 | 0.95508 | 0.99692 | 0.78644 | 0.0044079 | 0.78644 | 0.78644 | 0.9744 | 0.78644 | 0.79783 | 0.79783 | 0.83642 | 0.96433 | 0.77318 | 1 | 0.98333 | 0.72418 | 0.99206 | 1 | 0.76375 | 0.97867 | 0.8257 | 1 | 0.9744 | 0.98787 | 0.98383 | 0.99297 | 0.84626 | 0.94647 | 0.72701 | 0.99799 | 0.99473 | 0.5762 | 0.98379 | 0.96043 | 0.73123 | 0.88767 | 0.78114 | 0.98833 | 0.85217 | 0.83078 | 0.91941 | 0.93977 | 0
Mar | 27 | 9 | Weekday | Monday | 0.91221 | 0.96904 | 0.99564 | 0.7362 | 0.0044079 | 0.7362 | 0.7362 | 1 | 0.7362 | 0.91221 | 0.91221 | 0.87805 | 0.98693 | 0.64523 | 0.94979 | 0.90294 | 0.63243 | 1 | 0.98279 | 0.81695 | 0.95541 | 0.68863 | 0.96894 | 1 | 1 | 0.96425 | 1 | 0.89902 | 0.97452 | 0.61122 | 0.96324 | 0.91892 | 0.50118 | 1 | 0.97835 | 0.84749 | 0.9118 | 0.64202 | 0.99062 | 0.97969 | 0.97336 | 0.93142 | 1 | 0
Mar | 27 | 10 | Weekday | Monday | 0.988 | 0.99072 | 0.9945 | 0.72895 | 0.0044079 | 0.72895 | 0.72895 | 0.96341 | 0.72895 | 0.988 | 0.988 | 0.91899 | 0.99666 | 0.57804 | 0.93359 | 0.88702 | 0.58246 | 0.99326 | 0.97028 | 0.85567 | 0.94566 | 0.61975 | 0.95867 | 0.96341 | 0.95152 | 1 | 0.96883 | 0.97205 | 0.98777 | 0.56681 | 0.95498 | 0.90562 | 0.47756 | 0.99793 | 0.99449 | 0.93713 | 0.94269 | 0.57449 | 0.9934 | 0.99666 | 0.99431 | 1 | 1 | 0
Mar | 27 | 11 | Weekday | Monday | 0.99981 | 1 | 0.98813 | 0.71524 | 0.0044079 | 0.71524 | 0.71524 | 0.92969 | 0.71524 | 0.99981 | 0.99981 | 0.88647 | 0.98378 | 0.56366 | 0.91335 | 0.88941 | 0.55183 | 0.96058 | 0.96149 | 0.82674 | 0.94378 | 0.61223 | 0.92998 | 0.92969 | 0.91036 | 0.98223 | 0.89729 | 0.97263 | 0.97748 | 0.57014 | 0.93537 | 0.91023 | 0.47289 | 0.96597 | 1 | 0.93371 | 0.97254 | 0.5759 | 0.96421 | 0.9959 | 0.9951 | 0.99688 | 0.93878 | 0
Mar | 27 | 12 | Weekday | Monday | 0.97142 | 0.99245 | 0.97639 | 0.70184 | 0.0044079 | 0.70184 | 0.70184 | 0.91032 | 0.70184 | 0.97142 | 0.97142 | 0.78324 | 0.99107 | 0.55608 | 0.9268 | 0.87718 | 0.52761 | 0.9643 | 0.95738 | 0.80037 | 0.95062 | 0.61015 | 0.93931 | 0.91032 | 0.8863 | 0.94463 | 0.90906 | 0.85474 | 0.98762 | 0.56316 | 0.95465 | 0.89954 | 0.4655 | 0.97215 | 0.98861 | 0.91929 | 0.99207 | 0.57846 | 0.98177 | 0.99631 | 0.99582 | 0.96443 | 0.96735 | 0
Mar | 27 | 13 | Weekday | Monday | 0.93614 | 0.99201 | 0.97471 | 0.68281 | 0.0044079 | 0.68281 | 0.68281 | 0.89878 | 0.68281 | 0.93614 | 0.93614 | 0.7269 | 1 | 0.54787 | 0.93458 | 0.84021 | 0.51056 | 0.96807 | 0.95611 | 0.71885 | 0.95419 | 0.61137 | 0.94369 | 0.89878 | 0.8724 | 0.92837 | 0.92963 | 0.7931 | 0.9982 | 0.54969 | 0.97114 | 0.86264 | 0.46051 | 0.98169 | 0.98517 | 0.79992 | 1 | 0.57887 | 0.99957 | 0.9974 | 0.99736 | 0.9508 | 1 | 0
Mar | 27 | 14 | Weekday | Monday | 0.91256 | 0.99501 | 0.95885 | 0.68289 | 0.0044079 | 0.68289 | 0.68289 | 0.88815 | 0.68289 | 0.91256 | 0.91256 | 0.75113 | 0.99803 | 0.54831 | 0.93218 | 0.82024 | 0.52607 | 0.9434 | 0.95218 | 0.68701 | 0.93275 | 0.60856 | 0.94082 | 0.88815 | 0.86161 | 0.91315 | 0.92897 | 0.79205 | 0.99893 | 0.54865 | 0.97127 | 0.84304 | 0.4812 | 0.96039 | 0.97871 | 0.73663 | 0.98216 | 0.57577 | 1 | 0.99895 | 1 | 0.93652 | 1 | 0
Mar | 27 | 15 | Weekday | Monday | 0.86956 | 0.99228 | 0.93916 | 0.70609 | 0.0044079 | 0.70609 | 0.70609 | 0.88969 | 0.70609 | 0.86956 | 0.86956 | 0.87225 | 0.99717 | 0.5625 | 0.96086 | 0.83221 | 0.64252 | 0.92176 | 0.9244 | 0.69473 | 0.89027 | 0.59903 | 0.94109 | 0.88969 | 0.86564 | 0.91091 | 0.93449 | 0.90523 | 1 | 0.58803 | 1 | 0.85455 | 0.61747 | 0.94478 | 0.96413 | 0.73438 | 0.96013 | 0.60066 | 0.99934 | 0.99955 | 0.99986 | 0.93178 | 1 | 0
Mar | 27 | 16 | Weekday | Monday | 0.82679 | 0.96907 | 0.92328 | 0.78679 | 0.32119 | 0.78679 | 0.78679 | 0.90789 | 0.78679 | 0.82679 | 0.82679 | 0.9281 | 0.99404 | 0.64228 | 0.91118 | 0.80772 | 0.78647 | 0.91789 | 0.78445 | 0.78009 | 0.80989 | 0.6738 | 0.73929 | 0.90789 | 0.88845 | 0.91612 | 0.54776 | 0.96575 | 0.99866 | 0.67693 | 0.94136 | 0.82905 | 0.77898 | 0.93741 | 0.79326 | 0.84994 | 0.83016 | 0.69702 | 0.7569 | 1 | 0.99844 | 0.9304 | 0.54831 | 0
Mar | 27 | 17 | Weekday | Monday | 0.80288 | 0.94863 | 0.91149 | 0.89461 | 0.68322 | 0.89461 | 0.89461 | 0.85459 | 0.89461 | 0.80288 | 0.80288 | 0.95197 | 0.87254 | 0.83077 | 0.78359 | 0.70432 | 0.90509 | 0.71942 | 0.74552 | 0.85891 | 0.79126 | 0.8051 | 0.64087 | 0.85459 | 0.85507 | 0.93867 | 0.28494 | 1 | 0.86641 | 0.83489 | 0.7878 | 0.71919 | 0.90624 | 0.72186 | 0.71815 | 0.94235 | 0.75859 | 0.82037 | 0.59906 | 0.88709 | 0.89579 | 0.94314 | 0.22322 | 0
Mar | 27 | 18 | Weekday | Monday | 0.78595 | 0.95081 | 0.90096 | 0.97322 | 1 | 0.97322 | 0.97322 | 0.8814 | 0.97322 | 0.78595 | 0.78595 | 0.89347 | 0.80504 | 0.89701 | 0.74096 | 0.71909 | 0.98657 | 0.65016 | 0.78683 | 0.91606 | 0.797 | 0.90167 | 0.74312 | 0.8814 | 0.92683 | 0.93877 | 0.33628 | 0.94669 | 0.79159 | 0.92859 | 0.72501 | 0.73087 | 1 | 0.64428 | 0.74847 | 1 | 0.75134 | 0.92089 | 0.68076 | 0.88182 | 0.94279 | 0.92635 | 0.24762 | 0
Mar | 27 | 19 | Weekday | Monday | 0.81001 | 0.96922 | 0.89466 | 1 | 1 | 1 | 1 | 0.86246 | 1 | 0.81001 | 0.81001 | 0.84126 | 0.74741 | 0.91747 | 0.65379 | 0.69127 | 0.97165 | 0.60771 | 0.79857 | 0.83742 | 0.79986 | 0.97088 | 0.73218 | 0.86246 | 0.91495 | 0.87307 | 0.36534 | 0.88564 | 0.72128 | 0.98521 | 0.61488 | 0.69842 | 0.98338 | 0.58088 | 0.7471 | 0.88406 | 0.73841 | 0.99794 | 0.65138 | 0.82202 | 0.87838 | 0.83316 | 0.25262 | 0
Mar | 27 | 20 | Weekday | Monday | 0.80544 | 0.92275 | 0.87879 | 0.93469 | 1 | 0.93469 | 0.93469 | 0.54869 | 0.93469 | 0.80544 | 0.80544 | 0.83965 | 0.69895 | 0.97656 | 0.61002 | 0.69206 | 0.88799 | 0.5067 | 0.4679 | 0.80358 | 0.3989 | 0.98357 | 0.72899 | 0.54869 | 0.60618 | 0.70914 | 0.37479 | 0.88349 | 0.66405 | 1 | 0.5537 | 0.69675 | 0.88899 | 0.47513 | 0.46768 | 0.82032 | 0.39775 | 0.99469 | 0.63573 | 0.52861 | 0.60097 | 0.64757 | 0.25414 | 0
Mar | 27 | 21 | Weekday | Monday | 0.75725 | 0.86562 | 0.85587 | 0.86071 | 1 | 0.86071 | 0.86071 | 0.23581 | 0.86071 | 0.75725 | 0.75725 | 0.82488 | 0.66024 | 0.86875 | 0.41027 | 0.43531 | 0.75509 | 0.43133 | 0.26208 | 0.81437 | 0.15906 | 0.7998 | 0.51852 | 0.23581 | 0.28951 | 0.41402 | 0.39556 | 0.88169 | 0.61819 | 0.8515 | 0.39727 | 0.44246 | 0.7254 | 0.39404 | 0.3201 | 0.81793 | 0.22776 | 0.78831 | 0.4906 | 0.27742 | 0.36363 | 0.42161 | 0.25777 | 0
Mar | 27 | 22 | Weekday | Monday | 0.74443 | 0.84475 | 0.82811 | 0.74836 | 1 | 0.74836 | 0.74836 | 0.15888 | 0.74836 | 0.74443 | 0.74443 | 0.80179 | 0.64018 | 0.65006 | 0.28001 | 0.25563 | 0.62262 | 0.416 | 0.2625 | 0.84576 | 0.15935 | 0.57178 | 0.37022 | 0.15888 | 0.21202 | 0.3562 | 0.39901 | 0.89279 | 0.59277 | 0.62476 | 0.30004 | 0.26539 | 0.56698 | 0.37557 | 0.3229 | 0.84418 | 0.22901 | 0.53821 | 0.39852 | 0.21591 | 0.30538 | 0.43379 | 0.25824 | 0
Mar | 27 | 23 | Weekday | Monday | 0.71672 | 0.85719 | 0.8064 | 0.64174 | 1 | 0.64174 | 0.64174 | 0.16054 | 0.64174 | 0.71672 | 0.71672 | 0.65861 | 0.63235 | 0.45362 | 0.2515 | 0.24966 | 0.52948 | 0.42333 | 0.2598 | 0.71312 | 0.15911 | 0.46255 | 0.35688 | 0.16054 | 0.2134 | 0.32849 | 0.42718 | 0.6483 | 0.58025 | 0.45255 | 0.26831 | 0.25931 | 0.45528 | 0.37731 | 0.32184 | 0.61675 | 0.22952 | 0.42132 | 0.38388 | 0.21817 | 0.30736 | 0.40012 | 0.26312 | 0
Mar | 28 | 24 | Weekday | Tuesday | 0.70378 | 0.84019 | 0.79026 | 0.57764 | 1 | 0.57764 | 0.57764 | 0.15889 | 0.57764 | 0.70378 | 0.70378 | 0.3431 | 0.62965 | 0.35905 | 0.25584 | 0.25725 | 0.49974 | 0.41638 | 0.25942 | 0.39276 | 0.15894 | 0.43237 | 0.36434 | 0.15889 | 0.21219 | 0.28115 | 0.42433 | 0.39915 | 0.57596 | 0.39274 | 0.27259 | 0.26705 | 0.4146 | 0.37454 | 0.32073 | 0.38998 | 0.22897 | 0.38647 | 0.3912 | 0.21593 | 0.3054 | 0.34128 | 0.26253 | 0
Mar | 28 | 1 | Weekday | Tuesday | 0.70636 | 0.80398 | 0.78304 | 0.55341 | 1 | 0.55341 | 0.55341 | 0.15961 | 0.55341 | 0.70636 | 0.70636 | 0.20662 | 0.62802 | 0.33007 | 0.25564 | 0.25612 | 0.50033 | 0.43798 | 0.25839 | 0.25573 | 0.15932 | 0.41517 | 0.36457 | 0.15961 | 0.21313 | 0.27562 | 0.43902 | 0.33797 | 0.57276 | 0.36751 | 0.27255 | 0.26592 | 0.406 | 0.39081 | 0.32063 | 0.33853 | 0.22907 | 0.36678 | 0.39145 | 0.21616 | 0.30554 | 0.33244 | 0.26512 | 0
Mar | 28 | 2 | Weekday | Tuesday | 0.68425 | 0.76781 | 0.75731 | 0.52921 | 0.97004 | 0.52921 | 0.52921 | 0.16086 | 0.52921 | 0.68425 | 0.68425 | 0.20719 | 0.62603 | 0.3164 | 0.2565 | 0.25801 | 0.50532 | 0.42914 | 0.25915 | 0.25748 | 0.16009 | 0.41129 | 0.36378 | 0.16086 | 0.2138 | 0.2771 | 0.43421 | 0.33833 | 0.56934 | 0.35073 | 0.27276 | 0.26778 | 0.40216 | 0.38735 | 0.32092 | 0.33911 | 0.23023 | 0.36134 | 0.39145 | 0.21651 | 0.30564 | 0.33261 | 0.26423 | 0
Mar | 28 | 3 | Weekday | Tuesday | 0.70026 | 0.78787 | 0.78321 | 0.53986 | 1 | 0.53986 | 0.53986 | 0.16269 | 0.53986 | 0.70026 | 0.70026 | 0.2098 | 0.66118 | 0.33401 | 0.26336 | 0.25738 | 0.54236 | 0.54664 | 0.26157 | 0.26327 | 0.16146 | 0.42973 | 0.36502 | 0.16269 | 0.21557 | 0.31363 | 0.45206 | 0.34379 | 0.60963 | 0.36173 | 0.28022 | 0.26716 | 0.43632 | 0.49249 | 0.32307 | 0.34757 | 0.23168 | 0.37556 | 0.39234 | 0.21693 | 0.3059 | 0.37288 | 0.26748 | 0
Mar | 28 | 4 | Weekday | Tuesday | 0.7039 | 0.79344 | 0.80318 | 0.55254 | 1 | 0.55254 | 0.55254 | 0.16427 | 0.55254 | 0.7039 | 0.7039 | 0.46734 | 0.72157 | 0.42397 | 0.29687 | 0.27323 | 0.64019 | 0.67325 | 0.26342 | 0.51755 | 0.16291 | 0.4944 | 0.37992 | 0.16427 | 0.21635 | 0.33786 | 0.44762 | 0.4607 | 0.63068 | 0.43076 | 0.31515 | 0.28319 | 0.53058 | 0.58761 | 0.32468 | 0.44375 | 0.23302 | 0.4383 | 0.40759 | 0.21738 | 0.30601 | 0.39747 | 0.26643 | 0
Mar | 28 | 5 | Weekday | Tuesday | 0.68493 | 0.83211 | 0.85629 | 0.65709 | 1 | 0.65709 | 0.65709 | 0.65158 | 0.65709 | 0.68493 | 0.68493 | 0.75673 | 0.80541 | 0.66758 | 0.47678 | 0.70588 | 0.78393 | 0.82289 | 0.61464 | 0.87337 | 0.62634 | 0.71628 | 0.61444 | 0.65158 | 0.72587 | 0.6392 | 0.57194 | 0.74197 | 0.7346 | 0.66808 | 0.37907 | 0.73473 | 0.63685 | 0.75452 | 0.34944 | 0.80914 | 0.32244 | 0.67122 | 0.49935 | 0.34127 | 0.36871 | 0.51268 | 0.32104 | 0
Mar | 28 | 6 | Weekday | Tuesday | 0.71124 | 0.89164 | 0.93422 | 0.78148 | 0.0044079 | 0.78148 | 0.78148 | 0.84106 | 0.78148 | 0.71124 | 0.71124 | 0.89076 | 0.87894 | 0.93894 | 0.60928 | 0.88133 | 0.79787 | 0.91339 | 0.88408 | 0.93592 | 0.95066 | 0.9001 | 0.70755 | 0.84106 | 0.88269 | 0.76869 | 0.67723 | 0.90409 | 0.84198 | 0.88368 | 0.44574 | 0.88348 | 0.6271 | 0.8731 | 0.57163 | 0.91399 | 0.57063 | 0.867 | 0.47611 | 0.39354 | 0.33585 | 0.55231 | 0.45274 | 0
Mar | 28 | 7 | Weekday | Tuesday | 0.75017 | 0.91748 | 0.98292 | 0.79565 | 0.0044079 | 0.79565 | 0.79565 | 0.87001 | 0.79565 | 0.75017 | 0.75017 | 0.93869 | 0.92816 | 0.91831 | 0.89027 | 1 | 0.79237 | 0.96334 | 0.99418 | 0.8307 | 1 | 0.89238 | 0.93003 | 0.87001 | 0.89778 | 0.88992 | 0.86385 | 0.95801 | 0.90286 | 0.84389 | 0.82725 | 1 | 0.62978 | 0.93885 | 0.86724 | 0.7922 | 0.80965 | 0.84904 | 0.81537 | 0.57948 | 0.53207 | 0.7495 | 0.72882 | 0
Mar | 28 | 8 | Weekday | Tuesday | 0.79783 | 0.95508 | 0.99692 | 0.78644 | 0.0044079 | 0.78644 | 0.78644 | 0.9744 | 0.78644 | 0.79783 | 0.79783 | 0.83642 | 0.96433 | 0.77318 | 1 | 0.98333 | 0.72418 | 0.99206 | 1 | 0.76375 | 0.97867 | 0.8257 | 1 | 0.9744 | 0.98787 | 0.98383 | 0.99297 | 0.84626 | 0.94647 | 0.72701 | 0.99799 | 0.99473 | 0.5762 | 0.98379 | 0.96043 | 0.73123 | 0.88767 | 0.78114 | 0.98833 | 0.85217 | 0.83078 | 0.91941 | 0.93977 | 0
Mar | 28 | 9 | Weekday | Tuesday | 0.91221 | 0.96904 | 0.99564 | 0.7362 | 0.0044079 | 0.7362 | 0.7362 | 1 | 0.7362 | 0.91221 | 0.91221 | 0.87805 | 0.98693 | 0.64523 | 0.94979 | 0.90294 | 0.63243 | 1 | 0.98279 | 0.81695 | 0.95541 | 0.68863 | 0.96894 | 1 | 1 | 0.96425 | 1 | 0.89902 | 0.97452 | 0.61122 | 0.96324 | 0.91892 | 0.50118 | 1 | 0.97835 | 0.84749 | 0.9118 | 0.64202 | 0.99062 | 0.97969 | 0.97336 | 0.93142 | 1 | 0
Mar | 28 | 10 | Weekday | Tuesday | 0.988 | 0.99072 | 0.9945 | 0.72895 | 0.0044079 | 0.72895 | 0.72895 | 0.96341 | 0.72895 | 0.988 | 0.988 | 0.91899 | 0.99666 | 0.57804 | 0.93359 | 0.88702 | 0.58246 | 0.99326 | 0.97028 | 0.85567 | 0.94566 | 0.61975 | 0.95867 | 0.96341 | 0.95152 | 1 | 0.96883 | 0.97205 | 0.98777 | 0.56681 | 0.95498 | 0.90562 | 0.47756 | 0.99793 | 0.99449 | 0.93713 | 0.94269 | 0.57449 | 0.9934 | 0.99666 | 0.99431 | 1 | 1 | 0
Mar | 28 | 11 | Weekday | Tuesday | 0.99981 | 1 | 0.98813 | 0.71524 | 0.0044079 | 0.71524 | 0.71524 | 0.92969 | 0.71524 | 0.99981 | 0.99981 | 0.88647 | 0.98378 | 0.56366 | 0.91335 | 0.88941 | 0.55183 | 0.96058 | 0.96149 | 0.82674 | 0.94378 | 0.61223 | 0.92998 | 0.92969 | 0.91036 | 0.98223 | 0.89729 | 0.97263 | 0.97748 | 0.57014 | 0.93537 | 0.91023 | 0.47289 | 0.96597 | 1 | 0.93371 | 0.97254 | 0.5759 | 0.96421 | 0.9959 | 0.9951 | 0.99688 | 0.93878 | 0
Mar | 28 | 12 | Weekday | Tuesday | 0.97142 | 0.99245 | 0.97639 | 0.70184 | 0.0044079 | 0.70184 | 0.70184 | 0.91032 | 0.70184 | 0.97142 | 0.97142 | 0.78324 | 0.99107 | 0.55608 | 0.9268 | 0.87718 | 0.52761 | 0.9643 | 0.95738 | 0.80037 | 0.95062 | 0.61015 | 0.93931 | 0.91032 | 0.8863 | 0.94463 | 0.90906 | 0.85474 | 0.98762 | 0.56316 | 0.95465 | 0.89954 | 0.4655 | 0.97215 | 0.98861 | 0.91929 | 0.99207 | 0.57846 | 0.98177 | 0.99631 | 0.99582 | 0.96443 | 0.96735 | 0
Mar | 28 | 13 | Weekday | Tuesday | 0.93614 | 0.99201 | 0.97471 | 0.68281 | 0.0044079 | 0.68281 | 0.68281 | 0.89878 | 0.68281 | 0.93614 | 0.93614 | 0.7269 | 1 | 0.54787 | 0.93458 | 0.84021 | 0.51056 | 0.96807 | 0.95611 | 0.71885 | 0.95419 | 0.61137 | 0.94369 | 0.89878 | 0.8724 | 0.92837 | 0.92963 | 0.7931 | 0.9982 | 0.54969 | 0.97114 | 0.86264 | 0.46051 | 0.98169 | 0.98517 | 0.79992 | 1 | 0.57887 | 0.99957 | 0.9974 | 0.99736 | 0.9508 | 1 | 0
Mar | 28 | 14 | Weekday | Tuesday | 0.91256 | 0.99501 | 0.95885 | 0.68289 | 0.0044079 | 0.68289 | 0.68289 | 0.88815 | 0.68289 | 0.91256 | 0.91256 | 0.75113 | 0.99803 | 0.54831 | 0.93218 | 0.82024 | 0.52607 | 0.9434 | 0.95218 | 0.68701 | 0.93275 | 0.60856 | 0.94082 | 0.88815 | 0.86161 | 0.91315 | 0.92897 | 0.79205 | 0.99893 | 0.54865 | 0.97127 | 0.84304 | 0.4812 | 0.96039 | 0.97871 | 0.73663 | 0.98216 | 0.57577 | 1 | 0.99895 | 1 | 0.93652 | 1 | 0
Mar | 28 | 15 | Weekday | Tuesday | 0.86956 | 0.99228 | 0.93916 | 0.70609 | 0.0044079 | 0.70609 | 0.70609 | 0.88969 | 0.70609 | 0.86956 | 0.86956 | 0.87225 | 0.99717 | 0.5625 | 0.96086 | 0.83221 | 0.64252 | 0.92176 | 0.9244 | 0.69473 | 0.89027 | 0.59903 | 0.94109 | 0.88969 | 0.86564 | 0.91091 | 0.93449 | 0.90523 | 1 | 0.58803 | 1 | 0.85455 | 0.61747 | 0.94478 | 0.96413 | 0.73438 | 0.96013 | 0.60066 | 0.99934 | 0.99955 | 0.99986 | 0.93178 | 1 | 0
Mar | 28 | 16 | Weekday | Tuesday | 0.82679 | 0.96907 | 0.92328 | 0.78679 | 0.32119 | 0.78679 | 0.78679 | 0.90789 | 0.78679 | 0.82679 | 0.82679 | 0.9281 | 0.99404 | 0.64228 | 0.91118 | 0.80772 | 0.78647 | 0.91789 | 0.78445 | 0.78009 | 0.80989 | 0.6738 | 0.73929 | 0.90789 | 0.88845 | 0.91612 | 0.54776 | 0.96575 | 0.99866 | 0.67693 | 0.94136 | 0.82905 | 0.77898 | 0.93741 | 0.79326 | 0.84994 | 0.83016 | 0.69702 | 0.7569 | 1 | 0.99844 | 0.9304 | 0.54831 | 0
Mar | 28 | 17 | Weekday | Tuesday | 0.80288 | 0.94863 | 0.91149 | 0.89461 | 0.68322 | 0.89461 | 0.89461 | 0.85459 | 0.89461 | 0.80288 | 0.80288 | 0.95197 | 0.87254 | 0.83077 | 0.78359 | 0.70432 | 0.90509 | 0.71942 | 0.74552 | 0.85891 | 0.79126 | 0.8051 | 0.64087 | 0.85459 | 0.85507 | 0.93867 | 0.28494 | 1 | 0.86641 | 0.83489 | 0.7878 | 0.71919 | 0.90624 | 0.72186 | 0.71815 | 0.94235 | 0.75859 | 0.82037 | 0.59906 | 0.88709 | 0.89579 | 0.94314 | 0.22322 | 0
Mar | 28 | 18 | Weekday | Tuesday | 0.78595 | 0.95081 | 0.90096 | 0.97322 | 1 | 0.97322 | 0.97322 | 0.8814 | 0.97322 | 0.78595 | 0.78595 | 0.89347 | 0.80504 | 0.89701 | 0.74096 | 0.71909 | 0.98657 | 0.65016 | 0.78683 | 0.91606 | 0.797 | 0.90167 | 0.74312 | 0.8814 | 0.92683 | 0.93877 | 0.33628 | 0.94669 | 0.79159 | 0.92859 | 0.72501 | 0.73087 | 1 | 0.64428 | 0.74847 | 1 | 0.75134 | 0.92089 | 0.68076 | 0.88182 | 0.94279 | 0.92635 | 0.24762 | 0
Mar | 28 | 19 | Weekday | Tuesday | 0.81001 | 0.96922 | 0.89466 | 1 | 1 | 1 | 1 | 0.86246 | 1 | 0.81001 | 0.81001 | 0.84126 | 0.74741 | 0.91747 | 0.65379 | 0.69127 | 0.97165 | 0.60771 | 0.79857 | 0.83742 | 0.79986 | 0.97088 | 0.73218 | 0.86246 | 0.91495 | 0.87307 | 0.36534 | 0.88564 | 0.72128 | 0.98521 | 0.61488 | 0.69842 | 0.98338 | 0.58088 | 0.7471 | 0.88406 | 0.73841 | 0.99794 | 0.65138 | 0.82202 | 0.87838 | 0.83316 | 0.25262 | 0
Mar | 28 | 20 | Weekday | Tuesday | 0.80544 | 0.92275 | 0.87879 | 0.93469 | 1 | 0.93469 | 0.93469 | 0.54869 | 0.93469 | 0.80544 | 0.80544 | 0.83965 | 0.69895 | 0.97656 | 0.61002 | 0.69206 | 0.88799 | 0.5067 | 0.4679 | 0.80358 | 0.3989 | 0.98357 | 0.72899 | 0.54869 | 0.60618 | 0.70914 | 0.37479 | 0.88349 | 0.66405 | 1 | 0.5537 | 0.69675 | 0.88899 | 0.47513 | 0.46768 | 0.82032 | 0.39775 | 0.99469 | 0.63573 | 0.52861 | 0.60097 | 0.64757 | 0.25414 | 0
Mar | 28 | 21 | Weekday | Tuesday | 0.75725 | 0.86562 | 0.85587 | 0.86071 | 1 | 0.86071 | 0.86071 | 0.23581 | 0.86071 | 0.75725 | 0.75725 | 0.82488 | 0.66024 | 0.86875 | 0.41027 | 0.43531 | 0.75509 | 0.43133 | 0.26208 | 0.81437 | 0.15906 | 0.7998 | 0.51852 | 0.23581 | 0.28951 | 0.41402 | 0.39556 | 0.88169 | 0.61819 | 0.8515 | 0.39727 | 0.44246 | 0.7254 | 0.39404 | 0.3201 | 0.81793 | 0.22776 | 0.78831 | 0.4906 | 0.27742 | 0.36363 | 0.42161 | 0.25777 | 0
Mar | 28 | 22 | Weekday | Tuesday | 0.74443 | 0.84475 | 0.82811 | 0.74836 | 1 | 0.74836 | 0.74836 | 0.15888 | 0.74836 | 0.74443 | 0.74443 | 0.80179 | 0.64018 | 0.65006 | 0.28001 | 0.25563 | 0.62262 | 0.416 | 0.2625 | 0.84576 | 0.15935 | 0.57178 | 0.37022 | 0.15888 | 0.21202 | 0.3562 | 0.39901 | 0.89279 | 0.59277 | 0.62476 | 0.30004 | 0.26539 | 0.56698 | 0.37557 | 0.3229 | 0.84418 | 0.22901 | 0.53821 | 0.39852 | 0.21591 | 0.30538 | 0.43379 | 0.25824 | 0
Mar | 28 | 23 | Weekday | Tuesday | 0.71672 | 0.85719 | 0.8064 | 0.64174 | 1 | 0.64174 | 0.64174 | 0.16054 | 0.64174 | 0.71672 | 0.71672 | 0.65861 | 0.63235 | 0.45362 | 0.2515 | 0.24966 | 0.52948 | 0.42333 | 0.2598 | 0.71312 | 0.15911 | 0.46255 | 0.35688 | 0.16054 | 0.2134 | 0.32849 | 0.42718 | 0.6483 | 0.58025 | 0.45255 | 0.26831 | 0.25931 | 0.45528 | 0.37731 | 0.32184 | 0.61675 | 0.22952 | 0.42132 | 0.38388 | 0.21817 | 0.30736 | 0.40012 | 0.26312 | 0
Mar | 29 | 24 | Weekday | Wednesday | 0.70378 | 0.84019 | 0.79026 | 0.57764 | 1 | 0.57764 | 0.57764 | 0.15889 | 0.57764 | 0.70378 | 0.70378 | 0.3431 | 0.62965 | 0.35905 | 0.25584 | 0.25725 | 0.49974 | 0.41638 | 0.25942 | 0.39276 | 0.15894 | 0.43237 | 0.36434 | 0.15889 | 0.21219 | 0.28115 | 0.42433 | 0.39915 | 0.57596 | 0.39274 | 0.27259 | 0.26705 | 0.4146 | 0.37454 | 0.32073 | 0.38998 | 0.22897 | 0.38647 | 0.3912 | 0.21593 | 0.3054 | 0.34128 | 0.26253 | 0
Mar | 29 | 1 | Weekday | Wednesday | 0.70636 | 0.80398 | 0.78304 | 0.55341 | 1 | 0.55341 | 0.55341 | 0.15961 | 0.55341 | 0.70636 | 0.70636 | 0.20662 | 0.62802 | 0.33007 | 0.25564 | 0.25612 | 0.50033 | 0.43798 | 0.25839 | 0.25573 | 0.15932 | 0.41517 | 0.36457 | 0.15961 | 0.21313 | 0.27562 | 0.43902 | 0.33797 | 0.57276 | 0.36751 | 0.27255 | 0.26592 | 0.406 | 0.39081 | 0.32063 | 0.33853 | 0.22907 | 0.36678 | 0.39145 | 0.21616 | 0.30554 | 0.33244 | 0.26512 | 0
Mar | 29 | 2 | Weekday | Wednesday | 0.68425 | 0.76781 | 0.75731 | 0.52921 | 0.97004 | 0.52921 | 0.52921 | 0.16086 | 0.52921 | 0.68425 | 0.68425 | 0.20719 | 0.62603 | 0.3164 | 0.2565 | 0.25801 | 0.50532 | 0.42914 | 0.25915 | 0.25748 | 0.16009 | 0.41129 | 0.36378 | 0.16086 | 0.2138 | 0.2771 | 0.43421 | 0.33833 | 0.56934 | 0.35073 | 0.27276 | 0.26778 | 0.40216 | 0.38735 | 0.32092 | 0.33911 | 0.23023 | 0.36134 | 0.39145 | 0.21651 | 0.30564 | 0.33261 | 0.26423 | 0
Mar | 29 | 3 | Weekday | Wednesday | 0.70026 | 0.78787 | 0.78321 | 0.53986 | 1 | 0.53986 | 0.53986 | 0.16269 | 0.53986 | 0.70026 | 0.70026 | 0.2098 | 0.66118 | 0.33401 | 0.26336 | 0.25738 | 0.54236 | 0.54664 | 0.26157 | 0.26327 | 0.16146 | 0.42973 | 0.36502 | 0.16269 | 0.21557 | 0.31363 | 0.45206 | 0.34379 | 0.60963 | 0.36173 | 0.28022 | 0.26716 | 0.43632 | 0.49249 | 0.32307 | 0.34757 | 0.23168 | 0.37556 | 0.39234 | 0.21693 | 0.3059 | 0.37288 | 0.26748 | 0
Mar | 29 | 4 | Weekday | Wednesday | 0.7039 | 0.79344 | 0.80318 | 0.55254 | 1 | 0.55254 | 0.55254 | 0.16427 | 0.55254 | 0.7039 | 0.7039 | 0.46734 | 0.72157 | 0.42397 | 0.29687 | 0.27323 | 0.64019 | 0.67325 | 0.26342 | 0.51755 | 0.16291 | 0.4944 | 0.37992 | 0.16427 | 0.21635 | 0.33786 | 0.44762 | 0.4607 | 0.63068 | 0.43076 | 0.31515 | 0.28319 | 0.53058 | 0.58761 | 0.32468 | 0.44375 | 0.23302 | 0.4383 | 0.40759 | 0.21738 | 0.30601 | 0.39747 | 0.26643 | 0
Mar | 29 | 5 | Weekday | Wednesday | 0.68493 | 0.83211 | 0.85629 | 0.65709 | 1 | 0.65709 | 0.65709 | 0.65158 | 0.65709 | 0.68493 | 0.68493 | 0.75673 | 0.80541 | 0.66758 | 0.47678 | 0.70588 | 0.78393 | 0.82289 | 0.61464 | 0.87337 | 0.62634 | 0.71628 | 0.61444 | 0.65158 | 0.72587 | 0.6392 | 0.57194 | 0.74197 | 0.7346 | 0.66808 | 0.37907 | 0.73473 | 0.63685 | 0.75452 | 0.34944 | 0.80914 | 0.32244 | 0.67122 | 0.49935 | 0.34127 | 0.36871 | 0.51268 | 0.32104 | 0
Mar | 29 | 6 | Weekday | Wednesday | 0.71124 | 0.89164 | 0.93422 | 0.78148 | 0.0044079 | 0.78148 | 0.78148 | 0.84106 | 0.78148 | 0.71124 | 0.71124 | 0.89076 | 0.87894 | 0.93894 | 0.60928 | 0.88133 | 0.79787 | 0.91339 | 0.88408 | 0.93592 | 0.95066 | 0.9001 | 0.70755 | 0.84106 | 0.88269 | 0.76869 | 0.67723 | 0.90409 | 0.84198 | 0.88368 | 0.44574 | 0.88348 | 0.6271 | 0.8731 | 0.57163 | 0.91399 | 0.57063 | 0.867 | 0.47611 | 0.39354 | 0.33585 | 0.55231 | 0.45274 | 0
Mar | 29 | 7 | Weekday | Wednesday | 0.75017 | 0.91748 | 0.98292 | 0.79565 | 0.0044079 | 0.79565 | 0.79565 | 0.87001 | 0.79565 | 0.75017 | 0.75017 | 0.93869 | 0.92816 | 0.91831 | 0.89027 | 1 | 0.79237 | 0.96334 | 0.99418 | 0.8307 | 1 | 0.89238 | 0.93003 | 0.87001 | 0.89778 | 0.88992 | 0.86385 | 0.95801 | 0.90286 | 0.84389 | 0.82725 | 1 | 0.62978 | 0.93885 | 0.86724 | 0.7922 | 0.80965 | 0.84904 | 0.81537 | 0.57948 | 0.53207 | 0.7495 | 0.72882 | 0
Mar | 29 | 8 | Weekday | Wednesday | 0.79783 | 0.95508 | 0.99692 | 0.78644 | 0.0044079 | 0.78644 | 0.78644 | 0.9744 | 0.78644 | 0.79783 | 0.79783 | 0.83642 | 0.96433 | 0.77318 | 1 | 0.98333 | 0.72418 | 0.99206 | 1 | 0.76375 | 0.97867 | 0.8257 | 1 | 0.9744 | 0.98787 | 0.98383 | 0.99297 | 0.84626 | 0.94647 | 0.72701 | 0.99799 | 0.99473 | 0.5762 | 0.98379 | 0.96043 | 0.73123 | 0.88767 | 0.78114 | 0.98833 | 0.85217 | 0.83078 | 0.91941 | 0.93977 | 0
Mar | 29 | 9 | Weekday | Wednesday | 0.91221 | 0.96904 | 0.99564 | 0.7362 | 0.0044079 | 0.7362 | 0.7362 | 1 | 0.7362 | 0.91221 | 0.91221 | 0.87805 | 0.98693 | 0.64523 | 0.94979 | 0.90294 | 0.63243 | 1 | 0.98279 | 0.81695 | 0.95541 | 0.68863 | 0.96894 | 1 | 1 | 0.96425 | 1 | 0.89902 | 0.97452 | 0.61122 | 0.96324 | 0.91892 | 0.50118 | 1 | 0.97835 | 0.84749 | 0.9118 | 0.64202 | 0.99062 | 0.97969 | 0.97336 | 0.93142 | 1 | 0
Mar | 29 | 10 | Weekday | Wednesday | 0.988 | 0.99072 | 0.9945 | 0.72895 | 0.0044079 | 0.72895 | 0.72895 | 0.96341 | 0.72895 | 0.988 | 0.988 | 0.91899 | 0.99666 | 0.57804 | 0.93359 | 0.88702 | 0.58246 | 0.99326 | 0.97028 | 0.85567 | 0.94566 | 0.61975 | 0.95867 | 0.96341 | 0.95152 | 1 | 0.96883 | 0.97205 | 0.98777 | 0.56681 | 0.95498 | 0.90562 | 0.47756 | 0.99793 | 0.99449 | 0.93713 | 0.94269 | 0.57449 | 0.9934 | 0.99666 | 0.99431 | 1 | 1 | 0
Mar | 29 | 11 | Weekday | Wednesday | 0.99981 | 1 | 0.98813 | 0.71524 | 0.0044079 | 0.71524 | 0.71524 | 0.92969 | 0.71524 | 0.99981 | 0.99981 | 0.88647 | 0.98378 | 0.56366 | 0.91335 | 0.88941 | 0.55183 | 0.96058 | 0.96149 | 0.82674 | 0.94378 | 0.61223 | 0.92998 | 0.92969 | 0.91036 | 0.98223 | 0.89729 | 0.97263 | 0.97748 | 0.57014 | 0.93537 | 0.91023 | 0.47289 | 0.96597 | 1 | 0.93371 | 0.97254 | 0.5759 | 0.96421 | 0.9959 | 0.9951 | 0.99688 | 0.93878 | 0
Mar | 29 | 12 | Weekday | Wednesday | 0.97142 | 0.99245 | 0.97639 | 0.70184 | 0.0044079 | 0.70184 | 0.70184 | 0.91032 | 0.70184 | 0.97142 | 0.97142 | 0.78324 | 0.99107 | 0.55608 | 0.9268 | 0.87718 | 0.52761 | 0.9643 | 0.95738 | 0.80037 | 0.95062 | 0.61015 | 0.93931 | 0.91032 | 0.8863 | 0.94463 | 0.90906 | 0.85474 | 0.98762 | 0.56316 | 0.95465 | 0.89954 | 0.4655 | 0.97215 | 0.98861 | 0.91929 | 0.99207 | 0.57846 | 0.98177 | 0.99631 | 0.99582 | 0.96443 | 0.96735 | 0
Mar | 29 | 13 | Weekday | Wednesday | 0.93614 | 0.99201 | 0.97471 | 0.68281 | 0.0044079 | 0.68281 | 0.68281 | 0.89878 | 0.68281 | 0.93614 | 0.93614 | 0.7269 | 1 | 0.54787 | 0.93458 | 0.84021 | 0.51056 | 0.96807 | 0.95611 | 0.71885 | 0.95419 | 0.61137 | 0.94369 | 0.89878 | 0.8724 | 0.92837 | 0.92963 | 0.7931 | 0.9982 | 0.54969 | 0.97114 | 0.86264 | 0.46051 | 0.98169 | 0.98517 | 0.79992 | 1 | 0.57887 | 0.99957 | 0.9974 | 0.99736 | 0.9508 | 1 | 0
Mar | 29 | 14 | Weekday | Wednesday | 0.91256 | 0.99501 | 0.95885 | 0.68289 | 0.0044079 | 0.68289 | 0.68289 | 0.88815 | 0.68289 | 0.91256 | 0.91256 | 0.75113 | 0.99803 | 0.54831 | 0.93218 | 0.82024 | 0.52607 | 0.9434 | 0.95218 | 0.68701 | 0.93275 | 0.60856 | 0.94082 | 0.88815 | 0.86161 | 0.91315 | 0.92897 | 0.79205 | 0.99893 | 0.54865 | 0.97127 | 0.84304 | 0.4812 | 0.96039 | 0.97871 | 0.73663 | 0.98216 | 0.57577 | 1 | 0.99895 | 1 | 0.93652 | 1 | 0
Mar | 29 | 15 | Weekday | Wednesday | 0.86956 | 0.99228 | 0.93916 | 0.70609 | 0.0044079 | 0.70609 | 0.70609 | 0.88969 | 0.70609 | 0.86956 | 0.86956 | 0.87225 | 0.99717 | 0.5625 | 0.96086 | 0.83221 | 0.64252 | 0.92176 | 0.9244 | 0.69473 | 0.89027 | 0.59903 | 0.94109 | 0.88969 | 0.86564 | 0.91091 | 0.93449 | 0.90523 | 1 | 0.58803 | 1 | 0.85455 | 0.61747 | 0.94478 | 0.96413 | 0.73438 | 0.96013 | 0.60066 | 0.99934 | 0.99955 | 0.99986 | 0.93178 | 1 | 0
Mar | 29 | 16 | Weekday | Wednesday | 0.82679 | 0.96907 | 0.92328 | 0.78679 | 0.32119 | 0.78679 | 0.78679 | 0.90789 | 0.78679 | 0.82679 | 0.82679 | 0.9281 | 0.99404 | 0.64228 | 0.91118 | 0.80772 | 0.78647 | 0.91789 | 0.78445 | 0.78009 | 0.80989 | 0.6738 | 0.73929 | 0.90789 | 0.88845 | 0.91612 | 0.54776 | 0.96575 | 0.99866 | 0.67693 | 0.94136 | 0.82905 | 0.77898 | 0.93741 | 0.79326 | 0.84994 | 0.83016 | 0.69702 | 0.7569 | 1 | 0.99844 | 0.9304 | 0.54831 | 0
Mar | 29 | 17 | Weekday | Wednesday | 0.80288 | 0.94863 | 0.91149 | 0.89461 | 0.68322 | 0.89461 | 0.89461 | 0.85459 | 0.89461 | 0.80288 | 0.80288 | 0.95197 | 0.87254 | 0.83077 | 0.78359 | 0.70432 | 0.90509 | 0.71942 | 0.74552 | 0.85891 | 0.79126 | 0.8051 | 0.64087 | 0.85459 | 0.85507 | 0.93867 | 0.28494 | 1 | 0.86641 | 0.83489 | 0.7878 | 0.71919 | 0.90624 | 0.72186 | 0.71815 | 0.94235 | 0.75859 | 0.82037 | 0.59906 | 0.88709 | 0.89579 | 0.94314 | 0.22322 | 0
Mar | 29 | 18 | Weekday | Wednesday | 0.78595 | 0.95081 | 0.90096 | 0.97322 | 1 | 0.97322 | 0.97322 | 0.8814 | 0.97322 | 0.78595 | 0.78595 | 0.89347 | 0.80504 | 0.89701 | 0.74096 | 0.71909 | 0.98657 | 0.65016 | 0.78683 | 0.91606 | 0.797 | 0.90167 | 0.74312 | 0.8814 | 0.92683 | 0.93877 | 0.33628 | 0.94669 | 0.79159 | 0.92859 | 0.72501 | 0.73087 | 1 | 0.64428 | 0.74847 | 1 | 0.75134 | 0.92089 | 0.68076 | 0.88182 | 0.94279 | 0.92635 | 0.24762 | 0
Mar | 29 | 19 | Weekday | Wednesday | 0.81001 | 0.96922 | 0.89466 | 1 | 1 | 1 | 1 | 0.86246 | 1 | 0.81001 | 0.81001 | 0.84126 | 0.74741 | 0.91747 | 0.65379 | 0.69127 | 0.97165 | 0.60771 | 0.79857 | 0.83742 | 0.79986 | 0.97088 | 0.73218 | 0.86246 | 0.91495 | 0.87307 | 0.36534 | 0.88564 | 0.72128 | 0.98521 | 0.61488 | 0.69842 | 0.98338 | 0.58088 | 0.7471 | 0.88406 | 0.73841 | 0.99794 | 0.65138 | 0.82202 | 0.87838 | 0.83316 | 0.25262 | 0
Mar | 29 | 20 | Weekday | Wednesday | 0.80544 | 0.92275 | 0.87879 | 0.93469 | 1 | 0.93469 | 0.93469 | 0.54869 | 0.93469 | 0.80544 | 0.80544 | 0.83965 | 0.69895 | 0.97656 | 0.61002 | 0.69206 | 0.88799 | 0.5067 | 0.4679 | 0.80358 | 0.3989 | 0.98357 | 0.72899 | 0.54869 | 0.60618 | 0.70914 | 0.37479 | 0.88349 | 0.66405 | 1 | 0.5537 | 0.69675 | 0.88899 | 0.47513 | 0.46768 | 0.82032 | 0.39775 | 0.99469 | 0.63573 | 0.52861 | 0.60097 | 0.64757 | 0.25414 | 0
Mar | 29 | 21 | Weekday | Wednesday | 0.75725 | 0.86562 | 0.85587 | 0.86071 | 1 | 0.86071 | 0.86071 | 0.23581 | 0.86071 | 0.75725 | 0.75725 | 0.82488 | 0.66024 | 0.86875 | 0.41027 | 0.43531 | 0.75509 | 0.43133 | 0.26208 | 0.81437 | 0.15906 | 0.7998 | 0.51852 | 0.23581 | 0.28951 | 0.41402 | 0.39556 | 0.88169 | 0.61819 | 0.8515 | 0.39727 | 0.44246 | 0.7254 | 0.39404 | 0.3201 | 0.81793 | 0.22776 | 0.78831 | 0.4906 | 0.27742 | 0.36363 | 0.42161 | 0.25777 | 0
Mar | 29 | 22 | Weekday | Wednesday | 0.74443 | 0.84475 | 0.82811 | 0.74836 | 1 | 0.74836 | 0.74836 | 0.15888 | 0.74836 | 0.74443 | 0.74443 | 0.80179 | 0.64018 | 0.65006 | 0.28001 | 0.25563 | 0.62262 | 0.416 | 0.2625 | 0.84576 | 0.15935 | 0.57178 | 0.37022 | 0.15888 | 0.21202 | 0.3562 | 0.39901 | 0.89279 | 0.59277 | 0.62476 | 0.30004 | 0.26539 | 0.56698 | 0.37557 | 0.3229 | 0.84418 | 0.22901 | 0.53821 | 0.39852 | 0.21591 | 0.30538 | 0.43379 | 0.25824 | 0
Mar | 29 | 23 | Weekday | Wednesday | 0.71672 | 0.85719 | 0.8064 | 0.64174 | 1 | 0.64174 | 0.64174 | 0.16054 | 0.64174 | 0.71672 | 0.71672 | 0.65861 | 0.63235 | 0.45362 | 0.2515 | 0.24966 | 0.52948 | 0.42333 | 0.2598 | 0.71312 | 0.15911 | 0.46255 | 0.35688 | 0.16054 | 0.2134 | 0.32849 | 0.42718 | 0.6483 | 0.58025 | 0.45255 | 0.26831 | 0.25931 | 0.45528 | 0.37731 | 0.32184 | 0.61675 | 0.22952 | 0.42132 | 0.38388 | 0.21817 | 0.30736 | 0.40012 | 0.26312 | 0
Mar | 30 | 24 | Weekday | Thursday | 0.70378 | 0.84019 | 0.79026 | 0.57764 | 1 | 0.57764 | 0.57764 | 0.15889 | 0.57764 | 0.70378 | 0.70378 | 0.3431 | 0.62965 | 0.35905 | 0.25584 | 0.25725 | 0.49974 | 0.41638 | 0.25942 | 0.39276 | 0.15894 | 0.43237 | 0.36434 | 0.15889 | 0.21219 | 0.28115 | 0.42433 | 0.39915 | 0.57596 | 0.39274 | 0.27259 | 0.26705 | 0.4146 | 0.37454 | 0.32073 | 0.38998 | 0.22897 | 0.38647 | 0.3912 | 0.21593 | 0.3054 | 0.34128 | 0.26253 | 0
Mar | 30 | 1 | Weekday | Thursday | 0.70636 | 0.80398 | 0.78304 | 0.55341 | 1 | 0.55341 | 0.55341 | 0.15961 | 0.55341 | 0.70636 | 0.70636 | 0.20662 | 0.62802 | 0.33007 | 0.25564 | 0.25612 | 0.50033 | 0.43798 | 0.25839 | 0.25573 | 0.15932 | 0.41517 | 0.36457 | 0.15961 | 0.21313 | 0.27562 | 0.43902 | 0.33797 | 0.57276 | 0.36751 | 0.27255 | 0.26592 | 0.406 | 0.39081 | 0.32063 | 0.33853 | 0.22907 | 0.36678 | 0.39145 | 0.21616 | 0.30554 | 0.33244 | 0.26512 | 0
Mar | 30 | 2 | Weekday | Thursday | 0.68425 | 0.76781 | 0.75731 | 0.52921 | 0.97004 | 0.52921 | 0.52921 | 0.16086 | 0.52921 | 0.68425 | 0.68425 | 0.20719 | 0.62603 | 0.3164 | 0.2565 | 0.25801 | 0.50532 | 0.42914 | 0.25915 | 0.25748 | 0.16009 | 0.41129 | 0.36378 | 0.16086 | 0.2138 | 0.2771 | 0.43421 | 0.33833 | 0.56934 | 0.35073 | 0.27276 | 0.26778 | 0.40216 | 0.38735 | 0.32092 | 0.33911 | 0.23023 | 0.36134 | 0.39145 | 0.21651 | 0.30564 | 0.33261 | 0.26423 | 0
Mar | 30 | 3 | Weekday | Thursday | 0.70026 | 0.78787 | 0.78321 | 0.53986 | 1 | 0.53986 | 0.53986 | 0.16269 | 0.53986 | 0.70026 | 0.70026 | 0.2098 | 0.66118 | 0.33401 | 0.26336 | 0.25738 | 0.54236 | 0.54664 | 0.26157 | 0.26327 | 0.16146 | 0.42973 | 0.36502 | 0.16269 | 0.21557 | 0.31363 | 0.45206 | 0.34379 | 0.60963 | 0.36173 | 0.28022 | 0.26716 | 0.43632 | 0.49249 | 0.32307 | 0.34757 | 0.23168 | 0.37556 | 0.39234 | 0.21693 | 0.3059 | 0.37288 | 0.26748 | 0
Mar | 30 | 4 | Weekday | Thursday | 0.7039 | 0.79344 | 0.80318 | 0.55254 | 1 | 0.55254 | 0.55254 | 0.16427 | 0.55254 | 0.7039 | 0.7039 | 0.46734 | 0.72157 | 0.42397 | 0.29687 | 0.27323 | 0.64019 | 0.67325 | 0.26342 | 0.51755 | 0.16291 | 0.4944 | 0.37992 | 0.16427 | 0.21635 | 0.33786 | 0.44762 | 0.4607 | 0.63068 | 0.43076 | 0.31515 | 0.28319 | 0.53058 | 0.58761 | 0.32468 | 0.44375 | 0.23302 | 0.4383 | 0.40759 | 0.21738 | 0.30601 | 0.39747 | 0.26643 | 0
Mar | 30 | 5 | Weekday | Thursday | 0.68493 | 0.83211 | 0.85629 | 0.65709 | 1 | 0.65709 | 0.65709 | 0.65158 | 0.65709 | 0.68493 | 0.68493 | 0.75673 | 0.80541 | 0.66758 | 0.47678 | 0.70588 | 0.78393 | 0.82289 | 0.61464 | 0.87337 | 0.62634 | 0.71628 | 0.61444 | 0.65158 | 0.72587 | 0.6392 | 0.57194 | 0.74197 | 0.7346 | 0.66808 | 0.37907 | 0.73473 | 0.63685 | 0.75452 | 0.34944 | 0.80914 | 0.32244 | 0.67122 | 0.49935 | 0.34127 | 0.36871 | 0.51268 | 0.32104 | 0
Mar | 30 | 6 | Weekday | Thursday | 0.71124 | 0.89164 | 0.93422 | 0.78148 | 0.0044079 | 0.78148 | 0.78148 | 0.84106 | 0.78148 | 0.71124 | 0.71124 | 0.89076 | 0.87894 | 0.93894 | 0.60928 | 0.88133 | 0.79787 | 0.91339 | 0.88408 | 0.93592 | 0.95066 | 0.9001 | 0.70755 | 0.84106 | 0.88269 | 0.76869 | 0.67723 | 0.90409 | 0.84198 | 0.88368 | 0.44574 | 0.88348 | 0.6271 | 0.8731 | 0.57163 | 0.91399 | 0.57063 | 0.867 | 0.47611 | 0.39354 | 0.33585 | 0.55231 | 0.45274 | 0
Mar | 30 | 7 | Weekday | Thursday | 0.75017 | 0.91748 | 0.98292 | 0.79565 | 0.0044079 | 0.79565 | 0.79565 | 0.87001 | 0.79565 | 0.75017 | 0.75017 | 0.93869 | 0.92816 | 0.91831 | 0.89027 | 1 | 0.79237 | 0.96334 | 0.99418 | 0.8307 | 1 | 0.89238 | 0.93003 | 0.87001 | 0.89778 | 0.88992 | 0.86385 | 0.95801 | 0.90286 | 0.84389 | 0.82725 | 1 | 0.62978 | 0.93885 | 0.86724 | 0.7922 | 0.80965 | 0.84904 | 0.81537 | 0.57948 | 0.53207 | 0.7495 | 0.72882 | 0
Mar | 30 | 8 | Weekday | Thursday | 0.79783 | 0.95508 | 0.99692 | 0.78644 | 0.0044079 | 0.78644 | 0.78644 | 0.9744 | 0.78644 | 0.79783 | 0.79783 | 0.83642 | 0.96433 | 0.77318 | 1 | 0.98333 | 0.72418 | 0.99206 | 1 | 0.76375 | 0.97867 | 0.8257 | 1 | 0.9744 | 0.98787 | 0.98383 | 0.99297 | 0.84626 | 0.94647 | 0.72701 | 0.99799 | 0.99473 | 0.5762 | 0.98379 | 0.96043 | 0.73123 | 0.88767 | 0.78114 | 0.98833 | 0.85217 | 0.83078 | 0.91941 | 0.93977 | 0
Mar | 30 | 9 | Weekday | Thursday | 0.91221 | 0.96904 | 0.99564 | 0.7362 | 0.0044079 | 0.7362 | 0.7362 | 1 | 0.7362 | 0.91221 | 0.91221 | 0.87805 | 0.98693 | 0.64523 | 0.94979 | 0.90294 | 0.63243 | 1 | 0.98279 | 0.81695 | 0.95541 | 0.68863 | 0.96894 | 1 | 1 | 0.96425 | 1 | 0.89902 | 0.97452 | 0.61122 | 0.96324 | 0.91892 | 0.50118 | 1 | 0.97835 | 0.84749 | 0.9118 | 0.64202 | 0.99062 | 0.97969 | 0.97336 | 0.93142 | 1 | 0
Mar | 30 | 10 | Weekday | Thursday | 0.988 | 0.99072 | 0.9945 | 0.72895 | 0.0044079 | 0.72895 | 0.72895 | 0.96341 | 0.72895 | 0.988 | 0.988 | 0.91899 | 0.99666 | 0.57804 | 0.93359 | 0.88702 | 0.58246 | 0.99326 | 0.97028 | 0.85567 | 0.94566 | 0.61975 | 0.95867 | 0.96341 | 0.95152 | 1 | 0.96883 | 0.97205 | 0.98777 | 0.56681 | 0.95498 | 0.90562 | 0.47756 | 0.99793 | 0.99449 | 0.93713 | 0.94269 | 0.57449 | 0.9934 | 0.99666 | 0.99431 | 1 | 1 | 0
Mar | 30 | 11 | Weekday | Thursday | 0.99981 | 1 | 0.98813 | 0.71524 | 0.0044079 | 0.71524 | 0.71524 | 0.92969 | 0.71524 | 0.99981 | 0.99981 | 0.88647 | 0.98378 | 0.56366 | 0.91335 | 0.88941 | 0.55183 | 0.96058 | 0.96149 | 0.82674 | 0.94378 | 0.61223 | 0.92998 | 0.92969 | 0.91036 | 0.98223 | 0.89729 | 0.97263 | 0.97748 | 0.57014 | 0.93537 | 0.91023 | 0.47289 | 0.96597 | 1 | 0.93371 | 0.97254 | 0.5759 | 0.96421 | 0.9959 | 0.9951 | 0.99688 | 0.93878 | 0
Mar | 30 | 12 | Weekday | Thursday | 0.97142 | 0.99245 | 0.97639 | 0.70184 | 0.0044079 | 0.70184 | 0.70184 | 0.91032 | 0.70184 | 0.97142 | 0.97142 | 0.78324 | 0.99107 | 0.55608 | 0.9268 | 0.87718 | 0.52761 | 0.9643 | 0.95738 | 0.80037 | 0.95062 | 0.61015 | 0.93931 | 0.91032 | 0.8863 | 0.94463 | 0.90906 | 0.85474 | 0.98762 | 0.56316 | 0.95465 | 0.89954 | 0.4655 | 0.97215 | 0.98861 | 0.91929 | 0.99207 | 0.57846 | 0.98177 | 0.99631 | 0.99582 | 0.96443 | 0.96735 | 0
Mar | 30 | 13 | Weekday | Thursday | 0.93614 | 0.99201 | 0.97471 | 0.68281 | 0.0044079 | 0.68281 | 0.68281 | 0.89878 | 0.68281 | 0.93614 | 0.93614 | 0.7269 | 1 | 0.54787 | 0.93458 | 0.84021 | 0.51056 | 0.96807 | 0.95611 | 0.71885 | 0.95419 | 0.61137 | 0.94369 | 0.89878 | 0.8724 | 0.92837 | 0.92963 | 0.7931 | 0.9982 | 0.54969 | 0.97114 | 0.86264 | 0.46051 | 0.98169 | 0.98517 | 0.79992 | 1 | 0.57887 | 0.99957 | 0.9974 | 0.99736 | 0.9508 | 1 | 0
Mar | 30 | 14 | Weekday | Thursday | 0.91256 | 0.99501 | 0.95885 | 0.68289 | 0.0044079 | 0.68289 | 0.68289 | 0.88815 | 0.68289 | 0.91256 | 0.91256 | 0.75113 | 0.99803 | 0.54831 | 0.93218 | 0.82024 | 0.52607 | 0.9434 | 0.95218 | 0.68701 | 0.93275 | 0.60856 | 0.94082 | 0.88815 | 0.86161 | 0.91315 | 0.92897 | 0.79205 | 0.99893 | 0.54865 | 0.97127 | 0.84304 | 0.4812 | 0.96039 | 0.97871 | 0.73663 | 0.98216 | 0.57577 | 1 | 0.99895 | 1 | 0.93652 | 1 | 0
Mar | 30 | 15 | Weekday | Thursday | 0.86956 | 0.99228 | 0.93916 | 0.70609 | 0.0044079 | 0.70609 | 0.70609 | 0.88969 | 0.70609 | 0.86956 | 0.86956 | 0.87225 | 0.99717 | 0.5625 | 0.96086 | 0.83221 | 0.64252 | 0.92176 | 0.9244 | 0.69473 | 0.89027 | 0.59903 | 0.94109 | 0.88969 | 0.86564 | 0.91091 | 0.93449 | 0.90523 | 1 | 0.58803 | 1 | 0.85455 | 0.61747 | 0.94478 | 0.96413 | 0.73438 | 0.96013 | 0.60066 | 0.99934 | 0.99955 | 0.99986 | 0.93178 | 1 | 0
Mar | 30 | 16 | Weekday | Thursday | 0.82679 | 0.96907 | 0.92328 | 0.78679 | 0.32119 | 0.78679 | 0.78679 | 0.90789 | 0.78679 | 0.82679 | 0.82679 | 0.9281 | 0.99404 | 0.64228 | 0.91118 | 0.80772 | 0.78647 | 0.91789 | 0.78445 | 0.78009 | 0.80989 | 0.6738 | 0.73929 | 0.90789 | 0.88845 | 0.91612 | 0.54776 | 0.96575 | 0.99866 | 0.67693 | 0.94136 | 0.82905 | 0.77898 | 0.93741 | 0.79326 | 0.84994 | 0.83016 | 0.69702 | 0.7569 | 1 | 0.99844 | 0.9304 | 0.54831 | 0
Mar | 30 | 17 | Weekday | Thursday | 0.80288 | 0.94863 | 0.91149 | 0.89461 | 0.68322 | 0.89461 | 0.89461 | 0.85459 | 0.89461 | 0.80288 | 0.80288 | 0.95197 | 0.87254 | 0.83077 | 0.78359 | 0.70432 | 0.90509 | 0.71942 | 0.74552 | 0.85891 | 0.79126 | 0.8051 | 0.64087 | 0.85459 | 0.85507 | 0.93867 | 0.28494 | 1 | 0.86641 | 0.83489 | 0.7878 | 0.71919 | 0.90624 | 0.72186 | 0.71815 | 0.94235 | 0.75859 | 0.82037 | 0.59906 | 0.88709 | 0.89579 | 0.94314 | 0.22322 | 0
Mar | 30 | 18 | Weekday | Thursday | 0.78595 | 0.95081 | 0.90096 | 0.97322 | 1 | 0.97322 | 0.97322 | 0.8814 | 0.97322 | 0.78595 | 0.78595 | 0.89347 | 0.80504 | 0.89701 | 0.74096 | 0.71909 | 0.98657 | 0.65016 | 0.78683 | 0.91606 | 0.797 | 0.90167 | 0.74312 | 0.8814 | 0.92683 | 0.93877 | 0.33628 | 0.94669 | 0.79159 | 0.92859 | 0.72501 | 0.73087 | 1 | 0.64428 | 0.74847 | 1 | 0.75134 | 0.92089 | 0.68076 | 0.88182 | 0.94279 | 0.92635 | 0.24762 | 0
Mar | 30 | 19 | Weekday | Thursday | 0.81001 | 0.96922 | 0.89466 | 1 | 1 | 1 | 1 | 0.86246 | 1 | 0.81001 | 0.81001 | 0.84126 | 0.74741 | 0.91747 | 0.65379 | 0.69127 | 0.97165 | 0.60771 | 0.79857 | 0.83742 | 0.79986 | 0.97088 | 0.73218 | 0.86246 | 0.91495 | 0.87307 | 0.36534 | 0.88564 | 0.72128 | 0.98521 | 0.61488 | 0.69842 | 0.98338 | 0.58088 | 0.7471 | 0.88406 | 0.73841 | 0.99794 | 0.65138 | 0.82202 | 0.87838 | 0.83316 | 0.25262 | 0
Mar | 30 | 20 | Weekday | Thursday | 0.80544 | 0.92275 | 0.87879 | 0.93469 | 1 | 0.93469 | 0.93469 | 0.54869 | 0.93469 | 0.80544 | 0.80544 | 0.83965 | 0.69895 | 0.97656 | 0.61002 | 0.69206 | 0.88799 | 0.5067 | 0.4679 | 0.80358 | 0.3989 | 0.98357 | 0.72899 | 0.54869 | 0.60618 | 0.70914 | 0.37479 | 0.88349 | 0.66405 | 1 | 0.5537 | 0.69675 | 0.88899 | 0.47513 | 0.46768 | 0.82032 | 0.39775 | 0.99469 | 0.63573 | 0.52861 | 0.60097 | 0.64757 | 0.25414 | 0
Mar | 30 | 21 | Weekday | Thursday | 0.75725 | 0.86562 | 0.85587 | 0.86071 | 1 | 0.86071 | 0.86071 | 0.23581 | 0.86071 | 0.75725 | 0.75725 | 0.82488 | 0.66024 | 0.86875 | 0.41027 | 0.43531 | 0.75509 | 0.43133 | 0.26208 | 0.81437 | 0.15906 | 0.7998 | 0.51852 | 0.23581 | 0.28951 | 0.41402 | 0.39556 | 0.88169 | 0.61819 | 0.8515 | 0.39727 | 0.44246 | 0.7254 | 0.39404 | 0.3201 | 0.81793 | 0.22776 | 0.78831 | 0.4906 | 0.27742 | 0.36363 | 0.42161 | 0.25777 | 0
Mar | 30 | 22 | Weekday | Thursday | 0.74443 | 0.84475 | 0.82811 | 0.74836 | 1 | 0.74836 | 0.74836 | 0.15888 | 0.74836 | 0.74443 | 0.74443 | 0.80179 | 0.64018 | 0.65006 | 0.28001 | 0.25563 | 0.62262 | 0.416 | 0.2625 | 0.84576 | 0.15935 | 0.57178 | 0.37022 | 0.15888 | 0.21202 | 0.3562 | 0.39901 | 0.89279 | 0.59277 | 0.62476 | 0.30004 | 0.26539 | 0.56698 | 0.37557 | 0.3229 | 0.84418 | 0.22901 | 0.53821 | 0.39852 | 0.21591 | 0.30538 | 0.43379 | 0.25824 | 0
Mar | 30 | 23 | Weekday | Thursday | 0.71672 | 0.85719 | 0.8064 | 0.64174 | 1 | 0.64174 | 0.64174 | 0.16054 | 0.64174 | 0.71672 | 0.71672 | 0.65861 | 0.63235 | 0.45362 | 0.2515 | 0.24966 | 0.52948 | 0.42333 | 0.2598 | 0.71312 | 0.15911 | 0.46255 | 0.35688 | 0.16054 | 0.2134 | 0.32849 | 0.42718 | 0.6483 | 0.58025 | 0.45255 | 0.26831 | 0.25931 | 0.45528 | 0.37731 | 0.32184 | 0.61675 | 0.22952 | 0.42132 | 0.38388 | 0.21817 | 0.30736 | 0.40012 | 0.26312 | 0
Mar | 31 | 24 | Weekday | Friday | 0.70378 | 0.84019 | 0.79026 | 0.57764 | 1 | 0.57764 | 0.57764 | 0.15889 | 0.57764 | 0.70378 | 0.70378 | 0.3431 | 0.62965 | 0.35905 | 0.25584 | 0.25725 | 0.49974 | 0.41638 | 0.25942 | 0.39276 | 0.15894 | 0.43237 | 0.36434 | 0.15889 | 0.21219 | 0.28115 | 0.42433 | 0.39915 | 0.57596 | 0.39274 | 0.27259 | 0.26705 | 0.4146 | 0.37454 | 0.32073 | 0.38998 | 0.22897 | 0.38647 | 0.3912 | 0.21593 | 0.3054 | 0.34128 | 0.26253 | 0
Mar | 31 | 1 | Weekday | Friday | 0.70636 | 0.80398 | 0.78304 | 0.55341 | 1 | 0.55341 | 0.55341 | 0.15961 | 0.55341 | 0.70636 | 0.70636 | 0.20662 | 0.62802 | 0.33007 | 0.25564 | 0.25612 | 0.50033 | 0.43798 | 0.25839 | 0.25573 | 0.15932 | 0.41517 | 0.36457 | 0.15961 | 0.21313 | 0.27562 | 0.43902 | 0.33797 | 0.57276 | 0.36751 | 0.27255 | 0.26592 | 0.406 | 0.39081 | 0.32063 | 0.33853 | 0.22907 | 0.36678 | 0.39145 | 0.21616 | 0.30554 | 0.33244 | 0.26512 | 0
Mar | 31 | 2 | Weekday | Friday | 0.68425 | 0.76781 | 0.75731 | 0.52921 | 0.97004 | 0.52921 | 0.52921 | 0.16086 | 0.52921 | 0.68425 | 0.68425 | 0.20719 | 0.62603 | 0.3164 | 0.2565 | 0.25801 | 0.50532 | 0.42914 | 0.25915 | 0.25748 | 0.16009 | 0.41129 | 0.36378 | 0.16086 | 0.2138 | 0.2771 | 0.43421 | 0.33833 | 0.56934 | 0.35073 | 0.27276 | 0.26778 | 0.40216 | 0.38735 | 0.32092 | 0.33911 | 0.23023 | 0.36134 | 0.39145 | 0.21651 | 0.30564 | 0.33261 | 0.26423 | 0
Mar | 31 | 3 | Weekday | Friday | 0.70026 | 0.78787 | 0.78321 | 0.53986 | 1 | 0.53986 | 0.53986 | 0.16269 | 0.53986 | 0.70026 | 0.70026 | 0.2098 | 0.66118 | 0.33401 | 0.26336 | 0.25738 | 0.54236 | 0.54664 | 0.26157 | 0.26327 | 0.16146 | 0.42973 | 0.36502 | 0.16269 | 0.21557 | 0.31363 | 0.45206 | 0.34379 | 0.60963 | 0.36173 | 0.28022 | 0.26716 | 0.43632 | 0.49249 | 0.32307 | 0.34757 | 0.23168 | 0.37556 | 0.39234 | 0.21693 | 0.3059 | 0.37288 | 0.26748 | 0
Mar | 31 | 4 | Weekday | Friday | 0.7039 | 0.79344 | 0.80318 | 0.55254 | 1 | 0.55254 | 0.55254 | 0.16427 | 0.55254 | 0.7039 | 0.7039 | 0.46734 | 0.72157 | 0.42397 | 0.29687 | 0.27323 | 0.64019 | 0.67325 | 0.26342 | 0.51755 | 0.16291 | 0.4944 | 0.37992 | 0.16427 | 0.21635 | 0.33786 | 0.44762 | 0.4607 | 0.63068 | 0.43076 | 0.31515 | 0.28319 | 0.53058 | 0.58761 | 0.32468 | 0.44375 | 0.23302 | 0.4383 | 0.40759 | 0.21738 | 0.30601 | 0.39747 | 0.26643 | 0
Mar | 31 | 5 | Weekday | Friday | 0.68493 | 0.83211 | 0.85629 | 0.65709 | 1 | 0.65709 | 0.65709 | 0.65158 | 0.65709 | 0.68493 | 0.68493 | 0.75673 | 0.80541 | 0.66758 | 0.47678 | 0.70588 | 0.78393 | 0.82289 | 0.61464 | 0.87337 | 0.62634 | 0.71628 | 0.61444 | 0.65158 | 0.72587 | 0.6392 | 0.57194 | 0.74197 | 0.7346 | 0.66808 | 0.37907 | 0.73473 | 0.63685 | 0.75452 | 0.34944 | 0.80914 | 0.32244 | 0.67122 | 0.49935 | 0.34127 | 0.36871 | 0.51268 | 0.32104 | 0
Mar | 31 | 6 | Weekday | Friday | 0.71124 | 0.89164 | 0.93422 | 0.78148 | 0.0044079 | 0.78148 | 0.78148 | 0.84106 | 0.78148 | 0.71124 | 0.71124 | 0.89076 | 0.87894 | 0.93894 | 0.60928 | 0.88133 | 0.79787 | 0.91339 | 0.88408 | 0.93592 | 0.95066 | 0.9001 | 0.70755 | 0.84106 | 0.88269 | 0.76869 | 0.67723 | 0.90409 | 0.84198 | 0.88368 | 0.44574 | 0.88348 | 0.6271 | 0.8731 | 0.57163 | 0.91399 | 0.57063 | 0.867 | 0.47611 | 0.39354 | 0.33585 | 0.55231 | 0.45274 | 0
Mar | 31 | 7 | Weekday | Friday | 0.75017 | 0.91748 | 0.98292 | 0.79565 | 0.0044079 | 0.79565 | 0.79565 | 0.87001 | 0.79565 | 0.75017 | 0.75017 | 0.93869 | 0.92816 | 0.91831 | 0.89027 | 1 | 0.79237 | 0.96334 | 0.99418 | 0.8307 | 1 | 0.89238 | 0.93003 | 0.87001 | 0.89778 | 0.88992 | 0.86385 | 0.95801 | 0.90286 | 0.84389 | 0.82725 | 1 | 0.62978 | 0.93885 | 0.86724 | 0.7922 | 0.80965 | 0.84904 | 0.81537 | 0.57948 | 0.53207 | 0.7495 | 0.72882 | 0
Mar | 31 | 8 | Weekday | Friday | 0.79783 | 0.95508 | 0.99692 | 0.78644 | 0.0044079 | 0.78644 | 0.78644 | 0.9744 | 0.78644 | 0.79783 | 0.79783 | 0.83642 | 0.96433 | 0.77318 | 1 | 0.98333 | 0.72418 | 0.99206 | 1 | 0.76375 | 0.97867 | 0.8257 | 1 | 0.9744 | 0.98787 | 0.98383 | 0.99297 | 0.84626 | 0.94647 | 0.72701 | 0.99799 | 0.99473 | 0.5762 | 0.98379 | 0.96043 | 0.73123 | 0.88767 | 0.78114 | 0.98833 | 0.85217 | 0.83078 | 0.91941 | 0.93977 | 0
Mar | 31 | 9 | Weekday | Friday | 0.91221 | 0.96904 | 0.99564 | 0.7362 | 0.0044079 | 0.7362 | 0.7362 | 1 | 0.7362 | 0.91221 | 0.91221 | 0.87805 | 0.98693 | 0.64523 | 0.94979 | 0.90294 | 0.63243 | 1 | 0.98279 | 0.81695 | 0.95541 | 0.68863 | 0.96894 | 1 | 1 | 0.96425 | 1 | 0.89902 | 0.97452 | 0.61122 | 0.96324 | 0.91892 | 0.50118 | 1 | 0.97835 | 0.84749 | 0.9118 | 0.64202 | 0.99062 | 0.97969 | 0.97336 | 0.93142 | 1 | 0
Mar | 31 | 10 | Weekday | Friday | 0.988 | 0.99072 | 0.9945 | 0.72895 | 0.0044079 | 0.72895 | 0.72895 | 0.96341 | 0.72895 | 0.988 | 0.988 | 0.91899 | 0.99666 | 0.57804 | 0.93359 | 0.88702 | 0.58246 | 0.99326 | 0.97028 | 0.85567 | 0.94566 | 0.61975 | 0.95867 | 0.96341 | 0.95152 | 1 | 0.96883 | 0.97205 | 0.98777 | 0.56681 | 0.95498 | 0.90562 | 0.47756 | 0.99793 | 0.99449 | 0.93713 | 0.94269 | 0.57449 | 0.9934 | 0.99666 | 0.99431 | 1 | 1 | 0
Mar | 31 | 11 | Weekday | Friday | 0.99981 | 1 | 0.98813 | 0.71524 | 0.0044079 | 0.71524 | 0.71524 | 0.92969 | 0.71524 | 0.99981 | 0.99981 | 0.88647 | 0.98378 | 0.56366 | 0.91335 | 0.88941 | 0.55183 | 0.96058 | 0.96149 | 0.82674 | 0.94378 | 0.61223 | 0.92998 | 0.92969 | 0.91036 | 0.98223 | 0.89729 | 0.97263 | 0.97748 | 0.57014 | 0.93537 | 0.91023 | 0.47289 | 0.96597 | 1 | 0.93371 | 0.97254 | 0.5759 | 0.96421 | 0.9959 | 0.9951 | 0.99688 | 0.93878 | 0
Mar | 31 | 12 | Weekday | Friday | 0.97142 | 0.99245 | 0.97639 | 0.70184 | 0.0044079 | 0.70184 | 0.70184 | 0.91032 | 0.70184 | 0.97142 | 0.97142 | 0.78324 | 0.99107 | 0.55608 | 0.9268 | 0.87718 | 0.52761 | 0.9643 | 0.95738 | 0.80037 | 0.95062 | 0.61015 | 0.93931 | 0.91032 | 0.8863 | 0.94463 | 0.90906 | 0.85474 | 0.98762 | 0.56316 | 0.95465 | 0.89954 | 0.4655 | 0.97215 | 0.98861 | 0.91929 | 0.99207 | 0.57846 | 0.98177 | 0.99631 | 0.99582 | 0.96443 | 0.96735 | 0
Mar | 31 | 13 | Weekday | Friday | 0.93614 | 0.99201 | 0.97471 | 0.68281 | 0.0044079 | 0.68281 | 0.68281 | 0.89878 | 0.68281 | 0.93614 | 0.93614 | 0.7269 | 1 | 0.54787 | 0.93458 | 0.84021 | 0.51056 | 0.96807 | 0.95611 | 0.71885 | 0.95419 | 0.61137 | 0.94369 | 0.89878 | 0.8724 | 0.92837 | 0.92963 | 0.7931 | 0.9982 | 0.54969 | 0.97114 | 0.86264 | 0.46051 | 0.98169 | 0.98517 | 0.79992 | 1 | 0.57887 | 0.99957 | 0.9974 | 0.99736 | 0.9508 | 1 | 0
Mar | 31 | 14 | Weekday | Friday | 0.91256 | 0.99501 | 0.95885 | 0.68289 | 0.0044079 | 0.68289 | 0.68289 | 0.88815 | 0.68289 | 0.91256 | 0.91256 | 0.75113 | 0.99803 | 0.54831 | 0.93218 | 0.82024 | 0.52607 | 0.9434 | 0.95218 | 0.68701 | 0.93275 | 0.60856 | 0.94082 | 0.88815 | 0.86161 | 0.91315 | 0.92897 | 0.79205 | 0.99893 | 0.54865 | 0.97127 | 0.84304 | 0.4812 | 0.96039 | 0.97871 | 0.73663 | 0.98216 | 0.57577 | 1 | 0.99895 | 1 | 0.93652 | 1 | 0
Mar | 31 | 15 | Weekday | Friday | 0.86956 | 0.99228 | 0.93916 | 0.70609 | 0.0044079 | 0.70609 | 0.70609 | 0.88969 | 0.70609 | 0.86956 | 0.86956 | 0.87225 | 0.99717 | 0.5625 | 0.96086 | 0.83221 | 0.64252 | 0.92176 | 0.9244 | 0.69473 | 0.89027 | 0.59903 | 0.94109 | 0.88969 | 0.86564 | 0.91091 | 0.93449 | 0.90523 | 1 | 0.58803 | 1 | 0.85455 | 0.61747 | 0.94478 | 0.96413 | 0.73438 | 0.96013 | 0.60066 | 0.99934 | 0.99955 | 0.99986 | 0.93178 | 1 | 0
Mar | 31 | 16 | Weekday | Friday | 0.82679 | 0.96907 | 0.92328 | 0.78679 | 0.32119 | 0.78679 | 0.78679 | 0.90789 | 0.78679 | 0.82679 | 0.82679 | 0.9281 | 0.99404 | 0.64228 | 0.91118 | 0.80772 | 0.78647 | 0.91789 | 0.78445 | 0.78009 | 0.80989 | 0.6738 | 0.73929 | 0.90789 | 0.88845 | 0.91612 | 0.54776 | 0.96575 | 0.99866 | 0.67693 | 0.94136 | 0.82905 | 0.77898 | 0.93741 | 0.79326 | 0.84994 | 0.83016 | 0.69702 | 0.7569 | 1 | 0.99844 | 0.9304 | 0.54831 | 0
Mar | 31 | 17 | Weekday | Friday | 0.80288 | 0.94863 | 0.91149 | 0.89461 | 0.68322 | 0.89461 | 0.89461 | 0.85459 | 0.89461 | 0.80288 | 0.80288 | 0.95197 | 0.87254 | 0.83077 | 0.78359 | 0.70432 | 0.90509 | 0.71942 | 0.74552 | 0.85891 | 0.79126 | 0.8051 | 0.64087 | 0.85459 | 0.85507 | 0.93867 | 0.28494 | 1 | 0.86641 | 0.83489 | 0.7878 | 0.71919 | 0.90624 | 0.72186 | 0.71815 | 0.94235 | 0.75859 | 0.82037 | 0.59906 | 0.88709 | 0.89579 | 0.94314 | 0.22322 | 0
Mar | 31 | 18 | Weekday | Friday | 0.78595 | 0.95081 | 0.90096 | 0.97322 | 1 | 0.97322 | 0.97322 | 0.8814 | 0.97322 | 0.78595 | 0.78595 | 0.89347 | 0.80504 | 0.89701 | 0.74096 | 0.71909 | 0.98657 | 0.65016 | 0.78683 | 0.91606 | 0.797 | 0.90167 | 0.74312 | 0.8814 | 0.92683 | 0.93877 | 0.33628 | 0.94669 | 0.79159 | 0.92859 | 0.72501 | 0.73087 | 1 | 0.64428 | 0.74847 | 1 | 0.75134 | 0.92089 | 0.68076 | 0.88182 | 0.94279 | 0.92635 | 0.24762 | 0
Mar | 31 | 19 | Weekday | Friday | 0.81001 | 0.96922 | 0.89466 | 1 | 1 | 1 | 1 | 0.86246 | 1 | 0.81001 | 0.81001 | 0.84126 | 0.74741 | 0.91747 | 0.65379 | 0.69127 | 0.97165 | 0.60771 | 0.79857 | 0.83742 | 0.79986 | 0.97088 | 0.73218 | 0.86246 | 0.91495 | 0.87307 | 0.36534 | 0.88564 | 0.72128 | 0.98521 | 0.61488 | 0.69842 | 0.98338 | 0.58088 | 0.7471 | 0.88406 | 0.73841 | 0.99794 | 0.65138 | 0.82202 | 0.87838 | 0.83316 | 0.25262 | 0
Mar | 31 | 20 | Weekday | Friday | 0.80544 | 0.92275 | 0.87879 | 0.93469 | 1 | 0.93469 | 0.93469 | 0.54869 | 0.93469 | 0.80544 | 0.80544 | 0.83965 | 0.69895 | 0.97656 | 0.61002 | 0.69206 | 0.88799 | 0.5067 | 0.4679 | 0.80358 | 0.3989 | 0.98357 | 0.72899 | 0.54869 | 0.60618 | 0.70914 | 0.37479 | 0.88349 | 0.66405 | 1 | 0.5537 | 0.69675 | 0.88899 | 0.47513 | 0.46768 | 0.82032 | 0.39775 | 0.99469 | 0.63573 | 0.52861 | 0.60097 | 0.64757 | 0.25414 | 0
Mar | 31 | 21 | Weekday | Friday | 0.75725 | 0.86562 | 0.85587 | 0.86071 | 1 | 0.86071 | 0.86071 | 0.23581 | 0.86071 | 0.75725 | 0.75725 | 0.82488 | 0.66024 | 0.86875 | 0.41027 | 0.43531 | 0.75509 | 0.43133 | 0.26208 | 0.81437 | 0.15906 | 0.7998 | 0.51852 | 0.23581 | 0.28951 | 0.41402 | 0.39556 | 0.88169 | 0.61819 | 0.8515 | 0.39727 | 0.44246 | 0.7254 | 0.39404 | 0.3201 | 0.81793 | 0.22776 | 0.78831 | 0.4906 | 0.27742 | 0.36363 | 0.42161 | 0.25777 | 0
Mar | 31 | 22 | Weekday | Friday | 0.74443 | 0.84475 | 0.82811 | 0.74836 | 1 | 0.74836 | 0.74836 | 0.15888 | 0.74836 | 0.74443 | 0.74443 | 0.80179 | 0.64018 | 0.65006 | 0.28001 | 0.25563 | 0.62262 | 0.416 | 0.2625 | 0.84576 | 0.15935 | 0.57178 | 0.37022 | 0.15888 | 0.21202 | 0.3562 | 0.39901 | 0.89279 | 0.59277 | 0.62476 | 0.30004 | 0.26539 | 0.56698 | 0.37557 | 0.3229 | 0.84418 | 0.22901 | 0.53821 | 0.39852 | 0.21591 | 0.30538 | 0.43379 | 0.25824 | 0
Mar | 31 | 23 | Weekday | Friday | 0.71672 | 0.85719 | 0.8064 | 0.64174 | 1 | 0.64174 | 0.64174 | 0.17164 | 0.64174 | 0.71672 | 0.71672 | 0.58305 | 0.62232 | 0.40224 | 0.22896 | 0.24632 | 0.43335 | 0.39933 | 0.27877 | 0.63602 | 0.17663 | 0.40107 | 0.36071 | 0.17164 | 0.23205 | 0.31285 | 0.35227 | 0.51298 | 0.57402 | 0.42229 | 0.23888 | 0.24826 | 0.41319 | 0.34163 | 0.30679 | 0.49298 | 0.21876 | 0.39048 | 0.36415 | 0.20357 | 0.29 | 0.35636 | 0.24588 | 0
Apr | 1 | 24 | Weekend | Saturday | 0.71338 | 0.82263 | 0.80669 | 0.58166 | 1 | 0.58166 | 0.58166 | 0.17593 | 0.58166 | 0.71338 | 0.71338 | 0.2315 | 0.61578 | 0.37505 | 0.20731 | 0.22879 | 0.42375 | 0.44118 | 0.27753 | 0.29512 | 0.17589 | 0.40094 | 0.33912 | 0.17593 | 0.23561 | 0.2832 | 0.35364 | 0.33702 | 0.5657 | 0.41546 | 0.21623 | 0.22991 | 0.3981 | 0.37245 | 0.30676 | 0.34239 | 0.21874 | 0.39266 | 0.34191 | 0.20865 | 0.29444 | 0.32254 | 0.2461 | 0
Apr | 1 | 1 | Weekend | Saturday | 0.71186 | 0.78232 | 0.79654 | 0.55945 | 1 | 0.55945 | 0.55945 | 0.17593 | 0.55945 | 0.71186 | 0.71186 | 0.2328 | 0.61539 | 0.33203 | 0.20737 | 0.22837 | 0.42111 | 0.41101 | 0.27749 | 0.29643 | 0.17696 | 0.35948 | 0.33816 | 0.17593 | 0.23561 | 0.27941 | 0.37309 | 0.33756 | 0.56421 | 0.36078 | 0.21623 | 0.22991 | 0.39095 | 0.35332 | 0.30671 | 0.34334 | 0.21872 | 0.33976 | 0.34191 | 0.20865 | 0.29444 | 0.31845 | 0.24918 | 0
Apr | 1 | 2 | Weekend | Saturday | 0.70433 | 0.77009 | 0.79049 | 0.55013 | 1 | 0.55013 | 0.55013 | 0.17593 | 0.55013 | 0.70433 | 0.70433 | 0.23202 | 0.61702 | 0.32432 | 0.20731 | 0.22879 | 0.42437 | 0.45203 | 0.27907 | 0.29731 | 0.17607 | 0.35549 | 0.3372 | 0.17593 | 0.23561 | 0.27694 | 0.36723 | 0.33783 | 0.56479 | 0.35455 | 0.21623 | 0.22991 | 0.38772 | 0.38385 | 0.30668 | 0.34379 | 0.2187 | 0.33723 | 0.34191 | 0.20865 | 0.29444 | 0.31539 | 0.24824 | 0
Apr | 1 | 3 | Weekend | Saturday | 0.69832 | 0.76834 | 0.79082 | 0.54304 | 1 | 0.54304 | 0.54304 | 0.17593 | 0.54304 | 0.69832 | 0.69832 | 0.23469 | 0.62052 | 0.3489 | 0.21819 | 0.22816 | 0.48094 | 0.48938 | 0.27809 | 0.30088 | 0.17736 | 0.37592 | 0.34009 | 0.17593 | 0.23561 | 0.29613 | 0.38951 | 0.34123 | 0.57014 | 0.37106 | 0.22744 | 0.22991 | 0.44148 | 0.42592 | 0.30783 | 0.34912 | 0.21948 | 0.35198 | 0.34191 | 0.20865 | 0.29444 | 0.33728 | 0.2518 | 0
Apr | 1 | 4 | Weekend | Saturday | 0.7168 | 0.77146 | 0.81006 | 0.56378 | 1 | 0.56378 | 0.56378 | 0.16408 | 0.56378 | 0.7168 | 0.7168 | 0.61 | 0.61857 | 0.38604 | 0.23563 | 0.21917 | 0.60178 | 0.62481 | 0.27534 | 0.65734 | 0.17339 | 0.40528 | 0.32104 | 0.16408 | 0.21743 | 0.29615 | 0.36732 | 0.50572 | 0.56672 | 0.40103 | 0.24507 | 0.21977 | 0.54429 | 0.52179 | 0.30298 | 0.48212 | 0.21608 | 0.38564 | 0.32329 | 0.1946 | 0.27172 | 0.33484 | 0.23729 | 0
Apr | 1 | 5 | Weekend | Saturday | 0.6985 | 0.80577 | 0.86157 | 0.71762 | 0.7511 | 0.71762 | 0.71762 | 0.43951 | 0.71762 | 0.6985 | 0.6985 | 0.83131 | 0.64211 | 0.54858 | 0.33872 | 0.37005 | 0.70786 | 0.62497 | 0.24217 | 1 | 0.15374 | 0.54695 | 0.33575 | 0.43951 | 0.4662 | 0.66448 | 0.29515 | 0.7978 | 0.60483 | 0.5833 | 0.30203 | 0.3733 | 0.57735 | 0.56198 | 0.2675 | 0.93142 | 0.19114 | 0.53963 | 0.3054 | 0.19563 | 0.1723 | 0.44092 | 0.14355 | 0
Apr | 1 | 6 | Weekend | Saturday | 0.71583 | 0.85074 | 0.93227 | 0.84693 | 0.004395 | 0.84693 | 0.84693 | 0.40123 | 0.84693 | 0.71583 | 0.71583 | 0.91008 | 0.70928 | 0.79081 | 0.34802 | 0.34395 | 0.75229 | 0.68174 | 0.2363 | 0.94857 | 0.15066 | 0.70862 | 0.34394 | 0.40123 | 0.41465 | 0.67096 | 0.34952 | 0.95389 | 0.65377 | 0.7662 | 0.31687 | 0.33746 | 0.62674 | 0.62698 | 0.26009 | 0.91651 | 0.18594 | 0.71366 | 0.27687 | 0.24532 | 0.21772 | 0.47591 | 0.18456 | 0
Apr | 1 | 7 | Weekend | Saturday | 0.76106 | 0.88072 | 0.9794 | 0.84281 | 0.004395 | 0.84281 | 0.84281 | 0.83835 | 0.84281 | 0.76106 | 0.76106 | 0.92865 | 0.73994 | 1 | 0.44314 | 0.38687 | 0.69973 | 0.71061 | 0.23637 | 0.79407 | 0.1496 | 1 | 0.38295 | 0.83835 | 0.85764 | 0.7986 | 0.32358 | 0.95412 | 0.69988 | 0.93427 | 0.43107 | 0.38277 | 0.57018 | 0.68038 | 0.26016 | 0.73802 | 0.18598 | 0.99573 | 0.34356 | 0.5135 | 0.46264 | 0.65628 | 0.1899 | 0
Apr | 1 | 8 | Weekend | Saturday | 0.80478 | 0.92673 | 0.99641 | 0.85488 | 0.004395 | 0.85488 | 0.85488 | 0.83166 | 0.85488 | 0.80478 | 0.80478 | 0.81266 | 0.77866 | 0.80764 | 0.41022 | 0.3761 | 0.61565 | 0.758 | 0.23771 | 0.79113 | 0.15077 | 0.84561 | 0.37479 | 0.83166 | 0.83918 | 0.76567 | 0.35223 | 0.78334 | 0.74577 | 0.77901 | 0.40264 | 0.37363 | 0.49807 | 0.72699 | 0.26031 | 0.73869 | 0.18608 | 0.84678 | 0.34355 | 0.65925 | 0.6248 | 0.64613 | 0.25727 | 0
Apr | 1 | 9 | Weekend | Saturday | 0.89341 | 0.94732 | 0.99842 | 0.81513 | 0.004395 | 0.81513 | 0.81513 | 0.87355 | 0.81513 | 0.89341 | 0.89341 | 1 | 0.78984 | 0.64719 | 0.36714 | 0.3569 | 0.52976 | 0.72336 | 0.2365 | 0.9263 | 0.15633 | 0.61029 | 0.37208 | 0.87355 | 0.86752 | 0.83541 | 0.32064 | 0.95478 | 0.75933 | 0.62436 | 0.36233 | 0.35494 | 0.4241 | 0.70048 | 0.2603 | 0.91763 | 0.1861 | 0.58329 | 0.34355 | 0.78452 | 0.75975 | 0.75655 | 0.25411 | 0
Apr | 1 | 10 | Weekend | Saturday | 0.97352 | 0.97249 | 0.99907 | 0.78411 | 0.004395 | 0.78411 | 0.78411 | 0.82793 | 0.78411 | 0.97352 | 0.97352 | 0.98368 | 0.7995 | 0.59443 | 0.35575 | 0.35667 | 0.50564 | 0.74855 | 0.23994 | 0.93489 | 0.15355 | 0.57575 | 0.36759 | 0.82793 | 0.80911 | 0.91677 | 0.30218 | 0.97154 | 0.77142 | 0.6007 | 0.3521 | 0.35595 | 0.42846 | 0.72179 | 0.26412 | 0.95806 | 0.18771 | 0.55864 | 0.34355 | 0.78211 | 0.75975 | 0.8693 | 0.25286 | 0
Apr | 1 | 11 | Weekend | Saturday | 0.99489 | 0.9878 | 0.99455 | 0.75209 | 0.004395 | 0.75209 | 0.75209 | 0.85519 | 0.75209 | 0.99489 | 0.99489 | 0.94519 | 0.79653 | 0.54974 | 0.3536 | 0.34455 | 0.48481 | 0.68978 | 0.23849 | 0.88648 | 0.15257 | 0.57417 | 0.30706 | 0.85519 | 0.82501 | 0.88784 | 0.21575 | 0.95614 | 0.76946 | 0.58839 | 0.3521 | 0.34454 | 0.42535 | 0.66808 | 0.26027 | 0.92661 | 0.18604 | 0.56114 | 0.27684 | 0.86598 | 0.84972 | 0.85471 | 0.17399 | 0
Apr | 1 | 12 | Weekend | Saturday | 0.98411 | 0.98713 | 0.98212 | 0.73503 | 0.004395 | 0.73503 | 0.73503 | 0.83405 | 0.73503 | 0.98411 | 0.98411 | 0.79925 | 0.7944 | 0.52892 | 0.35285 | 0.33196 | 0.46291 | 0.74031 | 0.23548 | 0.87907 | 0.15269 | 0.5692 | 0.3101 | 0.83405 | 0.79832 | 0.87422 | 0.21048 | 0.78435 | 0.76867 | 0.55943 | 0.35209 | 0.33187 | 0.41445 | 0.71718 | 0.26052 | 0.91946 | 0.18619 | 0.56306 | 0.27684 | 0.86557 | 0.84972 | 0.84843 | 0.17396 | 0
Apr | 1 | 13 | Weekend | Saturday | 0.95145 | 0.9831 | 0.98346 | 0.71266 | 0.004395 | 0.71266 | 0.71266 | 0.82349 | 0.71266 | 0.95145 | 0.95145 | 0.76827 | 0.79574 | 0.5308 | 0.25213 | 0.26401 | 0.44958 | 0.70847 | 0.23678 | 0.73605 | 0.152 | 0.56825 | 0.31013 | 0.82349 | 0.78622 | 0.85715 | 0.20615 | 0.78438 | 0.77097 | 0.56046 | 0.24065 | 0.26374 | 0.41083 | 0.69194 | 0.26061 | 0.74085 | 0.18624 | 0.56376 | 0.27684 | 0.86544 | 0.84972 | 0.8348 | 0.17349 | 0
Apr | 1 | 14 | Weekend | Saturday | 0.93074 | 0.9908 | 0.97063 | 0.70533 | 0.004395 | 0.70533 | 0.70533 | 0.81507 | 0.70533 | 0.93074 | 0.93074 | 0.80862 | 0.75987 | 0.53121 | 0.25623 | 0.26632 | 0.4852 | 0.74102 | 0.23633 | 0.73796 | 0.15196 | 0.56992 | 0.30583 | 0.81507 | 0.77832 | 0.8434 | 0.20645 | 0.78412 | 0.74355 | 0.55904 | 0.24425 | 0.26663 | 0.44622 | 0.71797 | 0.26057 | 0.74029 | 0.18619 | 0.56079 | 0.27688 | 0.86541 | 0.84972 | 0.82253 | 0.17365 | 0
Apr | 1 | 15 | Weekend | Saturday | 0.88421 | 0.9861 | 0.95077 | 0.72813 | 0.004395 | 0.72813 | 0.72813 | 0.81729 | 0.72813 | 0.88421 | 0.88421 | 0.97895 | 0.74981 | 0.55417 | 0.32336 | 0.27592 | 0.66083 | 0.67304 | 0.23666 | 0.73673 | 0.15019 | 0.5565 | 0.31089 | 0.81729 | 0.78308 | 0.84194 | 0.12724 | 0.95395 | 0.7327 | 0.62134 | 0.31203 | 0.27652 | 0.6385 | 0.65591 | 0.26004 | 0.73734 | 0.18581 | 0.59776 | 0.27684 | 0.86562 | 0.84972 | 0.82257 | 0.10018 | 0
Apr | 1 | 16 | Weekend | Saturday | 0.82951 | 0.95572 | 0.92932 | 0.81131 | 0.004395 | 0.81131 | 0.81131 | 0.78688 | 0.81131 | 0.82951 | 0.82951 | 0.98764 | 0.71536 | 0.62656 | 0.33215 | 0.27387 | 0.84499 | 0.65511 | 0.23544 | 0.89173 | 0.15018 | 0.62854 | 0.28932 | 0.78688 | 0.76046 | 0.80687 | 0.13568 | 0.95423 | 0.69479 | 0.69781 | 0.3128 | 0.27436 | 0.82717 | 0.62907 | 0.26003 | 0.9161 | 0.18579 | 0.67725 | 0.24348 | 0.78003 | 0.75975 | 0.76631 | 0.10158 | 0
Apr | 1 | 17 | Weekend | Saturday | 0.79259 | 0.92359 | 0.91115 | 0.90236 | 0.004395 | 0.90236 | 0.90236 | 0.6575 | 0.90236 | 0.79259 | 0.79259 | 0.9851 | 0.69574 | 0.76958 | 0.27075 | 0.12925 | 0.91196 | 0.46249 | 0.23662 | 0.89455 | 0.14907 | 0.78048 | 0.15446 | 0.6575 | 0.63483 | 0.80503 | 0.14695 | 0.95486 | 0.66736 | 0.8671 | 0.28231 | 0.12953 | 0.88694 | 0.42557 | 0.25999 | 0.91614 | 0.18577 | 0.8362 | 0.15567 | 0.58802 | 0.55261 | 0.74242 | 0.10332 | 0
Apr | 1 | 18 | Weekend | Saturday | 0.76744 | 0.90189 | 0.89487 | 0.93956 | 1 | 0.93956 | 0.93956 | 0.51202 | 0.93956 | 0.76744 | 0.76744 | 0.85938 | 0.70114 | 0.83344 | 0.27088 | 0.2035 | 0.97611 | 0.51955 | 0.26846 | 0.96855 | 0.17046 | 0.85245 | 0.29488 | 0.51202 | 0.54967 | 0.74851 | 0.26304 | 0.86316 | 0.66994 | 0.905 | 0.28248 | 0.20456 | 0.96205 | 0.48115 | 0.29669 | 0.99335 | 0.21153 | 0.90943 | 0.29535 | 0.51533 | 0.56429 | 0.66304 | 0.20413 | 0
Apr | 1 | 19 | Weekend | Saturday | 0.80517 | 0.91582 | 0.89012 | 0.98643 | 1 | 0.98643 | 0.98643 | 0.51805 | 0.98643 | 0.80517 | 0.80517 | 0.87552 | 0.65462 | 0.88068 | 0.28231 | 0.22879 | 0.98845 | 0.5108 | 0.27941 | 0.83817 | 0.17671 | 0.93028 | 0.34009 | 0.51805 | 0.57563 | 0.72908 | 0.31794 | 0.8819 | 0.61115 | 0.97101 | 0.29416 | 0.22991 | 0.98284 | 0.46124 | 0.3084 | 0.83178 | 0.21977 | 0.99189 | 0.34191 | 0.51052 | 0.5799 | 0.63273 | 0.24029 | 0
Apr | 1 | 20 | Weekend | Saturday | 0.82518 | 0.88016 | 0.87753 | 0.94671 | 1 | 0.94671 | 0.94671 | 0.23416 | 0.94671 | 0.82518 | 0.82518 | 0.86787 | 0.65555 | 0.85133 | 0.26125 | 0.22879 | 0.84849 | 0.43747 | 0.27879 | 0.8452 | 0.18946 | 0.91149 | 0.33816 | 0.23416 | 0.29316 | 0.60122 | 0.32956 | 0.88014 | 0.61019 | 0.92867 | 0.27191 | 0.22991 | 0.84126 | 0.39306 | 0.30772 | 0.82911 | 0.21938 | 0.96891 | 0.34191 | 0.27773 | 0.36637 | 0.52231 | 0.24222 | 0
Apr | 1 | 21 | Weekend | Saturday | 0.77518 | 0.82801 | 0.85372 | 0.85668 | 1 | 0.85668 | 0.85668 | 0.17593 | 0.85668 | 0.77518 | 0.77518 | 0.8345 | 0.65112 | 0.81598 | 0.23972 | 0.22858 | 0.68613 | 0.41985 | 0.27798 | 0.849 | 0.17624 | 0.71142 | 0.33912 | 0.17593 | 0.23561 | 0.28819 | 0.34596 | 0.87753 | 0.60174 | 0.78261 | 0.24973 | 0.22991 | 0.66029 | 0.3629 | 0.30681 | 0.82514 | 0.21873 | 0.72208 | 0.34191 | 0.20865 | 0.29444 | 0.32834 | 0.24479 | 0
Apr | 1 | 22 | Weekend | Saturday | 0.76687 | 0.81283 | 0.82576 | 0.74471 | 1 | 0.74471 | 0.74471 | 0.17593 | 0.74471 | 0.76687 | 0.76687 | 0.8107 | 0.63607 | 0.57834 | 0.21837 | 0.22796 | 0.53128 | 0.40206 | 0.28184 | 0.89822 | 0.17685 | 0.47536 | 0.33912 | 0.17593 | 0.23561 | 0.39873 | 0.35366 | 0.89506 | 0.58421 | 0.55714 | 0.22748 | 0.22991 | 0.50702 | 0.34703 | 0.31065 | 0.86641 | 0.2204 | 0.46699 | 0.34191 | 0.20865 | 0.29444 | 0.4542 | 0.2461 | 0
Apr | 1 | 23 | Weekend | Saturday | 0.72865 | 0.82794 | 0.80327 | 0.63948 | 1 | 0.63948 | 0.63948 | 0.17164 | 0.63948 | 0.72865 | 0.72865 | 0.58305 | 0.62232 | 0.40224 | 0.22896 | 0.24632 | 0.43335 | 0.39933 | 0.27877 | 0.63602 | 0.17663 | 0.40107 | 0.36071 | 0.17164 | 0.23205 | 0.31285 | 0.35227 | 0.51298 | 0.57402 | 0.42229 | 0.23888 | 0.24826 | 0.41319 | 0.34163 | 0.30679 | 0.49298 | 0.21876 | 0.39048 | 0.36415 | 0.20357 | 0.29 | 0.35636 | 0.24588 | 0
Apr | 2 | 24 | Weekend | Sunday | 0.71338 | 0.82263 | 0.80669 | 0.58166 | 1 | 0.58166 | 0.58166 | 0.17593 | 0.58166 | 0.71338 | 0.71338 | 0.2315 | 0.61578 | 0.37505 | 0.20731 | 0.22879 | 0.42375 | 0.44118 | 0.27753 | 0.29512 | 0.17589 | 0.40094 | 0.33912 | 0.17593 | 0.23561 | 0.2832 | 0.35364 | 0.33702 | 0.5657 | 0.41546 | 0.21623 | 0.22991 | 0.3981 | 0.37245 | 0.30676 | 0.34239 | 0.21874 | 0.39266 | 0.34191 | 0.20865 | 0.29444 | 0.32254 | 0.2461 | 0
Apr | 2 | 1 | Weekend | Sunday | 0.71186 | 0.78232 | 0.79654 | 0.55945 | 1 | 0.55945 | 0.55945 | 0.17593 | 0.55945 | 0.71186 | 0.71186 | 0.2328 | 0.61539 | 0.33203 | 0.20737 | 0.22837 | 0.42111 | 0.41101 | 0.27749 | 0.29643 | 0.17696 | 0.35948 | 0.33816 | 0.17593 | 0.23561 | 0.27941 | 0.37309 | 0.33756 | 0.56421 | 0.36078 | 0.21623 | 0.22991 | 0.39095 | 0.35332 | 0.30671 | 0.34334 | 0.21872 | 0.33976 | 0.34191 | 0.20865 | 0.29444 | 0.31845 | 0.24918 | 0
Apr | 2 | 2 | Weekend | Sunday | 0.70433 | 0.77009 | 0.79049 | 0.55013 | 1 | 0.55013 | 0.55013 | 0.17593 | 0.55013 | 0.70433 | 0.70433 | 0.23202 | 0.61702 | 0.32432 | 0.20731 | 0.22879 | 0.42437 | 0.45203 | 0.27907 | 0.29731 | 0.17607 | 0.35549 | 0.3372 | 0.17593 | 0.23561 | 0.27694 | 0.36723 | 0.33783 | 0.56479 | 0.35455 | 0.21623 | 0.22991 | 0.38772 | 0.38385 | 0.30668 | 0.34379 | 0.2187 | 0.33723 | 0.34191 | 0.20865 | 0.29444 | 0.31539 | 0.24824 | 0
Apr | 2 | 3 | Weekend | Sunday | 0.69832 | 0.76834 | 0.79082 | 0.54304 | 1 | 0.54304 | 0.54304 | 0.17593 | 0.54304 | 0.69832 | 0.69832 | 0.23469 | 0.62052 | 0.3489 | 0.21819 | 0.22816 | 0.48094 | 0.48938 | 0.27809 | 0.30088 | 0.17736 | 0.37592 | 0.34009 | 0.17593 | 0.23561 | 0.29613 | 0.38951 | 0.34123 | 0.57014 | 0.37106 | 0.22744 | 0.22991 | 0.44148 | 0.42592 | 0.30783 | 0.34912 | 0.21948 | 0.35198 | 0.34191 | 0.20865 | 0.29444 | 0.33728 | 0.2518 | 0
Apr | 2 | 4 | Weekend | Sunday | 0.7168 | 0.77146 | 0.81006 | 0.56378 | 1 | 0.56378 | 0.56378 | 0.16408 | 0.56378 | 0.7168 | 0.7168 | 0.61 | 0.61857 | 0.38604 | 0.23563 | 0.21917 | 0.60178 | 0.62481 | 0.27534 | 0.65734 | 0.17339 | 0.40528 | 0.32104 | 0.16408 | 0.21743 | 0.29615 | 0.36732 | 0.50572 | 0.56672 | 0.40103 | 0.24507 | 0.21977 | 0.54429 | 0.52179 | 0.30298 | 0.48212 | 0.21608 | 0.38564 | 0.32329 | 0.1946 | 0.27172 | 0.33484 | 0.23729 | 0
Apr | 2 | 5 | Weekend | Sunday | 0.6985 | 0.80577 | 0.86157 | 0.71762 | 0.7511 | 0.71762 | 0.71762 | 0.43951 | 0.71762 | 0.6985 | 0.6985 | 0.83131 | 0.64211 | 0.54858 | 0.33872 | 0.37005 | 0.70786 | 0.62497 | 0.24217 | 1 | 0.15374 | 0.54695 | 0.33575 | 0.43951 | 0.4662 | 0.66448 | 0.29515 | 0.7978 | 0.60483 | 0.5833 | 0.30203 | 0.3733 | 0.57735 | 0.56198 | 0.2675 | 0.93142 | 0.19114 | 0.53963 | 0.3054 | 0.19563 | 0.1723 | 0.44092 | 0.14355 | 0
Apr | 2 | 6 | Weekend | Sunday | 0.71583 | 0.85074 | 0.93227 | 0.84693 | 0.004395 | 0.84693 | 0.84693 | 0.40123 | 0.84693 | 0.71583 | 0.71583 | 0.91008 | 0.70928 | 0.79081 | 0.34802 | 0.34395 | 0.75229 | 0.68174 | 0.2363 | 0.94857 | 0.15066 | 0.70862 | 0.34394 | 0.40123 | 0.41465 | 0.67096 | 0.34952 | 0.95389 | 0.65377 | 0.7662 | 0.31687 | 0.33746 | 0.62674 | 0.62698 | 0.26009 | 0.91651 | 0.18594 | 0.71366 | 0.27687 | 0.24532 | 0.21772 | 0.47591 | 0.18456 | 0
Apr | 2 | 7 | Weekend | Sunday | 0.76106 | 0.88072 | 0.9794 | 0.84281 | 0.004395 | 0.84281 | 0.84281 | 0.83835 | 0.84281 | 0.76106 | 0.76106 | 0.92865 | 0.73994 | 1 | 0.44314 | 0.38687 | 0.69973 | 0.71061 | 0.23637 | 0.79407 | 0.1496 | 1 | 0.38295 | 0.83835 | 0.85764 | 0.7986 | 0.32358 | 0.95412 | 0.69988 | 0.93427 | 0.43107 | 0.38277 | 0.57018 | 0.68038 | 0.26016 | 0.73802 | 0.18598 | 0.99573 | 0.34356 | 0.5135 | 0.46264 | 0.65628 | 0.1899 | 0
Apr | 2 | 8 | Weekend | Sunday | 0.80478 | 0.92673 | 0.99641 | 0.85488 | 0.004395 | 0.85488 | 0.85488 | 0.83166 | 0.85488 | 0.80478 | 0.80478 | 0.81266 | 0.77866 | 0.80764 | 0.41022 | 0.3761 | 0.61565 | 0.758 | 0.23771 | 0.79113 | 0.15077 | 0.84561 | 0.37479 | 0.83166 | 0.83918 | 0.76567 | 0.35223 | 0.78334 | 0.74577 | 0.77901 | 0.40264 | 0.37363 | 0.49807 | 0.72699 | 0.26031 | 0.73869 | 0.18608 | 0.84678 | 0.34355 | 0.65925 | 0.6248 | 0.64613 | 0.25727 | 0
Apr | 2 | 9 | Weekend | Sunday | 0.89341 | 0.94732 | 0.99842 | 0.81513 | 0.004395 | 0.81513 | 0.81513 | 0.87355 | 0.81513 | 0.89341 | 0.89341 | 1 | 0.78984 | 0.64719 | 0.36714 | 0.3569 | 0.52976 | 0.72336 | 0.2365 | 0.9263 | 0.15633 | 0.61029 | 0.37208 | 0.87355 | 0.86752 | 0.83541 | 0.32064 | 0.95478 | 0.75933 | 0.62436 | 0.36233 | 0.35494 | 0.4241 | 0.70048 | 0.2603 | 0.91763 | 0.1861 | 0.58329 | 0.34355 | 0.78452 | 0.75975 | 0.75655 | 0.25411 | 0
Apr | 2 | 10 | Weekend | Sunday | 0.97352 | 0.97249 | 0.99907 | 0.78411 | 0.004395 | 0.78411 | 0.78411 | 0.82793 | 0.78411 | 0.97352 | 0.97352 | 0.98368 | 0.7995 | 0.59443 | 0.35575 | 0.35667 | 0.50564 | 0.74855 | 0.23994 | 0.93489 | 0.15355 | 0.57575 | 0.36759 | 0.82793 | 0.80911 | 0.91677 | 0.30218 | 0.97154 | 0.77142 | 0.6007 | 0.3521 | 0.35595 | 0.42846 | 0.72179 | 0.26412 | 0.95806 | 0.18771 | 0.55864 | 0.34355 | 0.78211 | 0.75975 | 0.8693 | 0.25286 | 0
Apr | 2 | 11 | Weekend | Sunday | 0.99489 | 0.9878 | 0.99455 | 0.75209 | 0.004395 | 0.75209 | 0.75209 | 0.85519 | 0.75209 | 0.99489 | 0.99489 | 0.94519 | 0.79653 | 0.54974 | 0.3536 | 0.34455 | 0.48481 | 0.68978 | 0.23849 | 0.88648 | 0.15257 | 0.57417 | 0.30706 | 0.85519 | 0.82501 | 0.88784 | 0.21575 | 0.95614 | 0.76946 | 0.58839 | 0.3521 | 0.34454 | 0.42535 | 0.66808 | 0.26027 | 0.92661 | 0.18604 | 0.56114 | 0.27684 | 0.86598 | 0.84972 | 0.85471 | 0.17399 | 0
Apr | 2 | 12 | Weekend | Sunday | 0.98411 | 0.98713 | 0.98212 | 0.73503 | 0.004395 | 0.73503 | 0.73503 | 0.83405 | 0.73503 | 0.98411 | 0.98411 | 0.79925 | 0.7944 | 0.52892 | 0.35285 | 0.33196 | 0.46291 | 0.74031 | 0.23548 | 0.87907 | 0.15269 | 0.5692 | 0.3101 | 0.83405 | 0.79832 | 0.87422 | 0.21048 | 0.78435 | 0.76867 | 0.55943 | 0.35209 | 0.33187 | 0.41445 | 0.71718 | 0.26052 | 0.91946 | 0.18619 | 0.56306 | 0.27684 | 0.86557 | 0.84972 | 0.84843 | 0.17396 | 0
Apr | 2 | 13 | Weekend | Sunday | 0.95145 | 0.9831 | 0.98346 | 0.71266 | 0.004395 | 0.71266 | 0.71266 | 0.82349 | 0.71266 | 0.95145 | 0.95145 | 0.76827 | 0.79574 | 0.5308 | 0.25213 | 0.26401 | 0.44958 | 0.70847 | 0.23678 | 0.73605 | 0.152 | 0.56825 | 0.31013 | 0.82349 | 0.78622 | 0.85715 | 0.20615 | 0.78438 | 0.77097 | 0.56046 | 0.24065 | 0.26374 | 0.41083 | 0.69194 | 0.26061 | 0.74085 | 0.18624 | 0.56376 | 0.27684 | 0.86544 | 0.84972 | 0.8348 | 0.17349 | 0
Apr | 2 | 14 | Weekend | Sunday | 0.93074 | 0.9908 | 0.97063 | 0.70533 | 0.004395 | 0.70533 | 0.70533 | 0.81507 | 0.70533 | 0.93074 | 0.93074 | 0.80862 | 0.75987 | 0.53121 | 0.25623 | 0.26632 | 0.4852 | 0.74102 | 0.23633 | 0.73796 | 0.15196 | 0.56992 | 0.30583 | 0.81507 | 0.77832 | 0.8434 | 0.20645 | 0.78412 | 0.74355 | 0.55904 | 0.24425 | 0.26663 | 0.44622 | 0.71797 | 0.26057 | 0.74029 | 0.18619 | 0.56079 | 0.27688 | 0.86541 | 0.84972 | 0.82253 | 0.17365 | 0
Apr | 2 | 15 | Weekend | Sunday | 0.88421 | 0.9861 | 0.95077 | 0.72813 | 0.004395 | 0.72813 | 0.72813 | 0.81729 | 0.72813 | 0.88421 | 0.88421 | 0.97895 | 0.74981 | 0.55417 | 0.32336 | 0.27592 | 0.66083 | 0.67304 | 0.23666 | 0.73673 | 0.15019 | 0.5565 | 0.31089 | 0.81729 | 0.78308 | 0.84194 | 0.12724 | 0.95395 | 0.7327 | 0.62134 | 0.31203 | 0.27652 | 0.6385 | 0.65591 | 0.26004 | 0.73734 | 0.18581 | 0.59776 | 0.27684 | 0.86562 | 0.84972 | 0.82257 | 0.10018 | 0
Apr | 2 | 16 | Weekend | Sunday | 0.82951 | 0.95572 | 0.92932 | 0.81131 | 0.004395 | 0.81131 | 0.81131 | 0.78688 | 0.81131 | 0.82951 | 0.82951 | 0.98764 | 0.71536 | 0.62656 | 0.33215 | 0.27387 | 0.84499 | 0.65511 | 0.23544 | 0.89173 | 0.15018 | 0.62854 | 0.28932 | 0.78688 | 0.76046 | 0.80687 | 0.13568 | 0.95423 | 0.69479 | 0.69781 | 0.3128 | 0.27436 | 0.82717 | 0.62907 | 0.26003 | 0.9161 | 0.18579 | 0.67725 | 0.24348 | 0.78003 | 0.75975 | 0.76631 | 0.10158 | 0
Apr | 2 | 17 | Weekend | Sunday | 0.79259 | 0.92359 | 0.91115 | 0.90236 | 0.004395 | 0.90236 | 0.90236 | 0.6575 | 0.90236 | 0.79259 | 0.79259 | 0.9851 | 0.69574 | 0.76958 | 0.27075 | 0.12925 | 0.91196 | 0.46249 | 0.23662 | 0.89455 | 0.14907 | 0.78048 | 0.15446 | 0.6575 | 0.63483 | 0.80503 | 0.14695 | 0.95486 | 0.66736 | 0.8671 | 0.28231 | 0.12953 | 0.88694 | 0.42557 | 0.25999 | 0.91614 | 0.18577 | 0.8362 | 0.15567 | 0.58802 | 0.55261 | 0.74242 | 0.10332 | 0
Apr | 2 | 18 | Weekend | Sunday | 0.76744 | 0.90189 | 0.89487 | 0.93956 | 1 | 0.93956 | 0.93956 | 0.51202 | 0.93956 | 0.76744 | 0.76744 | 0.85938 | 0.70114 | 0.83344 | 0.27088 | 0.2035 | 0.97611 | 0.51955 | 0.26846 | 0.96855 | 0.17046 | 0.85245 | 0.29488 | 0.51202 | 0.54967 | 0.74851 | 0.26304 | 0.86316 | 0.66994 | 0.905 | 0.28248 | 0.20456 | 0.96205 | 0.48115 | 0.29669 | 0.99335 | 0.21153 | 0.90943 | 0.29535 | 0.51533 | 0.56429 | 0.66304 | 0.20413 | 0
Apr | 2 | 19 | Weekend | Sunday | 0.80517 | 0.91582 | 0.89012 | 0.98643 | 1 | 0.98643 | 0.98643 | 0.51805 | 0.98643 | 0.80517 | 0.80517 | 0.87552 | 0.65462 | 0.88068 | 0.28231 | 0.22879 | 0.98845 | 0.5108 | 0.27941 | 0.83817 | 0.17671 | 0.93028 | 0.34009 | 0.51805 | 0.57563 | 0.72908 | 0.31794 | 0.8819 | 0.61115 | 0.97101 | 0.29416 | 0.22991 | 0.98284 | 0.46124 | 0.3084 | 0.83178 | 0.21977 | 0.99189 | 0.34191 | 0.51052 | 0.5799 | 0.63273 | 0.24029 | 0
Apr | 2 | 20 | Weekend | Sunday | 0.82518 | 0.88016 | 0.87753 | 0.94671 | 1 | 0.94671 | 0.94671 | 0.23416 | 0.94671 | 0.82518 | 0.82518 | 0.86787 | 0.65555 | 0.85133 | 0.26125 | 0.22879 | 0.84849 | 0.43747 | 0.27879 | 0.8452 | 0.18946 | 0.91149 | 0.33816 | 0.23416 | 0.29316 | 0.60122 | 0.32956 | 0.88014 | 0.61019 | 0.92867 | 0.27191 | 0.22991 | 0.84126 | 0.39306 | 0.30772 | 0.82911 | 0.21938 | 0.96891 | 0.34191 | 0.27773 | 0.36637 | 0.52231 | 0.24222 | 0
Apr | 2 | 21 | Weekend | Sunday | 0.77518 | 0.82801 | 0.85372 | 0.85668 | 1 | 0.85668 | 0.85668 | 0.17593 | 0.85668 | 0.77518 | 0.77518 | 0.8345 | 0.65112 | 0.81598 | 0.23972 | 0.22858 | 0.68613 | 0.41985 | 0.27798 | 0.849 | 0.17624 | 0.71142 | 0.33912 | 0.17593 | 0.23561 | 0.28819 | 0.34596 | 0.87753 | 0.60174 | 0.78261 | 0.24973 | 0.22991 | 0.66029 | 0.3629 | 0.30681 | 0.82514 | 0.21873 | 0.72208 | 0.34191 | 0.20865 | 0.29444 | 0.32834 | 0.24479 | 0
Apr | 2 | 22 | Weekend | Sunday | 0.76687 | 0.81283 | 0.82576 | 0.74471 | 1 | 0.74471 | 0.74471 | 0.17593 | 0.74471 | 0.76687 | 0.76687 | 0.8107 | 0.63607 | 0.57834 | 0.21837 | 0.22796 | 0.53128 | 0.40206 | 0.28184 | 0.89822 | 0.17685 | 0.47536 | 0.33912 | 0.17593 | 0.23561 | 0.39873 | 0.35366 | 0.89506 | 0.58421 | 0.55714 | 0.22748 | 0.22991 | 0.50702 | 0.34703 | 0.31065 | 0.86641 | 0.2204 | 0.46699 | 0.34191 | 0.20865 | 0.29444 | 0.4542 | 0.2461 | 0
Apr | 2 | 23 | Weekend | Sunday | 0.72865 | 0.82794 | 0.80327 | 0.63948 | 1 | 0.63948 | 0.63948 | 0.18022 | 0.63948 | 0.72865 | 0.72865 | 0.58172 | 0.64154 | 0.39325 | 0.24225 | 0.25753 | 0.44401 | 0.42886 | 0.27783 | 0.63563 | 0.17702 | 0.39818 | 0.37126 | 0.18022 | 0.23917 | 0.30637 | 0.34702 | 0.51407 | 0.59385 | 0.41274 | 0.25256 | 0.25927 | 0.42031 | 0.37615 | 0.30687 | 0.49423 | 0.21879 | 0.38787 | 0.37749 | 0.21374 | 0.29889 | 0.3489 | 0.24504 | 0
Apr | 3 | 24 | Weekday | Monday | 0.69438 | 0.80694 | 0.78568 | 0.56767 | 1 | 0.56767 | 0.56767 | 0.1785 | 0.56767 | 0.69438 | 0.69438 | 0.2318 | 0.63916 | 0.34362 | 0.25096 | 0.26501 | 0.43669 | 0.39776 | 0.27944 | 0.29651 | 0.17702 | 0.3763 | 0.3823 | 0.1785 | 0.23774 | 0.28255 | 0.36477 | 0.33712 | 0.59045 | 0.37507 | 0.2616 | 0.26661 | 0.40579 | 0.35209 | 0.30686 | 0.34257 | 0.21879 | 0.36438 | 0.38639 | 0.21171 | 0.29711 | 0.32203 | 0.24791 | 0
Apr | 3 | 1 | Weekday | Monday | 0.69715 | 0.76909 | 0.77678 | 0.54463 | 1 | 0.54463 | 0.54463 | 0.1785 | 0.54463 | 0.69715 | 0.69715 | 0.23218 | 0.63622 | 0.32366 | 0.25104 | 0.26469 | 0.43542 | 0.43199 | 0.27921 | 0.29639 | 0.17629 | 0.35755 | 0.38375 | 0.1785 | 0.23774 | 0.281 | 0.36382 | 0.33771 | 0.58597 | 0.35423 | 0.26162 | 0.26661 | 0.39896 | 0.37586 | 0.30683 | 0.34359 | 0.21879 | 0.34177 | 0.38639 | 0.21171 | 0.29711 | 0.32014 | 0.24771 | 0
Apr | 3 | 2 | Weekday | Monday | 0.69189 | 0.75837 | 0.77314 | 0.53618 | 1 | 0.53618 | 0.53618 | 0.1785 | 0.53618 | 0.69189 | 0.69189 | 0.23256 | 0.63242 | 0.31424 | 0.25087 | 0.2649 | 0.43851 | 0.40091 | 0.27856 | 0.29745 | 0.17681 | 0.35889 | 0.37845 | 0.1785 | 0.23774 | 0.27935 | 0.37841 | 0.33793 | 0.5808 | 0.34434 | 0.2616 | 0.26661 | 0.394 | 0.35428 | 0.30678 | 0.34396 | 0.21876 | 0.33823 | 0.38639 | 0.21171 | 0.29711 | 0.31808 | 0.25007 | 0
Apr | 3 | 3 | Weekday | Monday | 0.68588 | 0.75745 | 0.77619 | 0.5306 | 1 | 0.5306 | 0.5306 | 0.1785 | 0.5306 | 0.68588 | 0.68588 | 0.23747 | 0.68648 | 0.34468 | 0.26163 | 0.2649 | 0.49264 | 0.55688 | 0.28197 | 0.30845 | 0.17868 | 0.37176 | 0.38375 | 0.1785 | 0.23774 | 0.32224 | 0.37586 | 0.34629 | 0.64292 | 0.3674 | 0.27272 | 0.26661 | 0.44677 | 0.49347 | 0.3099 | 0.35708 | 0.22086 | 0.35284 | 0.38639 | 0.21171 | 0.29711 | 0.36701 | 0.24962 | 0
Apr | 3 | 4 | Weekday | Monday | 0.70658 | 0.76335 | 0.79667 | 0.55446 | 1 | 0.55446 | 0.55446 | 0.16961 | 0.55446 | 0.70658 | 0.70658 | 0.5992 | 0.74356 | 0.45027 | 0.30223 | 0.27742 | 0.6162 | 0.68634 | 0.27886 | 0.6539 | 0.17578 | 0.44278 | 0.39479 | 0.16961 | 0.22411 | 0.32318 | 0.38124 | 0.5132 | 0.64147 | 0.44754 | 0.31485 | 0.27906 | 0.55442 | 0.5704 | 0.30666 | 0.49232 | 0.21861 | 0.42524 | 0.39777 | 0.20116 | 0.28007 | 0.36587 | 0.24411 | 0
Apr | 3 | 5 | Weekday | Monday | 0.68912 | 0.80269 | 0.85128 | 0.71184 | 0.59271 | 0.71184 | 0.71184 | 0.78044 | 0.71184 | 0.68912 | 0.68912 | 0.81347 | 0.8325 | 0.73512 | 0.47534 | 0.68079 | 0.71472 | 0.79552 | 0.66291 | 0.98803 | 0.7582 | 0.69189 | 0.51943 | 0.78044 | 0.82377 | 0.70729 | 0.4611 | 0.79427 | 0.78885 | 0.73063 | 0.37494 | 0.6868 | 0.58027 | 0.7383 | 0.31871 | 0.93014 | 0.36078 | 0.68861 | 0.42325 | 0.30901 | 0.25355 | 0.51617 | 0.26503 | 0
Apr | 3 | 6 | Weekday | Monday | 0.71001 | 0.85057 | 0.92553 | 0.84591 | 0.004395 | 0.84591 | 0.84591 | 0.72588 | 0.84591 | 0.71001 | 0.71001 | 0.9599 | 0.90948 | 0.97004 | 0.55552 | 0.70015 | 0.76682 | 0.91973 | 0.8441 | 0.96439 | 0.93594 | 0.87119 | 0.62378 | 0.72588 | 0.75136 | 0.70607 | 0.66733 | 0.95813 | 0.8812 | 0.93326 | 0.48751 | 0.69148 | 0.64073 | 0.88768 | 0.67205 | 0.9197 | 0.69898 | 0.89787 | 0.49024 | 0.41032 | 0.35467 | 0.5466 | 0.54501 | 0
Apr | 3 | 7 | Weekday | Monday | 0.76472 | 0.88296 | 0.97448 | 0.83628 | 0.004395 | 0.83628 | 0.83628 | 0.84636 | 0.83628 | 0.76472 | 0.76472 | 0.96743 | 0.94714 | 0.80114 | 1 | 1 | 0.74729 | 0.94666 | 0.99816 | 0.79574 | 1 | 0.78526 | 1 | 0.84636 | 0.85865 | 0.90604 | 0.87989 | 0.96165 | 0.92578 | 0.7841 | 1 | 1 | 0.62519 | 0.92588 | 0.92944 | 0.74241 | 0.90073 | 0.77003 | 0.98617 | 0.64686 | 0.60661 | 0.81708 | 0.82648 | 0
Apr | 3 | 8 | Weekday | Monday | 0.8131 | 0.93235 | 0.99318 | 0.83366 | 0.004395 | 0.83366 | 0.83366 | 1 | 0.83366 | 0.8131 | 0.8131 | 0.79937 | 0.98076 | 0.68862 | 0.96231 | 0.90307 | 0.663 | 1 | 0.98718 | 0.77792 | 0.9868 | 0.73712 | 0.98482 | 1 | 1 | 0.96032 | 1 | 0.79434 | 0.96447 | 0.69984 | 0.97456 | 0.90375 | 0.55632 | 0.99379 | 0.93818 | 0.74642 | 0.92694 | 0.74199 | 0.98966 | 0.94181 | 0.92604 | 0.92009 | 0.99952 | 0
Apr | 3 | 9 | Weekday | Monday | 0.89907 | 0.9516 | 0.99659 | 0.78619 | 0.004395 | 0.78619 | 0.78619 | 0.99525 | 0.78619 | 0.89907 | 0.89907 | 0.97641 | 0.99489 | 0.55625 | 0.91477 | 0.86422 | 0.58018 | 0.99798 | 1 | 0.90756 | 0.99765 | 0.57305 | 0.98418 | 0.99525 | 0.98514 | 0.9179 | 0.97958 | 0.97375 | 0.982 | 0.56017 | 0.93265 | 0.86557 | 0.48641 | 0.99468 | 0.97065 | 0.93124 | 0.97129 | 0.55561 | 0.995 | 0.98787 | 0.97952 | 0.89063 | 0.99952 | 0
Apr | 3 | 10 | Weekday | Monday | 0.97955 | 0.97663 | 1 | 0.75555 | 0.004395 | 0.75555 | 0.75555 | 0.95481 | 0.75555 | 0.97955 | 0.97955 | 0.96642 | 0.99659 | 0.52598 | 0.92097 | 0.86861 | 0.56043 | 0.99673 | 0.99472 | 0.92743 | 0.98751 | 0.56617 | 0.98898 | 0.95481 | 0.93333 | 1 | 0.97006 | 1 | 0.98661 | 0.56352 | 0.94159 | 0.86968 | 0.4955 | 1 | 0.98973 | 0.97893 | 0.987 | 0.55987 | 0.99958 | 0.99598 | 0.99218 | 1 | 0.99971 | 0
Apr | 3 | 11 | Weekday | Monday | 1 | 0.99412 | 0.99601 | 0.72969 | 0.004395 | 0.72969 | 0.72969 | 0.93313 | 0.72969 | 1 | 1 | 0.91993 | 0.96947 | 0.53446 | 0.89275 | 0.87702 | 0.53843 | 0.95113 | 0.99775 | 0.8811 | 0.98095 | 0.56746 | 0.94805 | 0.93313 | 0.90482 | 0.93614 | 0.8786 | 0.98928 | 0.96033 | 0.58019 | 0.91099 | 0.87757 | 0.49184 | 0.95291 | 1 | 0.95158 | 1 | 0.56417 | 0.95481 | 1 | 1 | 0.93825 | 0.90602 | 0
Apr | 3 | 12 | Weekday | Monday | 0.98455 | 0.99524 | 0.98589 | 0.71433 | 0.004395 | 0.71433 | 0.71433 | 0.91307 | 0.71433 | 0.98455 | 0.98455 | 0.76762 | 0.99485 | 0.52133 | 0.94212 | 0.86637 | 0.51726 | 0.98205 | 0.99193 | 0.86387 | 0.97015 | 0.5655 | 0.98466 | 0.91307 | 0.87989 | 0.92123 | 0.96074 | 0.80794 | 0.98838 | 0.56335 | 0.96847 | 0.86787 | 0.48332 | 0.99011 | 0.97618 | 0.93869 | 0.98642 | 0.56572 | 1 | 0.99658 | 0.99691 | 0.92903 | 0.99979 | 0
Apr | 3 | 13 | Weekday | Monday | 0.94795 | 0.9924 | 0.98552 | 0.69421 | 0.004395 | 0.69421 | 0.69421 | 0.89819 | 0.69421 | 0.94795 | 0.94795 | 0.74191 | 0.9981 | 0.51584 | 0.9314 | 0.82007 | 0.49834 | 0.97441 | 0.97646 | 0.71671 | 0.95011 | 0.56263 | 0.97886 | 0.89819 | 0.86402 | 0.90061 | 0.95799 | 0.79615 | 0.99349 | 0.55517 | 0.96287 | 0.82331 | 0.47431 | 0.98284 | 0.96676 | 0.75059 | 0.96771 | 0.56244 | 0.99504 | 0.98797 | 0.98707 | 0.90944 | 0.99973 | 0
Apr | 3 | 14 | Weekday | Monday | 0.92747 | 1 | 0.96967 | 0.68808 | 0.004395 | 0.68808 | 0.68808 | 0.88999 | 0.68808 | 0.92747 | 0.92747 | 0.79601 | 0.99839 | 0.5123 | 0.91639 | 0.81065 | 0.53297 | 0.93323 | 0.97226 | 0.72781 | 0.90623 | 0.56271 | 0.97786 | 0.88999 | 0.85473 | 0.88588 | 0.95713 | 0.79534 | 0.99624 | 0.54646 | 0.94816 | 0.81455 | 0.50878 | 0.94924 | 0.9525 | 0.74894 | 0.92857 | 0.5593 | 0.99485 | 0.98825 | 0.98634 | 0.89556 | 0.99992 | 0
Apr | 3 | 15 | Weekday | Monday | 0.8799 | 0.99398 | 0.94929 | 0.715 | 0.004395 | 0.715 | 0.715 | 0.89354 | 0.715 | 0.8799 | 0.8799 | 0.97237 | 1 | 0.53128 | 0.94276 | 0.83218 | 0.71049 | 0.92798 | 0.92358 | 0.72891 | 0.83919 | 0.54922 | 0.97991 | 0.89354 | 0.86108 | 0.88818 | 0.95886 | 0.96962 | 1 | 0.60142 | 0.97351 | 0.83525 | 0.7026 | 0.94604 | 0.93525 | 0.74815 | 0.89942 | 0.59881 | 0.99613 | 0.99118 | 0.98901 | 0.89541 | 1 | 0
Apr | 3 | 16 | Weekday | Monday | 0.82069 | 0.96148 | 0.92807 | 0.80304 | 0.004395 | 0.80304 | 0.80304 | 0.91114 | 0.80304 | 0.82069 | 0.82069 | 0.97301 | 0.98651 | 0.64006 | 0.84104 | 0.77092 | 0.86162 | 0.91695 | 0.71198 | 0.87621 | 0.75263 | 0.6685 | 0.63556 | 0.91114 | 0.88328 | 0.89148 | 0.29492 | 0.97226 | 0.98747 | 0.70338 | 0.86463 | 0.7751 | 0.85264 | 0.93503 | 0.68936 | 0.92903 | 0.74286 | 0.72008 | 0.63292 | 0.99206 | 0.98904 | 0.89086 | 0.29885 | 0
Apr | 3 | 17 | Weekday | Monday | 0.77929 | 0.92563 | 0.91106 | 0.90423 | 0.004395 | 0.90423 | 0.90423 | 0.7479 | 0.90423 | 0.77929 | 0.77929 | 0.97645 | 0.79984 | 0.84836 | 0.67352 | 0.54588 | 0.92518 | 0.59712 | 0.72652 | 0.89428 | 0.76995 | 0.75286 | 0.51218 | 0.7479 | 0.72053 | 0.89236 | 0.11941 | 0.97349 | 0.78723 | 0.86903 | 0.68062 | 0.54818 | 0.90772 | 0.58459 | 0.68627 | 0.92866 | 0.738 | 0.79606 | 0.49606 | 0.75954 | 0.73464 | 0.87835 | 0.09897 | 0
Apr | 3 | 18 | Weekday | Monday | 0.75437 | 0.90551 | 0.89604 | 0.95342 | 1 | 0.95342 | 0.95342 | 0.8416 | 0.95342 | 0.75437 | 0.75437 | 0.86651 | 0.80213 | 0.83329 | 0.68701 | 0.63529 | 0.98755 | 0.64618 | 0.7729 | 0.96907 | 0.79476 | 0.83246 | 0.65651 | 0.8416 | 0.87088 | 0.87903 | 0.23808 | 0.87562 | 0.78609 | 0.90855 | 0.68729 | 0.63895 | 0.98057 | 0.63349 | 0.71785 | 1 | 0.75729 | 0.88641 | 0.63355 | 0.82644 | 0.86083 | 0.84969 | 0.20023 | 0
Apr | 3 | 19 | Weekday | Monday | 0.79007 | 0.91968 | 0.89312 | 1 | 1 | 1 | 1 | 0.83904 | 1 | 0.79007 | 0.79007 | 0.87619 | 0.72176 | 0.90148 | 0.58933 | 0.60781 | 1 | 0.59438 | 0.79424 | 0.84211 | 0.82436 | 0.93408 | 0.6726 | 0.83904 | 0.89224 | 0.81223 | 0.28932 | 0.89525 | 0.69002 | 1 | 0.56819 | 0.61063 | 1 | 0.5539 | 0.72799 | 0.83906 | 0.76775 | 1 | 0.63438 | 0.79422 | 0.84656 | 0.76298 | 0.23584 | 0
Apr | 3 | 20 | Weekday | Monday | 0.81241 | 0.88213 | 0.88159 | 0.95367 | 1 | 0.95367 | 0.95367 | 0.3654 | 0.95367 | 0.81241 | 0.81241 | 0.87709 | 0.69267 | 0.95297 | 0.57748 | 0.62621 | 0.86128 | 0.44209 | 0.28658 | 0.85595 | 0.1799 | 0.90046 | 0.67951 | 0.3654 | 0.42397 | 0.60012 | 0.31061 | 0.89087 | 0.65764 | 0.9723 | 0.54886 | 0.62879 | 0.85674 | 0.41515 | 0.3071 | 0.83552 | 0.21895 | 0.94469 | 0.63372 | 0.37702 | 0.45618 | 0.54585 | 0.23926 | 0
Apr | 3 | 21 | Weekday | Monday | 0.7601 | 0.82556 | 0.85931 | 0.86024 | 1 | 0.86024 | 0.86024 | 0.1785 | 0.86024 | 0.7601 | 0.7601 | 0.84972 | 0.65182 | 0.75605 | 0.30418 | 0.28275 | 0.70027 | 0.41419 | 0.28241 | 0.86312 | 0.17851 | 0.65739 | 0.40437 | 0.1785 | 0.23774 | 0.29652 | 0.32152 | 0.88658 | 0.6095 | 0.75859 | 0.3175 | 0.28497 | 0.67383 | 0.36779 | 0.30678 | 0.83124 | 0.21873 | 0.67191 | 0.40863 | 0.21171 | 0.29711 | 0.33772 | 0.24099 | 0
Apr | 3 | 22 | Weekday | Monday | 0.75427 | 0.80543 | 0.83163 | 0.74118 | 1 | 0.74118 | 0.74118 | 0.1785 | 0.74118 | 0.75427 | 0.75427 | 0.82201 | 0.65029 | 0.53111 | 0.26123 | 0.26512 | 0.54581 | 0.39944 | 0.28494 | 0.90863 | 0.17821 | 0.45044 | 0.38278 | 0.1785 | 0.23774 | 0.40609 | 0.33814 | 0.90043 | 0.60641 | 0.52967 | 0.27264 | 0.26661 | 0.51847 | 0.35711 | 0.31094 | 0.86989 | 0.2206 | 0.44602 | 0.38639 | 0.21171 | 0.29711 | 0.46283 | 0.24366 | 0
Apr | 3 | 23 | Weekday | Monday | 0.71688 | 0.82183 | 0.81 | 0.6301 | 1 | 0.6301 | 0.6301 | 0.18022 | 0.6301 | 0.71688 | 0.71688 | 0.58172 | 0.64154 | 0.39325 | 0.24225 | 0.25753 | 0.44401 | 0.42886 | 0.27783 | 0.63563 | 0.17702 | 0.39818 | 0.37126 | 0.18022 | 0.23917 | 0.30637 | 0.34702 | 0.51407 | 0.59385 | 0.41274 | 0.25256 | 0.25927 | 0.42031 | 0.37615 | 0.30687 | 0.49423 | 0.21879 | 0.38787 | 0.37749 | 0.21374 | 0.29889 | 0.3489 | 0.24504 | 0
Apr | 4 | 24 | Weekday | Tuesday | 0.69438 | 0.80694 | 0.78568 | 0.56767 | 1 | 0.56767 | 0.56767 | 0.1785 | 0.56767 | 0.69438 | 0.69438 | 0.2318 | 0.63916 | 0.34362 | 0.25096 | 0.26501 | 0.43669 | 0.39776 | 0.27944 | 0.29651 | 0.17702 | 0.3763 | 0.3823 | 0.1785 | 0.23774 | 0.28255 | 0.36477 | 0.33712 | 0.59045 | 0.37507 | 0.2616 | 0.26661 | 0.40579 | 0.35209 | 0.30686 | 0.34257 | 0.21879 | 0.36438 | 0.38639 | 0.21171 | 0.29711 | 0.32203 | 0.24791 | 0
Apr | 4 | 1 | Weekday | Tuesday | 0.69715 | 0.76909 | 0.77678 | 0.54463 | 1 | 0.54463 | 0.54463 | 0.1785 | 0.54463 | 0.69715 | 0.69715 | 0.23218 | 0.63622 | 0.32366 | 0.25104 | 0.26469 | 0.43542 | 0.43199 | 0.27921 | 0.29639 | 0.17629 | 0.35755 | 0.38375 | 0.1785 | 0.23774 | 0.281 | 0.36382 | 0.33771 | 0.58597 | 0.35423 | 0.26162 | 0.26661 | 0.39896 | 0.37586 | 0.30683 | 0.34359 | 0.21879 | 0.34177 | 0.38639 | 0.21171 | 0.29711 | 0.32014 | 0.24771 | 0
Apr | 4 | 2 | Weekday | Tuesday | 0.69189 | 0.75837 | 0.77314 | 0.53618 | 1 | 0.53618 | 0.53618 | 0.1785 | 0.53618 | 0.69189 | 0.69189 | 0.23256 | 0.63242 | 0.31424 | 0.25087 | 0.2649 | 0.43851 | 0.40091 | 0.27856 | 0.29745 | 0.17681 | 0.35889 | 0.37845 | 0.1785 | 0.23774 | 0.27935 | 0.37841 | 0.33793 | 0.5808 | 0.34434 | 0.2616 | 0.26661 | 0.394 | 0.35428 | 0.30678 | 0.34396 | 0.21876 | 0.33823 | 0.38639 | 0.21171 | 0.29711 | 0.31808 | 0.25007 | 0
Apr | 4 | 3 | Weekday | Tuesday | 0.68588 | 0.75745 | 0.77619 | 0.5306 | 1 | 0.5306 | 0.5306 | 0.1785 | 0.5306 | 0.68588 | 0.68588 | 0.23747 | 0.68648 | 0.34468 | 0.26163 | 0.2649 | 0.49264 | 0.55688 | 0.28197 | 0.30845 | 0.17868 | 0.37176 | 0.38375 | 0.1785 | 0.23774 | 0.32224 | 0.37586 | 0.34629 | 0.64292 | 0.3674 | 0.27272 | 0.26661 | 0.44677 | 0.49347 | 0.3099 | 0.35708 | 0.22086 | 0.35284 | 0.38639 | 0.21171 | 0.29711 | 0.36701 | 0.24962 | 0
Apr | 4 | 4 | Weekday | Tuesday | 0.70658 | 0.76335 | 0.79667 | 0.55446 | 1 | 0.55446 | 0.55446 | 0.16961 | 0.55446 | 0.70658 | 0.70658 | 0.5992 | 0.74356 | 0.45027 | 0.30223 | 0.27742 | 0.6162 | 0.68634 | 0.27886 | 0.6539 | 0.17578 | 0.44278 | 0.39479 | 0.16961 | 0.22411 | 0.32318 | 0.38124 | 0.5132 | 0.64147 | 0.44754 | 0.31485 | 0.27906 | 0.55442 | 0.5704 | 0.30666 | 0.49232 | 0.21861 | 0.42524 | 0.39777 | 0.20116 | 0.28007 | 0.36587 | 0.24411 | 0
Apr | 4 | 5 | Weekday | Tuesday | 0.68912 | 0.80269 | 0.85128 | 0.71184 | 0.59271 | 0.71184 | 0.71184 | 0.78044 | 0.71184 | 0.68912 | 0.68912 | 0.81347 | 0.8325 | 0.73512 | 0.47534 | 0.68079 | 0.71472 | 0.79552 | 0.66291 | 0.98803 | 0.7582 | 0.69189 | 0.51943 | 0.78044 | 0.82377 | 0.70729 | 0.4611 | 0.79427 | 0.78885 | 0.73063 | 0.37494 | 0.6868 | 0.58027 | 0.7383 | 0.31871 | 0.93014 | 0.36078 | 0.68861 | 0.42325 | 0.30901 | 0.25355 | 0.51617 | 0.26503 | 0
Apr | 4 | 6 | Weekday | Tuesday | 0.71001 | 0.85057 | 0.92553 | 0.84591 | 0.004395 | 0.84591 | 0.84591 | 0.72588 | 0.84591 | 0.71001 | 0.71001 | 0.9599 | 0.90948 | 0.97004 | 0.55552 | 0.70015 | 0.76682 | 0.91973 | 0.8441 | 0.96439 | 0.93594 | 0.87119 | 0.62378 | 0.72588 | 0.75136 | 0.70607 | 0.66733 | 0.95813 | 0.8812 | 0.93326 | 0.48751 | 0.69148 | 0.64073 | 0.88768 | 0.67205 | 0.9197 | 0.69898 | 0.89787 | 0.49024 | 0.41032 | 0.35467 | 0.5466 | 0.54501 | 0
Apr | 4 | 7 | Weekday | Tuesday | 0.76472 | 0.88296 | 0.97448 | 0.83628 | 0.004395 | 0.83628 | 0.83628 | 0.84636 | 0.83628 | 0.76472 | 0.76472 | 0.96743 | 0.94714 | 0.80114 | 1 | 1 | 0.74729 | 0.94666 | 0.99816 | 0.79574 | 1 | 0.78526 | 1 | 0.84636 | 0.85865 | 0.90604 | 0.87989 | 0.96165 | 0.92578 | 0.7841 | 1 | 1 | 0.62519 | 0.92588 | 0.92944 | 0.74241 | 0.90073 | 0.77003 | 0.98617 | 0.64686 | 0.60661 | 0.81708 | 0.82648 | 0
Apr | 4 | 8 | Weekday | Tuesday | 0.8131 | 0.93235 | 0.99318 | 0.83366 | 0.004395 | 0.83366 | 0.83366 | 1 | 0.83366 | 0.8131 | 0.8131 | 0.79937 | 0.98076 | 0.68862 | 0.96231 | 0.90307 | 0.663 | 1 | 0.98718 | 0.77792 | 0.9868 | 0.73712 | 0.98482 | 1 | 1 | 0.96032 | 1 | 0.79434 | 0.96447 | 0.69984 | 0.97456 | 0.90375 | 0.55632 | 0.99379 | 0.93818 | 0.74642 | 0.92694 | 0.74199 | 0.98966 | 0.94181 | 0.92604 | 0.92009 | 0.99952 | 0
Apr | 4 | 9 | Weekday | Tuesday | 0.89907 | 0.9516 | 0.99659 | 0.78619 | 0.004395 | 0.78619 | 0.78619 | 0.99525 | 0.78619 | 0.89907 | 0.89907 | 0.97641 | 0.99489 | 0.55625 | 0.91477 | 0.86422 | 0.58018 | 0.99798 | 1 | 0.90756 | 0.99765 | 0.57305 | 0.98418 | 0.99525 | 0.98514 | 0.9179 | 0.97958 | 0.97375 | 0.982 | 0.56017 | 0.93265 | 0.86557 | 0.48641 | 0.99468 | 0.97065 | 0.93124 | 0.97129 | 0.55561 | 0.995 | 0.98787 | 0.97952 | 0.89063 | 0.99952 | 0
Apr | 4 | 10 | Weekday | Tuesday | 0.97955 | 0.97663 | 1 | 0.75555 | 0.004395 | 0.75555 | 0.75555 | 0.95481 | 0.75555 | 0.97955 | 0.97955 | 0.96642 | 0.99659 | 0.52598 | 0.92097 | 0.86861 | 0.56043 | 0.99673 | 0.99472 | 0.92743 | 0.98751 | 0.56617 | 0.98898 | 0.95481 | 0.93333 | 1 | 0.97006 | 1 | 0.98661 | 0.56352 | 0.94159 | 0.86968 | 0.4955 | 1 | 0.98973 | 0.97893 | 0.987 | 0.55987 | 0.99958 | 0.99598 | 0.99218 | 1 | 0.99971 | 0
Apr | 4 | 11 | Weekday | Tuesday | 1 | 0.99412 | 0.99601 | 0.72969 | 0.004395 | 0.72969 | 0.72969 | 0.93313 | 0.72969 | 1 | 1 | 0.91993 | 0.96947 | 0.53446 | 0.89275 | 0.87702 | 0.53843 | 0.95113 | 0.99775 | 0.8811 | 0.98095 | 0.56746 | 0.94805 | 0.93313 | 0.90482 | 0.93614 | 0.8786 | 0.98928 | 0.96033 | 0.58019 | 0.91099 | 0.87757 | 0.49184 | 0.95291 | 1 | 0.95158 | 1 | 0.56417 | 0.95481 | 1 | 1 | 0.93825 | 0.90602 | 0
Apr | 4 | 12 | Weekday | Tuesday | 0.98455 | 0.99524 | 0.98589 | 0.71433 | 0.004395 | 0.71433 | 0.71433 | 0.91307 | 0.71433 | 0.98455 | 0.98455 | 0.76762 | 0.99485 | 0.52133 | 0.94212 | 0.86637 | 0.51726 | 0.98205 | 0.99193 | 0.86387 | 0.97015 | 0.5655 | 0.98466 | 0.91307 | 0.87989 | 0.92123 | 0.96074 | 0.80794 | 0.98838 | 0.56335 | 0.96847 | 0.86787 | 0.48332 | 0.99011 | 0.97618 | 0.93869 | 0.98642 | 0.56572 | 1 | 0.99658 | 0.99691 | 0.92903 | 0.99979 | 0
Apr | 4 | 13 | Weekday | Tuesday | 0.94795 | 0.9924 | 0.98552 | 0.69421 | 0.004395 | 0.69421 | 0.69421 | 0.89819 | 0.69421 | 0.94795 | 0.94795 | 0.74191 | 0.9981 | 0.51584 | 0.9314 | 0.82007 | 0.49834 | 0.97441 | 0.97646 | 0.71671 | 0.95011 | 0.56263 | 0.97886 | 0.89819 | 0.86402 | 0.90061 | 0.95799 | 0.79615 | 0.99349 | 0.55517 | 0.96287 | 0.82331 | 0.47431 | 0.98284 | 0.96676 | 0.75059 | 0.96771 | 0.56244 | 0.99504 | 0.98797 | 0.98707 | 0.90944 | 0.99973 | 0
Apr | 4 | 14 | Weekday | Tuesday | 0.92747 | 1 | 0.96967 | 0.68808 | 0.004395 | 0.68808 | 0.68808 | 0.88999 | 0.68808 | 0.92747 | 0.92747 | 0.79601 | 0.99839 | 0.5123 | 0.91639 | 0.81065 | 0.53297 | 0.93323 | 0.97226 | 0.72781 | 0.90623 | 0.56271 | 0.97786 | 0.88999 | 0.85473 | 0.88588 | 0.95713 | 0.79534 | 0.99624 | 0.54646 | 0.94816 | 0.81455 | 0.50878 | 0.94924 | 0.9525 | 0.74894 | 0.92857 | 0.5593 | 0.99485 | 0.98825 | 0.98634 | 0.89556 | 0.99992 | 0
Apr | 4 | 15 | Weekday | Tuesday | 0.8799 | 0.99398 | 0.94929 | 0.715 | 0.004395 | 0.715 | 0.715 | 0.89354 | 0.715 | 0.8799 | 0.8799 | 0.97237 | 1 | 0.53128 | 0.94276 | 0.83218 | 0.71049 | 0.92798 | 0.92358 | 0.72891 | 0.83919 | 0.54922 | 0.97991 | 0.89354 | 0.86108 | 0.88818 | 0.95886 | 0.96962 | 1 | 0.60142 | 0.97351 | 0.83525 | 0.7026 | 0.94604 | 0.93525 | 0.74815 | 0.89942 | 0.59881 | 0.99613 | 0.99118 | 0.98901 | 0.89541 | 1 | 0
Apr | 4 | 16 | Weekday | Tuesday | 0.82069 | 0.96148 | 0.92807 | 0.80304 | 0.004395 | 0.80304 | 0.80304 | 0.91114 | 0.80304 | 0.82069 | 0.82069 | 0.97301 | 0.98651 | 0.64006 | 0.84104 | 0.77092 | 0.86162 | 0.91695 | 0.71198 | 0.87621 | 0.75263 | 0.6685 | 0.63556 | 0.91114 | 0.88328 | 0.89148 | 0.29492 | 0.97226 | 0.98747 | 0.70338 | 0.86463 | 0.7751 | 0.85264 | 0.93503 | 0.68936 | 0.92903 | 0.74286 | 0.72008 | 0.63292 | 0.99206 | 0.98904 | 0.89086 | 0.29885 | 0
Apr | 4 | 17 | Weekday | Tuesday | 0.77929 | 0.92563 | 0.91106 | 0.90423 | 0.004395 | 0.90423 | 0.90423 | 0.7479 | 0.90423 | 0.77929 | 0.77929 | 0.97645 | 0.79984 | 0.84836 | 0.67352 | 0.54588 | 0.92518 | 0.59712 | 0.72652 | 0.89428 | 0.76995 | 0.75286 | 0.51218 | 0.7479 | 0.72053 | 0.89236 | 0.11941 | 0.97349 | 0.78723 | 0.86903 | 0.68062 | 0.54818 | 0.90772 | 0.58459 | 0.68627 | 0.92866 | 0.738 | 0.79606 | 0.49606 | 0.75954 | 0.73464 | 0.87835 | 0.09897 | 0
Apr | 4 | 18 | Weekday | Tuesday | 0.75437 | 0.90551 | 0.89604 | 0.95342 | 1 | 0.95342 | 0.95342 | 0.8416 | 0.95342 | 0.75437 | 0.75437 | 0.86651 | 0.80213 | 0.83329 | 0.68701 | 0.63529 | 0.98755 | 0.64618 | 0.7729 | 0.96907 | 0.79476 | 0.83246 | 0.65651 | 0.8416 | 0.87088 | 0.87903 | 0.23808 | 0.87562 | 0.78609 | 0.90855 | 0.68729 | 0.63895 | 0.98057 | 0.63349 | 0.71785 | 1 | 0.75729 | 0.88641 | 0.63355 | 0.82644 | 0.86083 | 0.84969 | 0.20023 | 0
Apr | 4 | 19 | Weekday | Tuesday | 0.79007 | 0.91968 | 0.89312 | 1 | 1 | 1 | 1 | 0.83904 | 1 | 0.79007 | 0.79007 | 0.87619 | 0.72176 | 0.90148 | 0.58933 | 0.60781 | 1 | 0.59438 | 0.79424 | 0.84211 | 0.82436 | 0.93408 | 0.6726 | 0.83904 | 0.89224 | 0.81223 | 0.28932 | 0.89525 | 0.69002 | 1 | 0.56819 | 0.61063 | 1 | 0.5539 | 0.72799 | 0.83906 | 0.76775 | 1 | 0.63438 | 0.79422 | 0.84656 | 0.76298 | 0.23584 | 0
Apr | 4 | 20 | Weekday | Tuesday | 0.81241 | 0.88213 | 0.88159 | 0.95367 | 1 | 0.95367 | 0.95367 | 0.3654 | 0.95367 | 0.81241 | 0.81241 | 0.87709 | 0.69267 | 0.95297 | 0.57748 | 0.62621 | 0.86128 | 0.44209 | 0.28658 | 0.85595 | 0.1799 | 0.90046 | 0.67951 | 0.3654 | 0.42397 | 0.60012 | 0.31061 | 0.89087 | 0.65764 | 0.9723 | 0.54886 | 0.62879 | 0.85674 | 0.41515 | 0.3071 | 0.83552 | 0.21895 | 0.94469 | 0.63372 | 0.37702 | 0.45618 | 0.54585 | 0.23926 | 0
Apr | 4 | 21 | Weekday | Tuesday | 0.7601 | 0.82556 | 0.85931 | 0.86024 | 1 | 0.86024 | 0.86024 | 0.1785 | 0.86024 | 0.7601 | 0.7601 | 0.84972 | 0.65182 | 0.75605 | 0.30418 | 0.28275 | 0.70027 | 0.41419 | 0.28241 | 0.86312 | 0.17851 | 0.65739 | 0.40437 | 0.1785 | 0.23774 | 0.29652 | 0.32152 | 0.88658 | 0.6095 | 0.75859 | 0.3175 | 0.28497 | 0.67383 | 0.36779 | 0.30678 | 0.83124 | 0.21873 | 0.67191 | 0.40863 | 0.21171 | 0.29711 | 0.33772 | 0.24099 | 0
Apr | 4 | 22 | Weekday | Tuesday | 0.75427 | 0.80543 | 0.83163 | 0.74118 | 1 | 0.74118 | 0.74118 | 0.1785 | 0.74118 | 0.75427 | 0.75427 | 0.82201 | 0.65029 | 0.53111 | 0.26123 | 0.26512 | 0.54581 | 0.39944 | 0.28494 | 0.90863 | 0.17821 | 0.45044 | 0.38278 | 0.1785 | 0.23774 | 0.40609 | 0.33814 | 0.90043 | 0.60641 | 0.52967 | 0.27264 | 0.26661 | 0.51847 | 0.35711 | 0.31094 | 0.86989 | 0.2206 | 0.44602 | 0.38639 | 0.21171 | 0.29711 | 0.46283 | 0.24366 | 0
Apr | 4 | 23 | Weekday | Tuesday | 0.71688 | 0.82183 | 0.81 | 0.6301 | 1 | 0.6301 | 0.6301 | 0.18022 | 0.6301 | 0.71688 | 0.71688 | 0.58172 | 0.64154 | 0.39325 | 0.24225 | 0.25753 | 0.44401 | 0.42886 | 0.27783 | 0.63563 | 0.17702 | 0.39818 | 0.37126 | 0.18022 | 0.23917 | 0.30637 | 0.34702 | 0.51407 | 0.59385 | 0.41274 | 0.25256 | 0.25927 | 0.42031 | 0.37615 | 0.30687 | 0.49423 | 0.21879 | 0.38787 | 0.37749 | 0.21374 | 0.29889 | 0.3489 | 0.24504 | 0
Apr | 5 | 24 | Weekday | Wednesday | 0.69438 | 0.80694 | 0.78568 | 0.56767 | 1 | 0.56767 | 0.56767 | 0.1785 | 0.56767 | 0.69438 | 0.69438 | 0.2318 | 0.63916 | 0.34362 | 0.25096 | 0.26501 | 0.43669 | 0.39776 | 0.27944 | 0.29651 | 0.17702 | 0.3763 | 0.3823 | 0.1785 | 0.23774 | 0.28255 | 0.36477 | 0.33712 | 0.59045 | 0.37507 | 0.2616 | 0.26661 | 0.40579 | 0.35209 | 0.30686 | 0.34257 | 0.21879 | 0.36438 | 0.38639 | 0.21171 | 0.29711 | 0.32203 | 0.24791 | 0
Apr | 5 | 1 | Weekday | Wednesday | 0.69715 | 0.76909 | 0.77678 | 0.54463 | 1 | 0.54463 | 0.54463 | 0.1785 | 0.54463 | 0.69715 | 0.69715 | 0.23218 | 0.63622 | 0.32366 | 0.25104 | 0.26469 | 0.43542 | 0.43199 | 0.27921 | 0.29639 | 0.17629 | 0.35755 | 0.38375 | 0.1785 | 0.23774 | 0.281 | 0.36382 | 0.33771 | 0.58597 | 0.35423 | 0.26162 | 0.26661 | 0.39896 | 0.37586 | 0.30683 | 0.34359 | 0.21879 | 0.34177 | 0.38639 | 0.21171 | 0.29711 | 0.32014 | 0.24771 | 0
Apr | 5 | 2 | Weekday | Wednesday | 0.69189 | 0.75837 | 0.77314 | 0.53618 | 1 | 0.53618 | 0.53618 | 0.1785 | 0.53618 | 0.69189 | 0.69189 | 0.23256 | 0.63242 | 0.31424 | 0.25087 | 0.2649 | 0.43851 | 0.40091 | 0.27856 | 0.29745 | 0.17681 | 0.35889 | 0.37845 | 0.1785 | 0.23774 | 0.27935 | 0.37841 | 0.33793 | 0.5808 | 0.34434 | 0.2616 | 0.26661 | 0.394 | 0.35428 | 0.30678 | 0.34396 | 0.21876 | 0.33823 | 0.38639 | 0.21171 | 0.29711 | 0.31808 | 0.25007 | 0
Apr | 5 | 3 | Weekday | Wednesday | 0.68588 | 0.75745 | 0.77619 | 0.5306 | 1 | 0.5306 | 0.5306 | 0.1785 | 0.5306 | 0.68588 | 0.68588 | 0.23747 | 0.68648 | 0.34468 | 0.26163 | 0.2649 | 0.49264 | 0.55688 | 0.28197 | 0.30845 | 0.17868 | 0.37176 | 0.38375 | 0.1785 | 0.23774 | 0.32224 | 0.37586 | 0.34629 | 0.64292 | 0.3674 | 0.27272 | 0.26661 | 0.44677 | 0.49347 | 0.3099 | 0.35708 | 0.22086 | 0.35284 | 0.38639 | 0.21171 | 0.29711 | 0.36701 | 0.24962 | 0
Apr | 5 | 4 | Weekday | Wednesday | 0.70658 | 0.76335 | 0.79667 | 0.55446 | 1 | 0.55446 | 0.55446 | 0.16961 | 0.55446 | 0.70658 | 0.70658 | 0.5992 | 0.74356 | 0.45027 | 0.30223 | 0.27742 | 0.6162 | 0.68634 | 0.27886 | 0.6539 | 0.17578 | 0.44278 | 0.39479 | 0.16961 | 0.22411 | 0.32318 | 0.38124 | 0.5132 | 0.64147 | 0.44754 | 0.31485 | 0.27906 | 0.55442 | 0.5704 | 0.30666 | 0.49232 | 0.21861 | 0.42524 | 0.39777 | 0.20116 | 0.28007 | 0.36587 | 0.24411 | 0
Apr | 5 | 5 | Weekday | Wednesday | 0.68912 | 0.80269 | 0.85128 | 0.71184 | 0.59271 | 0.71184 | 0.71184 | 0.78044 | 0.71184 | 0.68912 | 0.68912 | 0.81347 | 0.8325 | 0.73512 | 0.47534 | 0.68079 | 0.71472 | 0.79552 | 0.66291 | 0.98803 | 0.7582 | 0.69189 | 0.51943 | 0.78044 | 0.82377 | 0.70729 | 0.4611 | 0.79427 | 0.78885 | 0.73063 | 0.37494 | 0.6868 | 0.58027 | 0.7383 | 0.31871 | 0.93014 | 0.36078 | 0.68861 | 0.42325 | 0.30901 | 0.25355 | 0.51617 | 0.26503 | 0
Apr | 5 | 6 | Weekday | Wednesday | 0.71001 | 0.85057 | 0.92553 | 0.84591 | 0.004395 | 0.84591 | 0.84591 | 0.72588 | 0.84591 | 0.71001 | 0.71001 | 0.9599 | 0.90948 | 0.97004 | 0.55552 | 0.70015 | 0.76682 | 0.91973 | 0.8441 | 0.96439 | 0.93594 | 0.87119 | 0.62378 | 0.72588 | 0.75136 | 0.70607 | 0.66733 | 0.95813 | 0.8812 | 0.93326 | 0.48751 | 0.69148 | 0.64073 | 0.88768 | 0.67205 | 0.9197 | 0.69898 | 0.89787 | 0.49024 | 0.41032 | 0.35467 | 0.5466 | 0.54501 | 0
Apr | 5 | 7 | Weekday | Wednesday | 0.76472 | 0.88296 | 0.97448 | 0.83628 | 0.004395 | 0.83628 | 0.83628 | 0.84636 | 0.83628 | 0.76472 | 0.76472 | 0.96743 | 0.94714 | 0.80114 | 1 | 1 | 0.74729 | 0.94666 | 0.99816 | 0.79574 | 1 | 0.78526 | 1 | 0.84636 | 0.85865 | 0.90604 | 0.87989 | 0.96165 | 0.92578 | 0.7841 | 1 | 1 | 0.62519 | 0.92588 | 0.92944 | 0.74241 | 0.90073 | 0.77003 | 0.98617 | 0.64686 | 0.60661 | 0.81708 | 0.82648 | 0
Apr | 5 | 8 | Weekday | Wednesday | 0.8131 | 0.93235 | 0.99318 | 0.83366 | 0.004395 | 0.83366 | 0.83366 | 1 | 0.83366 | 0.8131 | 0.8131 | 0.79937 | 0.98076 | 0.68862 | 0.96231 | 0.90307 | 0.663 | 1 | 0.98718 | 0.77792 | 0.9868 | 0.73712 | 0.98482 | 1 | 1 | 0.96032 | 1 | 0.79434 | 0.96447 | 0.69984 | 0.97456 | 0.90375 | 0.55632 | 0.99379 | 0.93818 | 0.74642 | 0.92694 | 0.74199 | 0.98966 | 0.94181 | 0.92604 | 0.92009 | 0.99952 | 0
Apr | 5 | 9 | Weekday | Wednesday | 0.89907 | 0.9516 | 0.99659 | 0.78619 | 0.004395 | 0.78619 | 0.78619 | 0.99525 | 0.78619 | 0.89907 | 0.89907 | 0.97641 | 0.99489 | 0.55625 | 0.91477 | 0.86422 | 0.58018 | 0.99798 | 1 | 0.90756 | 0.99765 | 0.57305 | 0.98418 | 0.99525 | 0.98514 | 0.9179 | 0.97958 | 0.97375 | 0.982 | 0.56017 | 0.93265 | 0.86557 | 0.48641 | 0.99468 | 0.97065 | 0.93124 | 0.97129 | 0.55561 | 0.995 | 0.98787 | 0.97952 | 0.89063 | 0.99952 | 0
Apr | 5 | 10 | Weekday | Wednesday | 0.97955 | 0.97663 | 1 | 0.75555 | 0.004395 | 0.75555 | 0.75555 | 0.95481 | 0.75555 | 0.97955 | 0.97955 | 0.96642 | 0.99659 | 0.52598 | 0.92097 | 0.86861 | 0.56043 | 0.99673 | 0.99472 | 0.92743 | 0.98751 | 0.56617 | 0.98898 | 0.95481 | 0.93333 | 1 | 0.97006 | 1 | 0.98661 | 0.56352 | 0.94159 | 0.86968 | 0.4955 | 1 | 0.98973 | 0.97893 | 0.987 | 0.55987 | 0.99958 | 0.99598 | 0.99218 | 1 | 0.99971 | 0
Apr | 5 | 11 | Weekday | Wednesday | 1 | 0.99412 | 0.99601 | 0.72969 | 0.004395 | 0.72969 | 0.72969 | 0.93313 | 0.72969 | 1 | 1 | 0.91993 | 0.96947 | 0.53446 | 0.89275 | 0.87702 | 0.53843 | 0.95113 | 0.99775 | 0.8811 | 0.98095 | 0.56746 | 0.94805 | 0.93313 | 0.90482 | 0.93614 | 0.8786 | 0.98928 | 0.96033 | 0.58019 | 0.91099 | 0.87757 | 0.49184 | 0.95291 | 1 | 0.95158 | 1 | 0.56417 | 0.95481 | 1 | 1 | 0.93825 | 0.90602 | 0
Apr | 5 | 12 | Weekday | Wednesday | 0.98455 | 0.99524 | 0.98589 | 0.71433 | 0.004395 | 0.71433 | 0.71433 | 0.91307 | 0.71433 | 0.98455 | 0.98455 | 0.76762 | 0.99485 | 0.52133 | 0.94212 | 0.86637 | 0.51726 | 0.98205 | 0.99193 | 0.86387 | 0.97015 | 0.5655 | 0.98466 | 0.91307 | 0.87989 | 0.92123 | 0.96074 | 0.80794 | 0.98838 | 0.56335 | 0.96847 | 0.86787 | 0.48332 | 0.99011 | 0.97618 | 0.93869 | 0.98642 | 0.56572 | 1 | 0.99658 | 0.99691 | 0.92903 | 0.99979 | 0
Apr | 5 | 13 | Weekday | Wednesday | 0.94795 | 0.9924 | 0.98552 | 0.69421 | 0.004395 | 0.69421 | 0.69421 | 0.89819 | 0.69421 | 0.94795 | 0.94795 | 0.74191 | 0.9981 | 0.51584 | 0.9314 | 0.82007 | 0.49834 | 0.97441 | 0.97646 | 0.71671 | 0.95011 | 0.56263 | 0.97886 | 0.89819 | 0.86402 | 0.90061 | 0.95799 | 0.79615 | 0.99349 | 0.55517 | 0.96287 | 0.82331 | 0.47431 | 0.98284 | 0.96676 | 0.75059 | 0.96771 | 0.56244 | 0.99504 | 0.98797 | 0.98707 | 0.90944 | 0.99973 | 0
Apr | 5 | 14 | Weekday | Wednesday | 0.92747 | 1 | 0.96967 | 0.68808 | 0.004395 | 0.68808 | 0.68808 | 0.88999 | 0.68808 | 0.92747 | 0.92747 | 0.79601 | 0.99839 | 0.5123 | 0.91639 | 0.81065 | 0.53297 | 0.93323 | 0.97226 | 0.72781 | 0.90623 | 0.56271 | 0.97786 | 0.88999 | 0.85473 | 0.88588 | 0.95713 | 0.79534 | 0.99624 | 0.54646 | 0.94816 | 0.81455 | 0.50878 | 0.94924 | 0.9525 | 0.74894 | 0.92857 | 0.5593 | 0.99485 | 0.98825 | 0.98634 | 0.89556 | 0.99992 | 0
Apr | 5 | 15 | Weekday | Wednesday | 0.8799 | 0.99398 | 0.94929 | 0.715 | 0.004395 | 0.715 | 0.715 | 0.89354 | 0.715 | 0.8799 | 0.8799 | 0.97237 | 1 | 0.53128 | 0.94276 | 0.83218 | 0.71049 | 0.92798 | 0.92358 | 0.72891 | 0.83919 | 0.54922 | 0.97991 | 0.89354 | 0.86108 | 0.88818 | 0.95886 | 0.96962 | 1 | 0.60142 | 0.97351 | 0.83525 | 0.7026 | 0.94604 | 0.93525 | 0.74815 | 0.89942 | 0.59881 | 0.99613 | 0.99118 | 0.98901 | 0.89541 | 1 | 0
Apr | 5 | 16 | Weekday | Wednesday | 0.82069 | 0.96148 | 0.92807 | 0.80304 | 0.004395 | 0.80304 | 0.80304 | 0.91114 | 0.80304 | 0.82069 | 0.82069 | 0.97301 | 0.98651 | 0.64006 | 0.84104 | 0.77092 | 0.86162 | 0.91695 | 0.71198 | 0.87621 | 0.75263 | 0.6685 | 0.63556 | 0.91114 | 0.88328 | 0.89148 | 0.29492 | 0.97226 | 0.98747 | 0.70338 | 0.86463 | 0.7751 | 0.85264 | 0.93503 | 0.68936 | 0.92903 | 0.74286 | 0.72008 | 0.63292 | 0.99206 | 0.98904 | 0.89086 | 0.29885 | 0
Apr | 5 | 17 | Weekday | Wednesday | 0.77929 | 0.92563 | 0.91106 | 0.90423 | 0.004395 | 0.90423 | 0.90423 | 0.7479 | 0.90423 | 0.77929 | 0.77929 | 0.97645 | 0.79984 | 0.84836 | 0.67352 | 0.54588 | 0.92518 | 0.59712 | 0.72652 | 0.89428 | 0.76995 | 0.75286 | 0.51218 | 0.7479 | 0.72053 | 0.89236 | 0.11941 | 0.97349 | 0.78723 | 0.86903 | 0.68062 | 0.54818 | 0.90772 | 0.58459 | 0.68627 | 0.92866 | 0.738 | 0.79606 | 0.49606 | 0.75954 | 0.73464 | 0.87835 | 0.09897 | 0
Apr | 5 | 18 | Weekday | Wednesday | 0.75437 | 0.90551 | 0.89604 | 0.95342 | 1 | 0.95342 | 0.95342 | 0.8416 | 0.95342 | 0.75437 | 0.75437 | 0.86651 | 0.80213 | 0.83329 | 0.68701 | 0.63529 | 0.98755 | 0.64618 | 0.7729 | 0.96907 | 0.79476 | 0.83246 | 0.65651 | 0.8416 | 0.87088 | 0.87903 | 0.23808 | 0.87562 | 0.78609 | 0.90855 | 0.68729 | 0.63895 | 0.98057 | 0.63349 | 0.71785 | 1 | 0.75729 | 0.88641 | 0.63355 | 0.82644 | 0.86083 | 0.84969 | 0.20023 | 0
Apr | 5 | 19 | Weekday | Wednesday | 0.79007 | 0.91968 | 0.89312 | 1 | 1 | 1 | 1 | 0.83904 | 1 | 0.79007 | 0.79007 | 0.87619 | 0.72176 | 0.90148 | 0.58933 | 0.60781 | 1 | 0.59438 | 0.79424 | 0.84211 | 0.82436 | 0.93408 | 0.6726 | 0.83904 | 0.89224 | 0.81223 | 0.28932 | 0.89525 | 0.69002 | 1 | 0.56819 | 0.61063 | 1 | 0.5539 | 0.72799 | 0.83906 | 0.76775 | 1 | 0.63438 | 0.79422 | 0.84656 | 0.76298 | 0.23584 | 0
Apr | 5 | 20 | Weekday | Wednesday | 0.81241 | 0.88213 | 0.88159 | 0.95367 | 1 | 0.95367 | 0.95367 | 0.3654 | 0.95367 | 0.81241 | 0.81241 | 0.87709 | 0.69267 | 0.95297 | 0.57748 | 0.62621 | 0.86128 | 0.44209 | 0.28658 | 0.85595 | 0.1799 | 0.90046 | 0.67951 | 0.3654 | 0.42397 | 0.60012 | 0.31061 | 0.89087 | 0.65764 | 0.9723 | 0.54886 | 0.62879 | 0.85674 | 0.41515 | 0.3071 | 0.83552 | 0.21895 | 0.94469 | 0.63372 | 0.37702 | 0.45618 | 0.54585 | 0.23926 | 0
Apr | 5 | 21 | Weekday | Wednesday | 0.7601 | 0.82556 | 0.85931 | 0.86024 | 1 | 0.86024 | 0.86024 | 0.1785 | 0.86024 | 0.7601 | 0.7601 | 0.84972 | 0.65182 | 0.75605 | 0.30418 | 0.28275 | 0.70027 | 0.41419 | 0.28241 | 0.86312 | 0.17851 | 0.65739 | 0.40437 | 0.1785 | 0.23774 | 0.29652 | 0.32152 | 0.88658 | 0.6095 | 0.75859 | 0.3175 | 0.28497 | 0.67383 | 0.36779 | 0.30678 | 0.83124 | 0.21873 | 0.67191 | 0.40863 | 0.21171 | 0.29711 | 0.33772 | 0.24099 | 0
Apr | 5 | 22 | Weekday | Wednesday | 0.75427 | 0.80543 | 0.83163 | 0.74118 | 1 | 0.74118 | 0.74118 | 0.1785 | 0.74118 | 0.75427 | 0.75427 | 0.82201 | 0.65029 | 0.53111 | 0.26123 | 0.26512 | 0.54581 | 0.39944 | 0.28494 | 0.90863 | 0.17821 | 0.45044 | 0.38278 | 0.1785 | 0.23774 | 0.40609 | 0.33814 | 0.90043 | 0.60641 | 0.52967 | 0.27264 | 0.26661 | 0.51847 | 0.35711 | 0.31094 | 0.86989 | 0.2206 | 0.44602 | 0.38639 | 0.21171 | 0.29711 | 0.46283 | 0.24366 | 0
Apr | 5 | 23 | Weekday | Wednesday | 0.71688 | 0.82183 | 0.81 | 0.6301 | 1 | 0.6301 | 0.6301 | 0.18022 | 0.6301 | 0.71688 | 0.71688 | 0.58172 | 0.64154 | 0.39325 | 0.24225 | 0.25753 | 0.44401 | 0.42886 | 0.27783 | 0.63563 | 0.17702 | 0.39818 | 0.37126 | 0.18022 | 0.23917 | 0.30637 | 0.34702 | 0.51407 | 0.59385 | 0.41274 | 0.25256 | 0.25927 | 0.42031 | 0.37615 | 0.30687 | 0.49423 | 0.21879 | 0.38787 | 0.37749 | 0.21374 | 0.29889 | 0.3489 | 0.24504 | 0
Apr | 6 | 24 | Weekday | Thursday | 0.69438 | 0.80694 | 0.78568 | 0.56767 | 1 | 0.56767 | 0.56767 | 0.1785 | 0.56767 | 0.69438 | 0.69438 | 0.2318 | 0.63916 | 0.34362 | 0.25096 | 0.26501 | 0.43669 | 0.39776 | 0.27944 | 0.29651 | 0.17702 | 0.3763 | 0.3823 | 0.1785 | 0.23774 | 0.28255 | 0.36477 | 0.33712 | 0.59045 | 0.37507 | 0.2616 | 0.26661 | 0.40579 | 0.35209 | 0.30686 | 0.34257 | 0.21879 | 0.36438 | 0.38639 | 0.21171 | 0.29711 | 0.32203 | 0.24791 | 0
Apr | 6 | 1 | Weekday | Thursday | 0.69715 | 0.76909 | 0.77678 | 0.54463 | 1 | 0.54463 | 0.54463 | 0.1785 | 0.54463 | 0.69715 | 0.69715 | 0.23218 | 0.63622 | 0.32366 | 0.25104 | 0.26469 | 0.43542 | 0.43199 | 0.27921 | 0.29639 | 0.17629 | 0.35755 | 0.38375 | 0.1785 | 0.23774 | 0.281 | 0.36382 | 0.33771 | 0.58597 | 0.35423 | 0.26162 | 0.26661 | 0.39896 | 0.37586 | 0.30683 | 0.34359 | 0.21879 | 0.34177 | 0.38639 | 0.21171 | 0.29711 | 0.32014 | 0.24771 | 0
Apr | 6 | 2 | Weekday | Thursday | 0.69189 | 0.75837 | 0.77314 | 0.53618 | 1 | 0.53618 | 0.53618 | 0.1785 | 0.53618 | 0.69189 | 0.69189 | 0.23256 | 0.63242 | 0.31424 | 0.25087 | 0.2649 | 0.43851 | 0.40091 | 0.27856 | 0.29745 | 0.17681 | 0.35889 | 0.37845 | 0.1785 | 0.23774 | 0.27935 | 0.37841 | 0.33793 | 0.5808 | 0.34434 | 0.2616 | 0.26661 | 0.394 | 0.35428 | 0.30678 | 0.34396 | 0.21876 | 0.33823 | 0.38639 | 0.21171 | 0.29711 | 0.31808 | 0.25007 | 0
Apr | 6 | 3 | Weekday | Thursday | 0.68588 | 0.75745 | 0.77619 | 0.5306 | 1 | 0.5306 | 0.5306 | 0.1785 | 0.5306 | 0.68588 | 0.68588 | 0.23747 | 0.68648 | 0.34468 | 0.26163 | 0.2649 | 0.49264 | 0.55688 | 0.28197 | 0.30845 | 0.17868 | 0.37176 | 0.38375 | 0.1785 | 0.23774 | 0.32224 | 0.37586 | 0.34629 | 0.64292 | 0.3674 | 0.27272 | 0.26661 | 0.44677 | 0.49347 | 0.3099 | 0.35708 | 0.22086 | 0.35284 | 0.38639 | 0.21171 | 0.29711 | 0.36701 | 0.24962 | 0
Apr | 6 | 4 | Weekday | Thursday | 0.70658 | 0.76335 | 0.79667 | 0.55446 | 1 | 0.55446 | 0.55446 | 0.16961 | 0.55446 | 0.70658 | 0.70658 | 0.5992 | 0.74356 | 0.45027 | 0.30223 | 0.27742 | 0.6162 | 0.68634 | 0.27886 | 0.6539 | 0.17578 | 0.44278 | 0.39479 | 0.16961 | 0.22411 | 0.32318 | 0.38124 | 0.5132 | 0.64147 | 0.44754 | 0.31485 | 0.27906 | 0.55442 | 0.5704 | 0.30666 | 0.49232 | 0.21861 | 0.42524 | 0.39777 | 0.20116 | 0.28007 | 0.36587 | 0.24411 | 0
Apr | 6 | 5 | Weekday | Thursday | 0.68912 | 0.80269 | 0.85128 | 0.71184 | 0.59271 | 0.71184 | 0.71184 | 0.78044 | 0.71184 | 0.68912 | 0.68912 | 0.81347 | 0.8325 | 0.73512 | 0.47534 | 0.68079 | 0.71472 | 0.79552 | 0.66291 | 0.98803 | 0.7582 | 0.69189 | 0.51943 | 0.78044 | 0.82377 | 0.70729 | 0.4611 | 0.79427 | 0.78885 | 0.73063 | 0.37494 | 0.6868 | 0.58027 | 0.7383 | 0.31871 | 0.93014 | 0.36078 | 0.68861 | 0.42325 | 0.30901 | 0.25355 | 0.51617 | 0.26503 | 0
Apr | 6 | 6 | Weekday | Thursday | 0.71001 | 0.85057 | 0.92553 | 0.84591 | 0.004395 | 0.84591 | 0.84591 | 0.72588 | 0.84591 | 0.71001 | 0.71001 | 0.9599 | 0.90948 | 0.97004 | 0.55552 | 0.70015 | 0.76682 | 0.91973 | 0.8441 | 0.96439 | 0.93594 | 0.87119 | 0.62378 | 0.72588 | 0.75136 | 0.70607 | 0.66733 | 0.95813 | 0.8812 | 0.93326 | 0.48751 | 0.69148 | 0.64073 | 0.88768 | 0.67205 | 0.9197 | 0.69898 | 0.89787 | 0.49024 | 0.41032 | 0.35467 | 0.5466 | 0.54501 | 0
Apr | 6 | 7 | Weekday | Thursday | 0.76472 | 0.88296 | 0.97448 | 0.83628 | 0.004395 | 0.83628 | 0.83628 | 0.84636 | 0.83628 | 0.76472 | 0.76472 | 0.96743 | 0.94714 | 0.80114 | 1 | 1 | 0.74729 | 0.94666 | 0.99816 | 0.79574 | 1 | 0.78526 | 1 | 0.84636 | 0.85865 | 0.90604 | 0.87989 | 0.96165 | 0.92578 | 0.7841 | 1 | 1 | 0.62519 | 0.92588 | 0.92944 | 0.74241 | 0.90073 | 0.77003 | 0.98617 | 0.64686 | 0.60661 | 0.81708 | 0.82648 | 0
Apr | 6 | 8 | Weekday | Thursday | 0.8131 | 0.93235 | 0.99318 | 0.83366 | 0.004395 | 0.83366 | 0.83366 | 1 | 0.83366 | 0.8131 | 0.8131 | 0.79937 | 0.98076 | 0.68862 | 0.96231 | 0.90307 | 0.663 | 1 | 0.98718 | 0.77792 | 0.9868 | 0.73712 | 0.98482 | 1 | 1 | 0.96032 | 1 | 0.79434 | 0.96447 | 0.69984 | 0.97456 | 0.90375 | 0.55632 | 0.99379 | 0.93818 | 0.74642 | 0.92694 | 0.74199 | 0.98966 | 0.94181 | 0.92604 | 0.92009 | 0.99952 | 0
Apr | 6 | 9 | Weekday | Thursday | 0.89907 | 0.9516 | 0.99659 | 0.78619 | 0.004395 | 0.78619 | 0.78619 | 0.99525 | 0.78619 | 0.89907 | 0.89907 | 0.97641 | 0.99489 | 0.55625 | 0.91477 | 0.86422 | 0.58018 | 0.99798 | 1 | 0.90756 | 0.99765 | 0.57305 | 0.98418 | 0.99525 | 0.98514 | 0.9179 | 0.97958 | 0.97375 | 0.982 | 0.56017 | 0.93265 | 0.86557 | 0.48641 | 0.99468 | 0.97065 | 0.93124 | 0.97129 | 0.55561 | 0.995 | 0.98787 | 0.97952 | 0.89063 | 0.99952 | 0
Apr | 6 | 10 | Weekday | Thursday | 0.97955 | 0.97663 | 1 | 0.75555 | 0.004395 | 0.75555 | 0.75555 | 0.95481 | 0.75555 | 0.97955 | 0.97955 | 0.96642 | 0.99659 | 0.52598 | 0.92097 | 0.86861 | 0.56043 | 0.99673 | 0.99472 | 0.92743 | 0.98751 | 0.56617 | 0.98898 | 0.95481 | 0.93333 | 1 | 0.97006 | 1 | 0.98661 | 0.56352 | 0.94159 | 0.86968 | 0.4955 | 1 | 0.98973 | 0.97893 | 0.987 | 0.55987 | 0.99958 | 0.99598 | 0.99218 | 1 | 0.99971 | 0
Apr | 6 | 11 | Weekday | Thursday | 1 | 0.99412 | 0.99601 | 0.72969 | 0.004395 | 0.72969 | 0.72969 | 0.93313 | 0.72969 | 1 | 1 | 0.91993 | 0.96947 | 0.53446 | 0.89275 | 0.87702 | 0.53843 | 0.95113 | 0.99775 | 0.8811 | 0.98095 | 0.56746 | 0.94805 | 0.93313 | 0.90482 | 0.93614 | 0.8786 | 0.98928 | 0.96033 | 0.58019 | 0.91099 | 0.87757 | 0.49184 | 0.95291 | 1 | 0.95158 | 1 | 0.56417 | 0.95481 | 1 | 1 | 0.93825 | 0.90602 | 0
Apr | 6 | 12 | Weekday | Thursday | 0.98455 | 0.99524 | 0.98589 | 0.71433 | 0.004395 | 0.71433 | 0.71433 | 0.91307 | 0.71433 | 0.98455 | 0.98455 | 0.76762 | 0.99485 | 0.52133 | 0.94212 | 0.86637 | 0.51726 | 0.98205 | 0.99193 | 0.86387 | 0.97015 | 0.5655 | 0.98466 | 0.91307 | 0.87989 | 0.92123 | 0.96074 | 0.80794 | 0.98838 | 0.56335 | 0.96847 | 0.86787 | 0.48332 | 0.99011 | 0.97618 | 0.93869 | 0.98642 | 0.56572 | 1 | 0.99658 | 0.99691 | 0.92903 | 0.99979 | 0
Apr | 6 | 13 | Weekday | Thursday | 0.94795 | 0.9924 | 0.98552 | 0.69421 | 0.004395 | 0.69421 | 0.69421 | 0.89819 | 0.69421 | 0.94795 | 0.94795 | 0.74191 | 0.9981 | 0.51584 | 0.9314 | 0.82007 | 0.49834 | 0.97441 | 0.97646 | 0.71671 | 0.95011 | 0.56263 | 0.97886 | 0.89819 | 0.86402 | 0.90061 | 0.95799 | 0.79615 | 0.99349 | 0.55517 | 0.96287 | 0.82331 | 0.47431 | 0.98284 | 0.96676 | 0.75059 | 0.96771 | 0.56244 | 0.99504 | 0.98797 | 0.98707 | 0.90944 | 0.99973 | 0
Apr | 6 | 14 | Weekday | Thursday | 0.92747 | 1 | 0.96967 | 0.68808 | 0.004395 | 0.68808 | 0.68808 | 0.88999 | 0.68808 | 0.92747 | 0.92747 | 0.79601 | 0.99839 | 0.5123 | 0.91639 | 0.81065 | 0.53297 | 0.93323 | 0.97226 | 0.72781 | 0.90623 | 0.56271 | 0.97786 | 0.88999 | 0.85473 | 0.88588 | 0.95713 | 0.79534 | 0.99624 | 0.54646 | 0.94816 | 0.81455 | 0.50878 | 0.94924 | 0.9525 | 0.74894 | 0.92857 | 0.5593 | 0.99485 | 0.98825 | 0.98634 | 0.89556 | 0.99992 | 0
Apr | 6 | 15 | Weekday | Thursday | 0.8799 | 0.99398 | 0.94929 | 0.715 | 0.004395 | 0.715 | 0.715 | 0.89354 | 0.715 | 0.8799 | 0.8799 | 0.97237 | 1 | 0.53128 | 0.94276 | 0.83218 | 0.71049 | 0.92798 | 0.92358 | 0.72891 | 0.83919 | 0.54922 | 0.97991 | 0.89354 | 0.86108 | 0.88818 | 0.95886 | 0.96962 | 1 | 0.60142 | 0.97351 | 0.83525 | 0.7026 | 0.94604 | 0.93525 | 0.74815 | 0.89942 | 0.59881 | 0.99613 | 0.99118 | 0.98901 | 0.89541 | 1 | 0
Apr | 6 | 16 | Weekday | Thursday | 0.82069 | 0.96148 | 0.92807 | 0.80304 | 0.004395 | 0.80304 | 0.80304 | 0.91114 | 0.80304 | 0.82069 | 0.82069 | 0.97301 | 0.98651 | 0.64006 | 0.84104 | 0.77092 | 0.86162 | 0.91695 | 0.71198 | 0.87621 | 0.75263 | 0.6685 | 0.63556 | 0.91114 | 0.88328 | 0.89148 | 0.29492 | 0.97226 | 0.98747 | 0.70338 | 0.86463 | 0.7751 | 0.85264 | 0.93503 | 0.68936 | 0.92903 | 0.74286 | 0.72008 | 0.63292 | 0.99206 | 0.98904 | 0.89086 | 0.29885 | 0
Apr | 6 | 17 | Weekday | Thursday | 0.77929 | 0.92563 | 0.91106 | 0.90423 | 0.004395 | 0.90423 | 0.90423 | 0.7479 | 0.90423 | 0.77929 | 0.77929 | 0.97645 | 0.79984 | 0.84836 | 0.67352 | 0.54588 | 0.92518 | 0.59712 | 0.72652 | 0.89428 | 0.76995 | 0.75286 | 0.51218 | 0.7479 | 0.72053 | 0.89236 | 0.11941 | 0.97349 | 0.78723 | 0.86903 | 0.68062 | 0.54818 | 0.90772 | 0.58459 | 0.68627 | 0.92866 | 0.738 | 0.79606 | 0.49606 | 0.75954 | 0.73464 | 0.87835 | 0.09897 | 0
Apr | 6 | 18 | Weekday | Thursday | 0.75437 | 0.90551 | 0.89604 | 0.95342 | 1 | 0.95342 | 0.95342 | 0.8416 | 0.95342 | 0.75437 | 0.75437 | 0.86651 | 0.80213 | 0.83329 | 0.68701 | 0.63529 | 0.98755 | 0.64618 | 0.7729 | 0.96907 | 0.79476 | 0.83246 | 0.65651 | 0.8416 | 0.87088 | 0.87903 | 0.23808 | 0.87562 | 0.78609 | 0.90855 | 0.68729 | 0.63895 | 0.98057 | 0.63349 | 0.71785 | 1 | 0.75729 | 0.88641 | 0.63355 | 0.82644 | 0.86083 | 0.84969 | 0.20023 | 0
Apr | 6 | 19 | Weekday | Thursday | 0.79007 | 0.91968 | 0.89312 | 1 | 1 | 1 | 1 | 0.83904 | 1 | 0.79007 | 0.79007 | 0.87619 | 0.72176 | 0.90148 | 0.58933 | 0.60781 | 1 | 0.59438 | 0.79424 | 0.84211 | 0.82436 | 0.93408 | 0.6726 | 0.83904 | 0.89224 | 0.81223 | 0.28932 | 0.89525 | 0.69002 | 1 | 0.56819 | 0.61063 | 1 | 0.5539 | 0.72799 | 0.83906 | 0.76775 | 1 | 0.63438 | 0.79422 | 0.84656 | 0.76298 | 0.23584 | 0
Apr | 6 | 20 | Weekday | Thursday | 0.81241 | 0.88213 | 0.88159 | 0.95367 | 1 | 0.95367 | 0.95367 | 0.3654 | 0.95367 | 0.81241 | 0.81241 | 0.87709 | 0.69267 | 0.95297 | 0.57748 | 0.62621 | 0.86128 | 0.44209 | 0.28658 | 0.85595 | 0.1799 | 0.90046 | 0.67951 | 0.3654 | 0.42397 | 0.60012 | 0.31061 | 0.89087 | 0.65764 | 0.9723 | 0.54886 | 0.62879 | 0.85674 | 0.41515 | 0.3071 | 0.83552 | 0.21895 | 0.94469 | 0.63372 | 0.37702 | 0.45618 | 0.54585 | 0.23926 | 0
Apr | 6 | 21 | Weekday | Thursday | 0.7601 | 0.82556 | 0.85931 | 0.86024 | 1 | 0.86024 | 0.86024 | 0.1785 | 0.86024 | 0.7601 | 0.7601 | 0.84972 | 0.65182 | 0.75605 | 0.30418 | 0.28275 | 0.70027 | 0.41419 | 0.28241 | 0.86312 | 0.17851 | 0.65739 | 0.40437 | 0.1785 | 0.23774 | 0.29652 | 0.32152 | 0.88658 | 0.6095 | 0.75859 | 0.3175 | 0.28497 | 0.67383 | 0.36779 | 0.30678 | 0.83124 | 0.21873 | 0.67191 | 0.40863 | 0.21171 | 0.29711 | 0.33772 | 0.24099 | 0
Apr | 6 | 22 | Weekday | Thursday | 0.75427 | 0.80543 | 0.83163 | 0.74118 | 1 | 0.74118 | 0.74118 | 0.1785 | 0.74118 | 0.75427 | 0.75427 | 0.82201 | 0.65029 | 0.53111 | 0.26123 | 0.26512 | 0.54581 | 0.39944 | 0.28494 | 0.90863 | 0.17821 | 0.45044 | 0.38278 | 0.1785 | 0.23774 | 0.40609 | 0.33814 | 0.90043 | 0.60641 | 0.52967 | 0.27264 | 0.26661 | 0.51847 | 0.35711 | 0.31094 | 0.86989 | 0.2206 | 0.44602 | 0.38639 | 0.21171 | 0.29711 | 0.46283 | 0.24366 | 0
Apr | 6 | 23 | Weekday | Thursday | 0.71688 | 0.82183 | 0.81 | 0.6301 | 1 | 0.6301 | 0.6301 | 0.18022 | 0.6301 | 0.71688 | 0.71688 | 0.58172 | 0.64154 | 0.39325 | 0.24225 | 0.25753 | 0.44401 | 0.42886 | 0.27783 | 0.63563 | 0.17702 | 0.39818 | 0.37126 | 0.18022 | 0.23917 | 0.30637 | 0.34702 | 0.51407 | 0.59385 | 0.41274 | 0.25256 | 0.25927 | 0.42031 | 0.37615 | 0.30687 | 0.49423 | 0.21879 | 0.38787 | 0.37749 | 0.21374 | 0.29889 | 0.3489 | 0.24504 | 0
Apr | 7 | 24 | Weekday | Friday | 0.69438 | 0.80694 | 0.78568 | 0.56767 | 1 | 0.56767 | 0.56767 | 0.1785 | 0.56767 | 0.69438 | 0.69438 | 0.2318 | 0.63916 | 0.34362 | 0.25096 | 0.26501 | 0.43669 | 0.39776 | 0.27944 | 0.29651 | 0.17702 | 0.3763 | 0.3823 | 0.1785 | 0.23774 | 0.28255 | 0.36477 | 0.33712 | 0.59045 | 0.37507 | 0.2616 | 0.26661 | 0.40579 | 0.35209 | 0.30686 | 0.34257 | 0.21879 | 0.36438 | 0.38639 | 0.21171 | 0.29711 | 0.32203 | 0.24791 | 0
Apr | 7 | 1 | Weekday | Friday | 0.69715 | 0.76909 | 0.77678 | 0.54463 | 1 | 0.54463 | 0.54463 | 0.1785 | 0.54463 | 0.69715 | 0.69715 | 0.23218 | 0.63622 | 0.32366 | 0.25104 | 0.26469 | 0.43542 | 0.43199 | 0.27921 | 0.29639 | 0.17629 | 0.35755 | 0.38375 | 0.1785 | 0.23774 | 0.281 | 0.36382 | 0.33771 | 0.58597 | 0.35423 | 0.26162 | 0.26661 | 0.39896 | 0.37586 | 0.30683 | 0.34359 | 0.21879 | 0.34177 | 0.38639 | 0.21171 | 0.29711 | 0.32014 | 0.24771 | 0
Apr | 7 | 2 | Weekday | Friday | 0.69189 | 0.75837 | 0.77314 | 0.53618 | 1 | 0.53618 | 0.53618 | 0.1785 | 0.53618 | 0.69189 | 0.69189 | 0.23256 | 0.63242 | 0.31424 | 0.25087 | 0.2649 | 0.43851 | 0.40091 | 0.27856 | 0.29745 | 0.17681 | 0.35889 | 0.37845 | 0.1785 | 0.23774 | 0.27935 | 0.37841 | 0.33793 | 0.5808 | 0.34434 | 0.2616 | 0.26661 | 0.394 | 0.35428 | 0.30678 | 0.34396 | 0.21876 | 0.33823 | 0.38639 | 0.21171 | 0.29711 | 0.31808 | 0.25007 | 0
Apr | 7 | 3 | Weekday | Friday | 0.68588 | 0.75745 | 0.77619 | 0.5306 | 1 | 0.5306 | 0.5306 | 0.1785 | 0.5306 | 0.68588 | 0.68588 | 0.23747 | 0.68648 | 0.34468 | 0.26163 | 0.2649 | 0.49264 | 0.55688 | 0.28197 | 0.30845 | 0.17868 | 0.37176 | 0.38375 | 0.1785 | 0.23774 | 0.32224 | 0.37586 | 0.34629 | 0.64292 | 0.3674 | 0.27272 | 0.26661 | 0.44677 | 0.49347 | 0.3099 | 0.35708 | 0.22086 | 0.35284 | 0.38639 | 0.21171 | 0.29711 | 0.36701 | 0.24962 | 0
Apr | 7 | 4 | Weekday | Friday | 0.70658 | 0.76335 | 0.79667 | 0.55446 | 1 | 0.55446 | 0.55446 | 0.16961 | 0.55446 | 0.70658 | 0.70658 | 0.5992 | 0.74356 | 0.45027 | 0.30223 | 0.27742 | 0.6162 | 0.68634 | 0.27886 | 0.6539 | 0.17578 | 0.44278 | 0.39479 | 0.16961 | 0.22411 | 0.32318 | 0.38124 | 0.5132 | 0.64147 | 0.44754 | 0.31485 | 0.27906 | 0.55442 | 0.5704 | 0.30666 | 0.49232 | 0.21861 | 0.42524 | 0.39777 | 0.20116 | 0.28007 | 0.36587 | 0.24411 | 0
Apr | 7 | 5 | Weekday | Friday | 0.68912 | 0.80269 | 0.85128 | 0.71184 | 0.59271 | 0.71184 | 0.71184 | 0.78044 | 0.71184 | 0.68912 | 0.68912 | 0.81347 | 0.8325 | 0.73512 | 0.47534 | 0.68079 | 0.71472 | 0.79552 | 0.66291 | 0.98803 | 0.7582 | 0.69189 | 0.51943 | 0.78044 | 0.82377 | 0.70729 | 0.4611 | 0.79427 | 0.78885 | 0.73063 | 0.37494 | 0.6868 | 0.58027 | 0.7383 | 0.31871 | 0.93014 | 0.36078 | 0.68861 | 0.42325 | 0.30901 | 0.25355 | 0.51617 | 0.26503 | 0
Apr | 7 | 6 | Weekday | Friday | 0.71001 | 0.85057 | 0.92553 | 0.84591 | 0.004395 | 0.84591 | 0.84591 | 0.72588 | 0.84591 | 0.71001 | 0.71001 | 0.9599 | 0.90948 | 0.97004 | 0.55552 | 0.70015 | 0.76682 | 0.91973 | 0.8441 | 0.96439 | 0.93594 | 0.87119 | 0.62378 | 0.72588 | 0.75136 | 0.70607 | 0.66733 | 0.95813 | 0.8812 | 0.93326 | 0.48751 | 0.69148 | 0.64073 | 0.88768 | 0.67205 | 0.9197 | 0.69898 | 0.89787 | 0.49024 | 0.41032 | 0.35467 | 0.5466 | 0.54501 | 0
Apr | 7 | 7 | Weekday | Friday | 0.76472 | 0.88296 | 0.97448 | 0.83628 | 0.004395 | 0.83628 | 0.83628 | 0.84636 | 0.83628 | 0.76472 | 0.76472 | 0.96743 | 0.94714 | 0.80114 | 1 | 1 | 0.74729 | 0.94666 | 0.99816 | 0.79574 | 1 | 0.78526 | 1 | 0.84636 | 0.85865 | 0.90604 | 0.87989 | 0.96165 | 0.92578 | 0.7841 | 1 | 1 | 0.62519 | 0.92588 | 0.92944 | 0.74241 | 0.90073 | 0.77003 | 0.98617 | 0.64686 | 0.60661 | 0.81708 | 0.82648 | 0
Apr | 7 | 8 | Weekday | Friday | 0.8131 | 0.93235 | 0.99318 | 0.83366 | 0.004395 | 0.83366 | 0.83366 | 1 | 0.83366 | 0.8131 | 0.8131 | 0.79937 | 0.98076 | 0.68862 | 0.96231 | 0.90307 | 0.663 | 1 | 0.98718 | 0.77792 | 0.9868 | 0.73712 | 0.98482 | 1 | 1 | 0.96032 | 1 | 0.79434 | 0.96447 | 0.69984 | 0.97456 | 0.90375 | 0.55632 | 0.99379 | 0.93818 | 0.74642 | 0.92694 | 0.74199 | 0.98966 | 0.94181 | 0.92604 | 0.92009 | 0.99952 | 0
Apr | 7 | 9 | Weekday | Friday | 0.89907 | 0.9516 | 0.99659 | 0.78619 | 0.004395 | 0.78619 | 0.78619 | 0.99525 | 0.78619 | 0.89907 | 0.89907 | 0.97641 | 0.99489 | 0.55625 | 0.91477 | 0.86422 | 0.58018 | 0.99798 | 1 | 0.90756 | 0.99765 | 0.57305 | 0.98418 | 0.99525 | 0.98514 | 0.9179 | 0.97958 | 0.97375 | 0.982 | 0.56017 | 0.93265 | 0.86557 | 0.48641 | 0.99468 | 0.97065 | 0.93124 | 0.97129 | 0.55561 | 0.995 | 0.98787 | 0.97952 | 0.89063 | 0.99952 | 0
Apr | 7 | 10 | Weekday | Friday | 0.97955 | 0.97663 | 1 | 0.75555 | 0.004395 | 0.75555 | 0.75555 | 0.95481 | 0.75555 | 0.97955 | 0.97955 | 0.96642 | 0.99659 | 0.52598 | 0.92097 | 0.86861 | 0.56043 | 0.99673 | 0.99472 | 0.92743 | 0.98751 | 0.56617 | 0.98898 | 0.95481 | 0.93333 | 1 | 0.97006 | 1 | 0.98661 | 0.56352 | 0.94159 | 0.86968 | 0.4955 | 1 | 0.98973 | 0.97893 | 0.987 | 0.55987 | 0.99958 | 0.99598 | 0.99218 | 1 | 0.99971 | 0
Apr | 7 | 11 | Weekday | Friday | 1 | 0.99412 | 0.99601 | 0.72969 | 0.004395 | 0.72969 | 0.72969 | 0.93313 | 0.72969 | 1 | 1 | 0.91993 | 0.96947 | 0.53446 | 0.89275 | 0.87702 | 0.53843 | 0.95113 | 0.99775 | 0.8811 | 0.98095 | 0.56746 | 0.94805 | 0.93313 | 0.90482 | 0.93614 | 0.8786 | 0.98928 | 0.96033 | 0.58019 | 0.91099 | 0.87757 | 0.49184 | 0.95291 | 1 | 0.95158 | 1 | 0.56417 | 0.95481 | 1 | 1 | 0.93825 | 0.90602 | 0
Apr | 7 | 12 | Weekday | Friday | 0.98455 | 0.99524 | 0.98589 | 0.71433 | 0.004395 | 0.71433 | 0.71433 | 0.91307 | 0.71433 | 0.98455 | 0.98455 | 0.76762 | 0.99485 | 0.52133 | 0.94212 | 0.86637 | 0.51726 | 0.98205 | 0.99193 | 0.86387 | 0.97015 | 0.5655 | 0.98466 | 0.91307 | 0.87989 | 0.92123 | 0.96074 | 0.80794 | 0.98838 | 0.56335 | 0.96847 | 0.86787 | 0.48332 | 0.99011 | 0.97618 | 0.93869 | 0.98642 | 0.56572 | 1 | 0.99658 | 0.99691 | 0.92903 | 0.99979 | 0
Apr | 7 | 13 | Weekday | Friday | 0.94795 | 0.9924 | 0.98552 | 0.69421 | 0.004395 | 0.69421 | 0.69421 | 0.89819 | 0.69421 | 0.94795 | 0.94795 | 0.74191 | 0.9981 | 0.51584 | 0.9314 | 0.82007 | 0.49834 | 0.97441 | 0.97646 | 0.71671 | 0.95011 | 0.56263 | 0.97886 | 0.89819 | 0.86402 | 0.90061 | 0.95799 | 0.79615 | 0.99349 | 0.55517 | 0.96287 | 0.82331 | 0.47431 | 0.98284 | 0.96676 | 0.75059 | 0.96771 | 0.56244 | 0.99504 | 0.98797 | 0.98707 | 0.90944 | 0.99973 | 0
Apr | 7 | 14 | Weekday | Friday | 0.92747 | 1 | 0.96967 | 0.68808 | 0.004395 | 0.68808 | 0.68808 | 0.88999 | 0.68808 | 0.92747 | 0.92747 | 0.79601 | 0.99839 | 0.5123 | 0.91639 | 0.81065 | 0.53297 | 0.93323 | 0.97226 | 0.72781 | 0.90623 | 0.56271 | 0.97786 | 0.88999 | 0.85473 | 0.88588 | 0.95713 | 0.79534 | 0.99624 | 0.54646 | 0.94816 | 0.81455 | 0.50878 | 0.94924 | 0.9525 | 0.74894 | 0.92857 | 0.5593 | 0.99485 | 0.98825 | 0.98634 | 0.89556 | 0.99992 | 0
Apr | 7 | 15 | Weekday | Friday | 0.8799 | 0.99398 | 0.94929 | 0.715 | 0.004395 | 0.715 | 0.715 | 0.89354 | 0.715 | 0.8799 | 0.8799 | 0.97237 | 1 | 0.53128 | 0.94276 | 0.83218 | 0.71049 | 0.92798 | 0.92358 | 0.72891 | 0.83919 | 0.54922 | 0.97991 | 0.89354 | 0.86108 | 0.88818 | 0.95886 | 0.96962 | 1 | 0.60142 | 0.97351 | 0.83525 | 0.7026 | 0.94604 | 0.93525 | 0.74815 | 0.89942 | 0.59881 | 0.99613 | 0.99118 | 0.98901 | 0.89541 | 1 | 0
Apr | 7 | 16 | Weekday | Friday | 0.82069 | 0.96148 | 0.92807 | 0.80304 | 0.004395 | 0.80304 | 0.80304 | 0.91114 | 0.80304 | 0.82069 | 0.82069 | 0.97301 | 0.98651 | 0.64006 | 0.84104 | 0.77092 | 0.86162 | 0.91695 | 0.71198 | 0.87621 | 0.75263 | 0.6685 | 0.63556 | 0.91114 | 0.88328 | 0.89148 | 0.29492 | 0.97226 | 0.98747 | 0.70338 | 0.86463 | 0.7751 | 0.85264 | 0.93503 | 0.68936 | 0.92903 | 0.74286 | 0.72008 | 0.63292 | 0.99206 | 0.98904 | 0.89086 | 0.29885 | 0
Apr | 7 | 17 | Weekday | Friday | 0.77929 | 0.92563 | 0.91106 | 0.90423 | 0.004395 | 0.90423 | 0.90423 | 0.7479 | 0.90423 | 0.77929 | 0.77929 | 0.97645 | 0.79984 | 0.84836 | 0.67352 | 0.54588 | 0.92518 | 0.59712 | 0.72652 | 0.89428 | 0.76995 | 0.75286 | 0.51218 | 0.7479 | 0.72053 | 0.89236 | 0.11941 | 0.97349 | 0.78723 | 0.86903 | 0.68062 | 0.54818 | 0.90772 | 0.58459 | 0.68627 | 0.92866 | 0.738 | 0.79606 | 0.49606 | 0.75954 | 0.73464 | 0.87835 | 0.09897 | 0
Apr | 7 | 18 | Weekday | Friday | 0.75437 | 0.90551 | 0.89604 | 0.95342 | 1 | 0.95342 | 0.95342 | 0.8416 | 0.95342 | 0.75437 | 0.75437 | 0.86651 | 0.80213 | 0.83329 | 0.68701 | 0.63529 | 0.98755 | 0.64618 | 0.7729 | 0.96907 | 0.79476 | 0.83246 | 0.65651 | 0.8416 | 0.87088 | 0.87903 | 0.23808 | 0.87562 | 0.78609 | 0.90855 | 0.68729 | 0.63895 | 0.98057 | 0.63349 | 0.71785 | 1 | 0.75729 | 0.88641 | 0.63355 | 0.82644 | 0.86083 | 0.84969 | 0.20023 | 0
Apr | 7 | 19 | Weekday | Friday | 0.79007 | 0.91968 | 0.89312 | 1 | 1 | 1 | 1 | 0.83904 | 1 | 0.79007 | 0.79007 | 0.87619 | 0.72176 | 0.90148 | 0.58933 | 0.60781 | 1 | 0.59438 | 0.79424 | 0.84211 | 0.82436 | 0.93408 | 0.6726 | 0.83904 | 0.89224 | 0.81223 | 0.28932 | 0.89525 | 0.69002 | 1 | 0.56819 | 0.61063 | 1 | 0.5539 | 0.72799 | 0.83906 | 0.76775 | 1 | 0.63438 | 0.79422 | 0.84656 | 0.76298 | 0.23584 | 0
Apr | 7 | 20 | Weekday | Friday | 0.81241 | 0.88213 | 0.88159 | 0.95367 | 1 | 0.95367 | 0.95367 | 0.3654 | 0.95367 | 0.81241 | 0.81241 | 0.87709 | 0.69267 | 0.95297 | 0.57748 | 0.62621 | 0.86128 | 0.44209 | 0.28658 | 0.85595 | 0.1799 | 0.90046 | 0.67951 | 0.3654 | 0.42397 | 0.60012 | 0.31061 | 0.89087 | 0.65764 | 0.9723 | 0.54886 | 0.62879 | 0.85674 | 0.41515 | 0.3071 | 0.83552 | 0.21895 | 0.94469 | 0.63372 | 0.37702 | 0.45618 | 0.54585 | 0.23926 | 0
Apr | 7 | 21 | Weekday | Friday | 0.7601 | 0.82556 | 0.85931 | 0.86024 | 1 | 0.86024 | 0.86024 | 0.1785 | 0.86024 | 0.7601 | 0.7601 | 0.84972 | 0.65182 | 0.75605 | 0.30418 | 0.28275 | 0.70027 | 0.41419 | 0.28241 | 0.86312 | 0.17851 | 0.65739 | 0.40437 | 0.1785 | 0.23774 | 0.29652 | 0.32152 | 0.88658 | 0.6095 | 0.75859 | 0.3175 | 0.28497 | 0.67383 | 0.36779 | 0.30678 | 0.83124 | 0.21873 | 0.67191 | 0.40863 | 0.21171 | 0.29711 | 0.33772 | 0.24099 | 0
Apr | 7 | 22 | Weekday | Friday | 0.75427 | 0.80543 | 0.83163 | 0.74118 | 1 | 0.74118 | 0.74118 | 0.1785 | 0.74118 | 0.75427 | 0.75427 | 0.82201 | 0.65029 | 0.53111 | 0.26123 | 0.26512 | 0.54581 | 0.39944 | 0.28494 | 0.90863 | 0.17821 | 0.45044 | 0.38278 | 0.1785 | 0.23774 | 0.40609 | 0.33814 | 0.90043 | 0.60641 | 0.52967 | 0.27264 | 0.26661 | 0.51847 | 0.35711 | 0.31094 | 0.86989 | 0.2206 | 0.44602 | 0.38639 | 0.21171 | 0.29711 | 0.46283 | 0.24366 | 0
Apr | 7 | 23 | Weekday | Friday | 0.71688 | 0.82183 | 0.81 | 0.6301 | 1 | 0.6301 | 0.6301 | 0.17164 | 0.6301 | 0.71688 | 0.71688 | 0.58305 | 0.62232 | 0.40224 | 0.22896 | 0.24632 | 0.43335 | 0.39933 | 0.27877 | 0.63602 | 0.17663 | 0.40107 | 0.36071 | 0.17164 | 0.23205 | 0.31285 | 0.35227 | 0.51298 | 0.57402 | 0.42229 | 0.23888 | 0.24826 | 0.41319 | 0.34163 | 0.30679 | 0.49298 | 0.21876 | 0.39048 | 0.36415 | 0.20357 | 0.29 | 0.35636 | 0.24588 | 0
Apr | 8 | 24 | Weekend | Saturday | 0.71338 | 0.82263 | 0.80669 | 0.58166 | 1 | 0.58166 | 0.58166 | 0.17593 | 0.58166 | 0.71338 | 0.71338 | 0.2315 | 0.61578 | 0.37505 | 0.20731 | 0.22879 | 0.42375 | 0.44118 | 0.27753 | 0.29512 | 0.17589 | 0.40094 | 0.33912 | 0.17593 | 0.23561 | 0.2832 | 0.35364 | 0.33702 | 0.5657 | 0.41546 | 0.21623 | 0.22991 | 0.3981 | 0.37245 | 0.30676 | 0.34239 | 0.21874 | 0.39266 | 0.34191 | 0.20865 | 0.29444 | 0.32254 | 0.2461 | 0
Apr | 8 | 1 | Weekend | Saturday | 0.71186 | 0.78232 | 0.79654 | 0.55945 | 1 | 0.55945 | 0.55945 | 0.17593 | 0.55945 | 0.71186 | 0.71186 | 0.2328 | 0.61539 | 0.33203 | 0.20737 | 0.22837 | 0.42111 | 0.41101 | 0.27749 | 0.29643 | 0.17696 | 0.35948 | 0.33816 | 0.17593 | 0.23561 | 0.27941 | 0.37309 | 0.33756 | 0.56421 | 0.36078 | 0.21623 | 0.22991 | 0.39095 | 0.35332 | 0.30671 | 0.34334 | 0.21872 | 0.33976 | 0.34191 | 0.20865 | 0.29444 | 0.31845 | 0.24918 | 0
Apr | 8 | 2 | Weekend | Saturday | 0.70433 | 0.77009 | 0.79049 | 0.55013 | 1 | 0.55013 | 0.55013 | 0.17593 | 0.55013 | 0.70433 | 0.70433 | 0.23202 | 0.61702 | 0.32432 | 0.20731 | 0.22879 | 0.42437 | 0.45203 | 0.27907 | 0.29731 | 0.17607 | 0.35549 | 0.3372 | 0.17593 | 0.23561 | 0.27694 | 0.36723 | 0.33783 | 0.56479 | 0.35455 | 0.21623 | 0.22991 | 0.38772 | 0.38385 | 0.30668 | 0.34379 | 0.2187 | 0.33723 | 0.34191 | 0.20865 | 0.29444 | 0.31539 | 0.24824 | 0
Apr | 8 | 3 | Weekend | Saturday | 0.69832 | 0.76834 | 0.79082 | 0.54304 | 1 | 0.54304 | 0.54304 | 0.17593 | 0.54304 | 0.69832 | 0.69832 | 0.23469 | 0.62052 | 0.3489 | 0.21819 | 0.22816 | 0.48094 | 0.48938 | 0.27809 | 0.30088 | 0.17736 | 0.37592 | 0.34009 | 0.17593 | 0.23561 | 0.29613 | 0.38951 | 0.34123 | 0.57014 | 0.37106 | 0.22744 | 0.22991 | 0.44148 | 0.42592 | 0.30783 | 0.34912 | 0.21948 | 0.35198 | 0.34191 | 0.20865 | 0.29444 | 0.33728 | 0.2518 | 0
Apr | 8 | 4 | Weekend | Saturday | 0.7168 | 0.77146 | 0.81006 | 0.56378 | 1 | 0.56378 | 0.56378 | 0.16408 | 0.56378 | 0.7168 | 0.7168 | 0.61 | 0.61857 | 0.38604 | 0.23563 | 0.21917 | 0.60178 | 0.62481 | 0.27534 | 0.65734 | 0.17339 | 0.40528 | 0.32104 | 0.16408 | 0.21743 | 0.29615 | 0.36732 | 0.50572 | 0.56672 | 0.40103 | 0.24507 | 0.21977 | 0.54429 | 0.52179 | 0.30298 | 0.48212 | 0.21608 | 0.38564 | 0.32329 | 0.1946 | 0.27172 | 0.33484 | 0.23729 | 0
Apr | 8 | 5 | Weekend | Saturday | 0.6985 | 0.80577 | 0.86157 | 0.71762 | 0.7511 | 0.71762 | 0.71762 | 0.43951 | 0.71762 | 0.6985 | 0.6985 | 0.83131 | 0.64211 | 0.54858 | 0.33872 | 0.37005 | 0.70786 | 0.62497 | 0.24217 | 1 | 0.15374 | 0.54695 | 0.33575 | 0.43951 | 0.4662 | 0.66448 | 0.29515 | 0.7978 | 0.60483 | 0.5833 | 0.30203 | 0.3733 | 0.57735 | 0.56198 | 0.2675 | 0.93142 | 0.19114 | 0.53963 | 0.3054 | 0.19563 | 0.1723 | 0.44092 | 0.14355 | 0
Apr | 8 | 6 | Weekend | Saturday | 0.71583 | 0.85074 | 0.93227 | 0.84693 | 0.004395 | 0.84693 | 0.84693 | 0.40123 | 0.84693 | 0.71583 | 0.71583 | 0.91008 | 0.70928 | 0.79081 | 0.34802 | 0.34395 | 0.75229 | 0.68174 | 0.2363 | 0.94857 | 0.15066 | 0.70862 | 0.34394 | 0.40123 | 0.41465 | 0.67096 | 0.34952 | 0.95389 | 0.65377 | 0.7662 | 0.31687 | 0.33746 | 0.62674 | 0.62698 | 0.26009 | 0.91651 | 0.18594 | 0.71366 | 0.27687 | 0.24532 | 0.21772 | 0.47591 | 0.18456 | 0
Apr | 8 | 7 | Weekend | Saturday | 0.76106 | 0.88072 | 0.9794 | 0.84281 | 0.004395 | 0.84281 | 0.84281 | 0.83835 | 0.84281 | 0.76106 | 0.76106 | 0.92865 | 0.73994 | 1 | 0.44314 | 0.38687 | 0.69973 | 0.71061 | 0.23637 | 0.79407 | 0.1496 | 1 | 0.38295 | 0.83835 | 0.85764 | 0.7986 | 0.32358 | 0.95412 | 0.69988 | 0.93427 | 0.43107 | 0.38277 | 0.57018 | 0.68038 | 0.26016 | 0.73802 | 0.18598 | 0.99573 | 0.34356 | 0.5135 | 0.46264 | 0.65628 | 0.1899 | 0
Apr | 8 | 8 | Weekend | Saturday | 0.80478 | 0.92673 | 0.99641 | 0.85488 | 0.004395 | 0.85488 | 0.85488 | 0.83166 | 0.85488 | 0.80478 | 0.80478 | 0.81266 | 0.77866 | 0.80764 | 0.41022 | 0.3761 | 0.61565 | 0.758 | 0.23771 | 0.79113 | 0.15077 | 0.84561 | 0.37479 | 0.83166 | 0.83918 | 0.76567 | 0.35223 | 0.78334 | 0.74577 | 0.77901 | 0.40264 | 0.37363 | 0.49807 | 0.72699 | 0.26031 | 0.73869 | 0.18608 | 0.84678 | 0.34355 | 0.65925 | 0.6248 | 0.64613 | 0.25727 | 0
Apr | 8 | 9 | Weekend | Saturday | 0.89341 | 0.94732 | 0.99842 | 0.81513 | 0.004395 | 0.81513 | 0.81513 | 0.87355 | 0.81513 | 0.89341 | 0.89341 | 1 | 0.78984 | 0.64719 | 0.36714 | 0.3569 | 0.52976 | 0.72336 | 0.2365 | 0.9263 | 0.15633 | 0.61029 | 0.37208 | 0.87355 | 0.86752 | 0.83541 | 0.32064 | 0.95478 | 0.75933 | 0.62436 | 0.36233 | 0.35494 | 0.4241 | 0.70048 | 0.2603 | 0.91763 | 0.1861 | 0.58329 | 0.34355 | 0.78452 | 0.75975 | 0.75655 | 0.25411 | 0
Apr | 8 | 10 | Weekend | Saturday | 0.97352 | 0.97249 | 0.99907 | 0.78411 | 0.004395 | 0.78411 | 0.78411 | 0.82793 | 0.78411 | 0.97352 | 0.97352 | 0.98368 | 0.7995 | 0.59443 | 0.35575 | 0.35667 | 0.50564 | 0.74855 | 0.23994 | 0.93489 | 0.15355 | 0.57575 | 0.36759 | 0.82793 | 0.80911 | 0.91677 | 0.30218 | 0.97154 | 0.77142 | 0.6007 | 0.3521 | 0.35595 | 0.42846 | 0.72179 | 0.26412 | 0.95806 | 0.18771 | 0.55864 | 0.34355 | 0.78211 | 0.75975 | 0.8693 | 0.25286 | 0
Apr | 8 | 11 | Weekend | Saturday | 0.99489 | 0.9878 | 0.99455 | 0.75209 | 0.004395 | 0.75209 | 0.75209 | 0.85519 | 0.75209 | 0.99489 | 0.99489 | 0.94519 | 0.79653 | 0.54974 | 0.3536 | 0.34455 | 0.48481 | 0.68978 | 0.23849 | 0.88648 | 0.15257 | 0.57417 | 0.30706 | 0.85519 | 0.82501 | 0.88784 | 0.21575 | 0.95614 | 0.76946 | 0.58839 | 0.3521 | 0.34454 | 0.42535 | 0.66808 | 0.26027 | 0.92661 | 0.18604 | 0.56114 | 0.27684 | 0.86598 | 0.84972 | 0.85471 | 0.17399 | 0
Apr | 8 | 12 | Weekend | Saturday | 0.98411 | 0.98713 | 0.98212 | 0.73503 | 0.004395 | 0.73503 | 0.73503 | 0.83405 | 0.73503 | 0.98411 | 0.98411 | 0.79925 | 0.7944 | 0.52892 | 0.35285 | 0.33196 | 0.46291 | 0.74031 | 0.23548 | 0.87907 | 0.15269 | 0.5692 | 0.3101 | 0.83405 | 0.79832 | 0.87422 | 0.21048 | 0.78435 | 0.76867 | 0.55943 | 0.35209 | 0.33187 | 0.41445 | 0.71718 | 0.26052 | 0.91946 | 0.18619 | 0.56306 | 0.27684 | 0.86557 | 0.84972 | 0.84843 | 0.17396 | 0
Apr | 8 | 13 | Weekend | Saturday | 0.95145 | 0.9831 | 0.98346 | 0.71266 | 0.004395 | 0.71266 | 0.71266 | 0.82349 | 0.71266 | 0.95145 | 0.95145 | 0.76827 | 0.79574 | 0.5308 | 0.25213 | 0.26401 | 0.44958 | 0.70847 | 0.23678 | 0.73605 | 0.152 | 0.56825 | 0.31013 | 0.82349 | 0.78622 | 0.85715 | 0.20615 | 0.78438 | 0.77097 | 0.56046 | 0.24065 | 0.26374 | 0.41083 | 0.69194 | 0.26061 | 0.74085 | 0.18624 | 0.56376 | 0.27684 | 0.86544 | 0.84972 | 0.8348 | 0.17349 | 0
Apr | 8 | 14 | Weekend | Saturday | 0.93074 | 0.9908 | 0.97063 | 0.70533 | 0.004395 | 0.70533 | 0.70533 | 0.81507 | 0.70533 | 0.93074 | 0.93074 | 0.80862 | 0.75987 | 0.53121 | 0.25623 | 0.26632 | 0.4852 | 0.74102 | 0.23633 | 0.73796 | 0.15196 | 0.56992 | 0.30583 | 0.81507 | 0.77832 | 0.8434 | 0.20645 | 0.78412 | 0.74355 | 0.55904 | 0.24425 | 0.26663 | 0.44622 | 0.71797 | 0.26057 | 0.74029 | 0.18619 | 0.56079 | 0.27688 | 0.86541 | 0.84972 | 0.82253 | 0.17365 | 0
Apr | 8 | 15 | Weekend | Saturday | 0.88421 | 0.9861 | 0.95077 | 0.72813 | 0.004395 | 0.72813 | 0.72813 | 0.81729 | 0.72813 | 0.88421 | 0.88421 | 0.97895 | 0.74981 | 0.55417 | 0.32336 | 0.27592 | 0.66083 | 0.67304 | 0.23666 | 0.73673 | 0.15019 | 0.5565 | 0.31089 | 0.81729 | 0.78308 | 0.84194 | 0.12724 | 0.95395 | 0.7327 | 0.62134 | 0.31203 | 0.27652 | 0.6385 | 0.65591 | 0.26004 | 0.73734 | 0.18581 | 0.59776 | 0.27684 | 0.86562 | 0.84972 | 0.82257 | 0.10018 | 0
Apr | 8 | 16 | Weekend | Saturday | 0.82951 | 0.95572 | 0.92932 | 0.81131 | 0.004395 | 0.81131 | 0.81131 | 0.78688 | 0.81131 | 0.82951 | 0.82951 | 0.98764 | 0.71536 | 0.62656 | 0.33215 | 0.27387 | 0.84499 | 0.65511 | 0.23544 | 0.89173 | 0.15018 | 0.62854 | 0.28932 | 0.78688 | 0.76046 | 0.80687 | 0.13568 | 0.95423 | 0.69479 | 0.69781 | 0.3128 | 0.27436 | 0.82717 | 0.62907 | 0.26003 | 0.9161 | 0.18579 | 0.67725 | 0.24348 | 0.78003 | 0.75975 | 0.76631 | 0.10158 | 0
Apr | 8 | 17 | Weekend | Saturday | 0.79259 | 0.92359 | 0.91115 | 0.90236 | 0.004395 | 0.90236 | 0.90236 | 0.6575 | 0.90236 | 0.79259 | 0.79259 | 0.9851 | 0.69574 | 0.76958 | 0.27075 | 0.12925 | 0.91196 | 0.46249 | 0.23662 | 0.89455 | 0.14907 | 0.78048 | 0.15446 | 0.6575 | 0.63483 | 0.80503 | 0.14695 | 0.95486 | 0.66736 | 0.8671 | 0.28231 | 0.12953 | 0.88694 | 0.42557 | 0.25999 | 0.91614 | 0.18577 | 0.8362 | 0.15567 | 0.58802 | 0.55261 | 0.74242 | 0.10332 | 0
Apr | 8 | 18 | Weekend | Saturday | 0.76744 | 0.90189 | 0.89487 | 0.93956 | 1 | 0.93956 | 0.93956 | 0.51202 | 0.93956 | 0.76744 | 0.76744 | 0.85938 | 0.70114 | 0.83344 | 0.27088 | 0.2035 | 0.97611 | 0.51955 | 0.26846 | 0.96855 | 0.17046 | 0.85245 | 0.29488 | 0.51202 | 0.54967 | 0.74851 | 0.26304 | 0.86316 | 0.66994 | 0.905 | 0.28248 | 0.20456 | 0.96205 | 0.48115 | 0.29669 | 0.99335 | 0.21153 | 0.90943 | 0.29535 | 0.51533 | 0.56429 | 0.66304 | 0.20413 | 0
Apr | 8 | 19 | Weekend | Saturday | 0.80517 | 0.91582 | 0.89012 | 0.98643 | 1 | 0.98643 | 0.98643 | 0.51805 | 0.98643 | 0.80517 | 0.80517 | 0.87552 | 0.65462 | 0.88068 | 0.28231 | 0.22879 | 0.98845 | 0.5108 | 0.27941 | 0.83817 | 0.17671 | 0.93028 | 0.34009 | 0.51805 | 0.57563 | 0.72908 | 0.31794 | 0.8819 | 0.61115 | 0.97101 | 0.29416 | 0.22991 | 0.98284 | 0.46124 | 0.3084 | 0.83178 | 0.21977 | 0.99189 | 0.34191 | 0.51052 | 0.5799 | 0.63273 | 0.24029 | 0
Apr | 8 | 20 | Weekend | Saturday | 0.82518 | 0.88016 | 0.87753 | 0.94671 | 1 | 0.94671 | 0.94671 | 0.23416 | 0.94671 | 0.82518 | 0.82518 | 0.86787 | 0.65555 | 0.85133 | 0.26125 | 0.22879 | 0.84849 | 0.43747 | 0.27879 | 0.8452 | 0.18946 | 0.91149 | 0.33816 | 0.23416 | 0.29316 | 0.60122 | 0.32956 | 0.88014 | 0.61019 | 0.92867 | 0.27191 | 0.22991 | 0.84126 | 0.39306 | 0.30772 | 0.82911 | 0.21938 | 0.96891 | 0.34191 | 0.27773 | 0.36637 | 0.52231 | 0.24222 | 0
Apr | 8 | 21 | Weekend | Saturday | 0.77518 | 0.82801 | 0.85372 | 0.85668 | 1 | 0.85668 | 0.85668 | 0.17593 | 0.85668 | 0.77518 | 0.77518 | 0.8345 | 0.65112 | 0.81598 | 0.23972 | 0.22858 | 0.68613 | 0.41985 | 0.27798 | 0.849 | 0.17624 | 0.71142 | 0.33912 | 0.17593 | 0.23561 | 0.28819 | 0.34596 | 0.87753 | 0.60174 | 0.78261 | 0.24973 | 0.22991 | 0.66029 | 0.3629 | 0.30681 | 0.82514 | 0.21873 | 0.72208 | 0.34191 | 0.20865 | 0.29444 | 0.32834 | 0.24479 | 0
Apr | 8 | 22 | Weekend | Saturday | 0.76687 | 0.81283 | 0.82576 | 0.74471 | 1 | 0.74471 | 0.74471 | 0.17593 | 0.74471 | 0.76687 | 0.76687 | 0.8107 | 0.63607 | 0.57834 | 0.21837 | 0.22796 | 0.53128 | 0.40206 | 0.28184 | 0.89822 | 0.17685 | 0.47536 | 0.33912 | 0.17593 | 0.23561 | 0.39873 | 0.35366 | 0.89506 | 0.58421 | 0.55714 | 0.22748 | 0.22991 | 0.50702 | 0.34703 | 0.31065 | 0.86641 | 0.2204 | 0.46699 | 0.34191 | 0.20865 | 0.29444 | 0.4542 | 0.2461 | 0
Apr | 8 | 23 | Weekend | Saturday | 0.72865 | 0.82794 | 0.80327 | 0.63948 | 1 | 0.63948 | 0.63948 | 0.17164 | 0.63948 | 0.72865 | 0.72865 | 0.58305 | 0.62232 | 0.40224 | 0.22896 | 0.24632 | 0.43335 | 0.39933 | 0.27877 | 0.63602 | 0.17663 | 0.40107 | 0.36071 | 0.17164 | 0.23205 | 0.31285 | 0.35227 | 0.51298 | 0.57402 | 0.42229 | 0.23888 | 0.24826 | 0.41319 | 0.34163 | 0.30679 | 0.49298 | 0.21876 | 0.39048 | 0.36415 | 0.20357 | 0.29 | 0.35636 | 0.24588 | 0
Apr | 9 | 24 | Weekend | Sunday | 0.71338 | 0.82263 | 0.80669 | 0.58166 | 1 | 0.58166 | 0.58166 | 0.17593 | 0.58166 | 0.71338 | 0.71338 | 0.2315 | 0.61578 | 0.37505 | 0.20731 | 0.22879 | 0.42375 | 0.44118 | 0.27753 | 0.29512 | 0.17589 | 0.40094 | 0.33912 | 0.17593 | 0.23561 | 0.2832 | 0.35364 | 0.33702 | 0.5657 | 0.41546 | 0.21623 | 0.22991 | 0.3981 | 0.37245 | 0.30676 | 0.34239 | 0.21874 | 0.39266 | 0.34191 | 0.20865 | 0.29444 | 0.32254 | 0.2461 | 0
Apr | 9 | 1 | Weekend | Sunday | 0.71186 | 0.78232 | 0.79654 | 0.55945 | 1 | 0.55945 | 0.55945 | 0.17593 | 0.55945 | 0.71186 | 0.71186 | 0.2328 | 0.61539 | 0.33203 | 0.20737 | 0.22837 | 0.42111 | 0.41101 | 0.27749 | 0.29643 | 0.17696 | 0.35948 | 0.33816 | 0.17593 | 0.23561 | 0.27941 | 0.37309 | 0.33756 | 0.56421 | 0.36078 | 0.21623 | 0.22991 | 0.39095 | 0.35332 | 0.30671 | 0.34334 | 0.21872 | 0.33976 | 0.34191 | 0.20865 | 0.29444 | 0.31845 | 0.24918 | 0
Apr | 9 | 2 | Weekend | Sunday | 0.70433 | 0.77009 | 0.79049 | 0.55013 | 1 | 0.55013 | 0.55013 | 0.17593 | 0.55013 | 0.70433 | 0.70433 | 0.23202 | 0.61702 | 0.32432 | 0.20731 | 0.22879 | 0.42437 | 0.45203 | 0.27907 | 0.29731 | 0.17607 | 0.35549 | 0.3372 | 0.17593 | 0.23561 | 0.27694 | 0.36723 | 0.33783 | 0.56479 | 0.35455 | 0.21623 | 0.22991 | 0.38772 | 0.38385 | 0.30668 | 0.34379 | 0.2187 | 0.33723 | 0.34191 | 0.20865 | 0.29444 | 0.31539 | 0.24824 | 0
Apr | 9 | 3 | Weekend | Sunday | 0.69832 | 0.76834 | 0.79082 | 0.54304 | 1 | 0.54304 | 0.54304 | 0.17593 | 0.54304 | 0.69832 | 0.69832 | 0.23469 | 0.62052 | 0.3489 | 0.21819 | 0.22816 | 0.48094 | 0.48938 | 0.27809 | 0.30088 | 0.17736 | 0.37592 | 0.34009 | 0.17593 | 0.23561 | 0.29613 | 0.38951 | 0.34123 | 0.57014 | 0.37106 | 0.22744 | 0.22991 | 0.44148 | 0.42592 | 0.30783 | 0.34912 | 0.21948 | 0.35198 | 0.34191 | 0.20865 | 0.29444 | 0.33728 | 0.2518 | 0
Apr | 9 | 4 | Weekend | Sunday | 0.7168 | 0.77146 | 0.81006 | 0.56378 | 1 | 0.56378 | 0.56378 | 0.16408 | 0.56378 | 0.7168 | 0.7168 | 0.61 | 0.61857 | 0.38604 | 0.23563 | 0.21917 | 0.60178 | 0.62481 | 0.27534 | 0.65734 | 0.17339 | 0.40528 | 0.32104 | 0.16408 | 0.21743 | 0.29615 | 0.36732 | 0.50572 | 0.56672 | 0.40103 | 0.24507 | 0.21977 | 0.54429 | 0.52179 | 0.30298 | 0.48212 | 0.21608 | 0.38564 | 0.32329 | 0.1946 | 0.27172 | 0.33484 | 0.23729 | 0
Apr | 9 | 5 | Weekend | Sunday | 0.6985 | 0.80577 | 0.86157 | 0.71762 | 0.7511 | 0.71762 | 0.71762 | 0.43951 | 0.71762 | 0.6985 | 0.6985 | 0.83131 | 0.64211 | 0.54858 | 0.33872 | 0.37005 | 0.70786 | 0.62497 | 0.24217 | 1 | 0.15374 | 0.54695 | 0.33575 | 0.43951 | 0.4662 | 0.66448 | 0.29515 | 0.7978 | 0.60483 | 0.5833 | 0.30203 | 0.3733 | 0.57735 | 0.56198 | 0.2675 | 0.93142 | 0.19114 | 0.53963 | 0.3054 | 0.19563 | 0.1723 | 0.44092 | 0.14355 | 0
Apr | 9 | 6 | Weekend | Sunday | 0.71583 | 0.85074 | 0.93227 | 0.84693 | 0.004395 | 0.84693 | 0.84693 | 0.40123 | 0.84693 | 0.71583 | 0.71583 | 0.91008 | 0.70928 | 0.79081 | 0.34802 | 0.34395 | 0.75229 | 0.68174 | 0.2363 | 0.94857 | 0.15066 | 0.70862 | 0.34394 | 0.40123 | 0.41465 | 0.67096 | 0.34952 | 0.95389 | 0.65377 | 0.7662 | 0.31687 | 0.33746 | 0.62674 | 0.62698 | 0.26009 | 0.91651 | 0.18594 | 0.71366 | 0.27687 | 0.24532 | 0.21772 | 0.47591 | 0.18456 | 0
Apr | 9 | 7 | Weekend | Sunday | 0.76106 | 0.88072 | 0.9794 | 0.84281 | 0.004395 | 0.84281 | 0.84281 | 0.83835 | 0.84281 | 0.76106 | 0.76106 | 0.92865 | 0.73994 | 1 | 0.44314 | 0.38687 | 0.69973 | 0.71061 | 0.23637 | 0.79407 | 0.1496 | 1 | 0.38295 | 0.83835 | 0.85764 | 0.7986 | 0.32358 | 0.95412 | 0.69988 | 0.93427 | 0.43107 | 0.38277 | 0.57018 | 0.68038 | 0.26016 | 0.73802 | 0.18598 | 0.99573 | 0.34356 | 0.5135 | 0.46264 | 0.65628 | 0.1899 | 0
Apr | 9 | 8 | Weekend | Sunday | 0.80478 | 0.92673 | 0.99641 | 0.85488 | 0.004395 | 0.85488 | 0.85488 | 0.83166 | 0.85488 | 0.80478 | 0.80478 | 0.81266 | 0.77866 | 0.80764 | 0.41022 | 0.3761 | 0.61565 | 0.758 | 0.23771 | 0.79113 | 0.15077 | 0.84561 | 0.37479 | 0.83166 | 0.83918 | 0.76567 | 0.35223 | 0.78334 | 0.74577 | 0.77901 | 0.40264 | 0.37363 | 0.49807 | 0.72699 | 0.26031 | 0.73869 | 0.18608 | 0.84678 | 0.34355 | 0.65925 | 0.6248 | 0.64613 | 0.25727 | 0
Apr | 9 | 9 | Weekend | Sunday | 0.89341 | 0.94732 | 0.99842 | 0.81513 | 0.004395 | 0.81513 | 0.81513 | 0.87355 | 0.81513 | 0.89341 | 0.89341 | 1 | 0.78984 | 0.64719 | 0.36714 | 0.3569 | 0.52976 | 0.72336 | 0.2365 | 0.9263 | 0.15633 | 0.61029 | 0.37208 | 0.87355 | 0.86752 | 0.83541 | 0.32064 | 0.95478 | 0.75933 | 0.62436 | 0.36233 | 0.35494 | 0.4241 | 0.70048 | 0.2603 | 0.91763 | 0.1861 | 0.58329 | 0.34355 | 0.78452 | 0.75975 | 0.75655 | 0.25411 | 0
Apr | 9 | 10 | Weekend | Sunday | 0.97352 | 0.97249 | 0.99907 | 0.78411 | 0.004395 | 0.78411 | 0.78411 | 0.82793 | 0.78411 | 0.97352 | 0.97352 | 0.98368 | 0.7995 | 0.59443 | 0.35575 | 0.35667 | 0.50564 | 0.74855 | 0.23994 | 0.93489 | 0.15355 | 0.57575 | 0.36759 | 0.82793 | 0.80911 | 0.91677 | 0.30218 | 0.97154 | 0.77142 | 0.6007 | 0.3521 | 0.35595 | 0.42846 | 0.72179 | 0.26412 | 0.95806 | 0.18771 | 0.55864 | 0.34355 | 0.78211 | 0.75975 | 0.8693 | 0.25286 | 0
Apr | 9 | 11 | Weekend | Sunday | 0.99489 | 0.9878 | 0.99455 | 0.75209 | 0.004395 | 0.75209 | 0.75209 | 0.85519 | 0.75209 | 0.99489 | 0.99489 | 0.94519 | 0.79653 | 0.54974 | 0.3536 | 0.34455 | 0.48481 | 0.68978 | 0.23849 | 0.88648 | 0.15257 | 0.57417 | 0.30706 | 0.85519 | 0.82501 | 0.88784 | 0.21575 | 0.95614 | 0.76946 | 0.58839 | 0.3521 | 0.34454 | 0.42535 | 0.66808 | 0.26027 | 0.92661 | 0.18604 | 0.56114 | 0.27684 | 0.86598 | 0.84972 | 0.85471 | 0.17399 | 0
Apr | 9 | 12 | Weekend | Sunday | 0.98411 | 0.98713 | 0.98212 | 0.73503 | 0.004395 | 0.73503 | 0.73503 | 0.83405 | 0.73503 | 0.98411 | 0.98411 | 0.79925 | 0.7944 | 0.52892 | 0.35285 | 0.33196 | 0.46291 | 0.74031 | 0.23548 | 0.87907 | 0.15269 | 0.5692 | 0.3101 | 0.83405 | 0.79832 | 0.87422 | 0.21048 | 0.78435 | 0.76867 | 0.55943 | 0.35209 | 0.33187 | 0.41445 | 0.71718 | 0.26052 | 0.91946 | 0.18619 | 0.56306 | 0.27684 | 0.86557 | 0.84972 | 0.84843 | 0.17396 | 0
Apr | 9 | 13 | Weekend | Sunday | 0.95145 | 0.9831 | 0.98346 | 0.71266 | 0.004395 | 0.71266 | 0.71266 | 0.82349 | 0.71266 | 0.95145 | 0.95145 | 0.76827 | 0.79574 | 0.5308 | 0.25213 | 0.26401 | 0.44958 | 0.70847 | 0.23678 | 0.73605 | 0.152 | 0.56825 | 0.31013 | 0.82349 | 0.78622 | 0.85715 | 0.20615 | 0.78438 | 0.77097 | 0.56046 | 0.24065 | 0.26374 | 0.41083 | 0.69194 | 0.26061 | 0.74085 | 0.18624 | 0.56376 | 0.27684 | 0.86544 | 0.84972 | 0.8348 | 0.17349 | 0
Apr | 9 | 14 | Weekend | Sunday | 0.93074 | 0.9908 | 0.97063 | 0.70533 | 0.004395 | 0.70533 | 0.70533 | 0.81507 | 0.70533 | 0.93074 | 0.93074 | 0.80862 | 0.75987 | 0.53121 | 0.25623 | 0.26632 | 0.4852 | 0.74102 | 0.23633 | 0.73796 | 0.15196 | 0.56992 | 0.30583 | 0.81507 | 0.77832 | 0.8434 | 0.20645 | 0.78412 | 0.74355 | 0.55904 | 0.24425 | 0.26663 | 0.44622 | 0.71797 | 0.26057 | 0.74029 | 0.18619 | 0.56079 | 0.27688 | 0.86541 | 0.84972 | 0.82253 | 0.17365 | 0
Apr | 9 | 15 | Weekend | Sunday | 0.88421 | 0.9861 | 0.95077 | 0.72813 | 0.004395 | 0.72813 | 0.72813 | 0.81729 | 0.72813 | 0.88421 | 0.88421 | 0.97895 | 0.74981 | 0.55417 | 0.32336 | 0.27592 | 0.66083 | 0.67304 | 0.23666 | 0.73673 | 0.15019 | 0.5565 | 0.31089 | 0.81729 | 0.78308 | 0.84194 | 0.12724 | 0.95395 | 0.7327 | 0.62134 | 0.31203 | 0.27652 | 0.6385 | 0.65591 | 0.26004 | 0.73734 | 0.18581 | 0.59776 | 0.27684 | 0.86562 | 0.84972 | 0.82257 | 0.10018 | 0
Apr | 9 | 16 | Weekend | Sunday | 0.82951 | 0.95572 | 0.92932 | 0.81131 | 0.004395 | 0.81131 | 0.81131 | 0.78688 | 0.81131 | 0.82951 | 0.82951 | 0.98764 | 0.71536 | 0.62656 | 0.33215 | 0.27387 | 0.84499 | 0.65511 | 0.23544 | 0.89173 | 0.15018 | 0.62854 | 0.28932 | 0.78688 | 0.76046 | 0.80687 | 0.13568 | 0.95423 | 0.69479 | 0.69781 | 0.3128 | 0.27436 | 0.82717 | 0.62907 | 0.26003 | 0.9161 | 0.18579 | 0.67725 | 0.24348 | 0.78003 | 0.75975 | 0.76631 | 0.10158 | 0
Apr | 9 | 17 | Weekend | Sunday | 0.79259 | 0.92359 | 0.91115 | 0.90236 | 0.004395 | 0.90236 | 0.90236 | 0.6575 | 0.90236 | 0.79259 | 0.79259 | 0.9851 | 0.69574 | 0.76958 | 0.27075 | 0.12925 | 0.91196 | 0.46249 | 0.23662 | 0.89455 | 0.14907 | 0.78048 | 0.15446 | 0.6575 | 0.63483 | 0.80503 | 0.14695 | 0.95486 | 0.66736 | 0.8671 | 0.28231 | 0.12953 | 0.88694 | 0.42557 | 0.25999 | 0.91614 | 0.18577 | 0.8362 | 0.15567 | 0.58802 | 0.55261 | 0.74242 | 0.10332 | 0
Apr | 9 | 18 | Weekend | Sunday | 0.76744 | 0.90189 | 0.89487 | 0.93956 | 1 | 0.93956 | 0.93956 | 0.51202 | 0.93956 | 0.76744 | 0.76744 | 0.85938 | 0.70114 | 0.83344 | 0.27088 | 0.2035 | 0.97611 | 0.51955 | 0.26846 | 0.96855 | 0.17046 | 0.85245 | 0.29488 | 0.51202 | 0.54967 | 0.74851 | 0.26304 | 0.86316 | 0.66994 | 0.905 | 0.28248 | 0.20456 | 0.96205 | 0.48115 | 0.29669 | 0.99335 | 0.21153 | 0.90943 | 0.29535 | 0.51533 | 0.56429 | 0.66304 | 0.20413 | 0
Apr | 9 | 19 | Weekend | Sunday | 0.80517 | 0.91582 | 0.89012 | 0.98643 | 1 | 0.98643 | 0.98643 | 0.51805 | 0.98643 | 0.80517 | 0.80517 | 0.87552 | 0.65462 | 0.88068 | 0.28231 | 0.22879 | 0.98845 | 0.5108 | 0.27941 | 0.83817 | 0.17671 | 0.93028 | 0.34009 | 0.51805 | 0.57563 | 0.72908 | 0.31794 | 0.8819 | 0.61115 | 0.97101 | 0.29416 | 0.22991 | 0.98284 | 0.46124 | 0.3084 | 0.83178 | 0.21977 | 0.99189 | 0.34191 | 0.51052 | 0.5799 | 0.63273 | 0.24029 | 0
Apr | 9 | 20 | Weekend | Sunday | 0.82518 | 0.88016 | 0.87753 | 0.94671 | 1 | 0.94671 | 0.94671 | 0.23416 | 0.94671 | 0.82518 | 0.82518 | 0.86787 | 0.65555 | 0.85133 | 0.26125 | 0.22879 | 0.84849 | 0.43747 | 0.27879 | 0.8452 | 0.18946 | 0.91149 | 0.33816 | 0.23416 | 0.29316 | 0.60122 | 0.32956 | 0.88014 | 0.61019 | 0.92867 | 0.27191 | 0.22991 | 0.84126 | 0.39306 | 0.30772 | 0.82911 | 0.21938 | 0.96891 | 0.34191 | 0.27773 | 0.36637 | 0.52231 | 0.24222 | 0
Apr | 9 | 21 | Weekend | Sunday | 0.77518 | 0.82801 | 0.85372 | 0.85668 | 1 | 0.85668 | 0.85668 | 0.17593 | 0.85668 | 0.77518 | 0.77518 | 0.8345 | 0.65112 | 0.81598 | 0.23972 | 0.22858 | 0.68613 | 0.41985 | 0.27798 | 0.849 | 0.17624 | 0.71142 | 0.33912 | 0.17593 | 0.23561 | 0.28819 | 0.34596 | 0.87753 | 0.60174 | 0.78261 | 0.24973 | 0.22991 | 0.66029 | 0.3629 | 0.30681 | 0.82514 | 0.21873 | 0.72208 | 0.34191 | 0.20865 | 0.29444 | 0.32834 | 0.24479 | 0
Apr | 9 | 22 | Weekend | Sunday | 0.76687 | 0.81283 | 0.82576 | 0.74471 | 1 | 0.74471 | 0.74471 | 0.17593 | 0.74471 | 0.76687 | 0.76687 | 0.8107 | 0.63607 | 0.57834 | 0.21837 | 0.22796 | 0.53128 | 0.40206 | 0.28184 | 0.89822 | 0.17685 | 0.47536 | 0.33912 | 0.17593 | 0.23561 | 0.39873 | 0.35366 | 0.89506 | 0.58421 | 0.55714 | 0.22748 | 0.22991 | 0.50702 | 0.34703 | 0.31065 | 0.86641 | 0.2204 | 0.46699 | 0.34191 | 0.20865 | 0.29444 | 0.4542 | 0.2461 | 0
Apr | 9 | 23 | Weekend | Sunday | 0.72865 | 0.82794 | 0.80327 | 0.63948 | 1 | 0.63948 | 0.63948 | 0.18022 | 0.63948 | 0.72865 | 0.72865 | 0.58172 | 0.64154 | 0.39325 | 0.24225 | 0.25753 | 0.44401 | 0.42886 | 0.27783 | 0.63563 | 0.17702 | 0.39818 | 0.37126 | 0.18022 | 0.23917 | 0.30637 | 0.34702 | 0.51407 | 0.59385 | 0.41274 | 0.25256 | 0.25927 | 0.42031 | 0.37615 | 0.30687 | 0.49423 | 0.21879 | 0.38787 | 0.37749 | 0.21374 | 0.29889 | 0.3489 | 0.24504 | 0
Apr | 10 | 24 | Weekday | Monday | 0.69438 | 0.80694 | 0.78568 | 0.56767 | 1 | 0.56767 | 0.56767 | 0.1785 | 0.56767 | 0.69438 | 0.69438 | 0.2318 | 0.63916 | 0.34362 | 0.25096 | 0.26501 | 0.43669 | 0.39776 | 0.27944 | 0.29651 | 0.17702 | 0.3763 | 0.3823 | 0.1785 | 0.23774 | 0.28255 | 0.36477 | 0.33712 | 0.59045 | 0.37507 | 0.2616 | 0.26661 | 0.40579 | 0.35209 | 0.30686 | 0.34257 | 0.21879 | 0.36438 | 0.38639 | 0.21171 | 0.29711 | 0.32203 | 0.24791 | 0
Apr | 10 | 1 | Weekday | Monday | 0.69715 | 0.76909 | 0.77678 | 0.54463 | 1 | 0.54463 | 0.54463 | 0.1785 | 0.54463 | 0.69715 | 0.69715 | 0.23218 | 0.63622 | 0.32366 | 0.25104 | 0.26469 | 0.43542 | 0.43199 | 0.27921 | 0.29639 | 0.17629 | 0.35755 | 0.38375 | 0.1785 | 0.23774 | 0.281 | 0.36382 | 0.33771 | 0.58597 | 0.35423 | 0.26162 | 0.26661 | 0.39896 | 0.37586 | 0.30683 | 0.34359 | 0.21879 | 0.34177 | 0.38639 | 0.21171 | 0.29711 | 0.32014 | 0.24771 | 0
Apr | 10 | 2 | Weekday | Monday | 0.69189 | 0.75837 | 0.77314 | 0.53618 | 1 | 0.53618 | 0.53618 | 0.1785 | 0.53618 | 0.69189 | 0.69189 | 0.23256 | 0.63242 | 0.31424 | 0.25087 | 0.2649 | 0.43851 | 0.40091 | 0.27856 | 0.29745 | 0.17681 | 0.35889 | 0.37845 | 0.1785 | 0.23774 | 0.27935 | 0.37841 | 0.33793 | 0.5808 | 0.34434 | 0.2616 | 0.26661 | 0.394 | 0.35428 | 0.30678 | 0.34396 | 0.21876 | 0.33823 | 0.38639 | 0.21171 | 0.29711 | 0.31808 | 0.25007 | 0
Apr | 10 | 3 | Weekday | Monday | 0.68588 | 0.75745 | 0.77619 | 0.5306 | 1 | 0.5306 | 0.5306 | 0.1785 | 0.5306 | 0.68588 | 0.68588 | 0.23747 | 0.68648 | 0.34468 | 0.26163 | 0.2649 | 0.49264 | 0.55688 | 0.28197 | 0.30845 | 0.17868 | 0.37176 | 0.38375 | 0.1785 | 0.23774 | 0.32224 | 0.37586 | 0.34629 | 0.64292 | 0.3674 | 0.27272 | 0.26661 | 0.44677 | 0.49347 | 0.3099 | 0.35708 | 0.22086 | 0.35284 | 0.38639 | 0.21171 | 0.29711 | 0.36701 | 0.24962 | 0
Apr | 10 | 4 | Weekday | Monday | 0.70658 | 0.76335 | 0.79667 | 0.55446 | 1 | 0.55446 | 0.55446 | 0.16961 | 0.55446 | 0.70658 | 0.70658 | 0.5992 | 0.74356 | 0.45027 | 0.30223 | 0.27742 | 0.6162 | 0.68634 | 0.27886 | 0.6539 | 0.17578 | 0.44278 | 0.39479 | 0.16961 | 0.22411 | 0.32318 | 0.38124 | 0.5132 | 0.64147 | 0.44754 | 0.31485 | 0.27906 | 0.55442 | 0.5704 | 0.30666 | 0.49232 | 0.21861 | 0.42524 | 0.39777 | 0.20116 | 0.28007 | 0.36587 | 0.24411 | 0
Apr | 10 | 5 | Weekday | Monday | 0.68912 | 0.80269 | 0.85128 | 0.71184 | 0.59271 | 0.71184 | 0.71184 | 0.78044 | 0.71184 | 0.68912 | 0.68912 | 0.81347 | 0.8325 | 0.73512 | 0.47534 | 0.68079 | 0.71472 | 0.79552 | 0.66291 | 0.98803 | 0.7582 | 0.69189 | 0.51943 | 0.78044 | 0.82377 | 0.70729 | 0.4611 | 0.79427 | 0.78885 | 0.73063 | 0.37494 | 0.6868 | 0.58027 | 0.7383 | 0.31871 | 0.93014 | 0.36078 | 0.68861 | 0.42325 | 0.30901 | 0.25355 | 0.51617 | 0.26503 | 0
Apr | 10 | 6 | Weekday | Monday | 0.71001 | 0.85057 | 0.92553 | 0.84591 | 0.004395 | 0.84591 | 0.84591 | 0.72588 | 0.84591 | 0.71001 | 0.71001 | 0.9599 | 0.90948 | 0.97004 | 0.55552 | 0.70015 | 0.76682 | 0.91973 | 0.8441 | 0.96439 | 0.93594 | 0.87119 | 0.62378 | 0.72588 | 0.75136 | 0.70607 | 0.66733 | 0.95813 | 0.8812 | 0.93326 | 0.48751 | 0.69148 | 0.64073 | 0.88768 | 0.67205 | 0.9197 | 0.69898 | 0.89787 | 0.49024 | 0.41032 | 0.35467 | 0.5466 | 0.54501 | 0
Apr | 10 | 7 | Weekday | Monday | 0.76472 | 0.88296 | 0.97448 | 0.83628 | 0.004395 | 0.83628 | 0.83628 | 0.84636 | 0.83628 | 0.76472 | 0.76472 | 0.96743 | 0.94714 | 0.80114 | 1 | 1 | 0.74729 | 0.94666 | 0.99816 | 0.79574 | 1 | 0.78526 | 1 | 0.84636 | 0.85865 | 0.90604 | 0.87989 | 0.96165 | 0.92578 | 0.7841 | 1 | 1 | 0.62519 | 0.92588 | 0.92944 | 0.74241 | 0.90073 | 0.77003 | 0.98617 | 0.64686 | 0.60661 | 0.81708 | 0.82648 | 0
Apr | 10 | 8 | Weekday | Monday | 0.8131 | 0.93235 | 0.99318 | 0.83366 | 0.004395 | 0.83366 | 0.83366 | 1 | 0.83366 | 0.8131 | 0.8131 | 0.79937 | 0.98076 | 0.68862 | 0.96231 | 0.90307 | 0.663 | 1 | 0.98718 | 0.77792 | 0.9868 | 0.73712 | 0.98482 | 1 | 1 | 0.96032 | 1 | 0.79434 | 0.96447 | 0.69984 | 0.97456 | 0.90375 | 0.55632 | 0.99379 | 0.93818 | 0.74642 | 0.92694 | 0.74199 | 0.98966 | 0.94181 | 0.92604 | 0.92009 | 0.99952 | 0
Apr | 10 | 9 | Weekday | Monday | 0.89907 | 0.9516 | 0.99659 | 0.78619 | 0.004395 | 0.78619 | 0.78619 | 0.99525 | 0.78619 | 0.89907 | 0.89907 | 0.97641 | 0.99489 | 0.55625 | 0.91477 | 0.86422 | 0.58018 | 0.99798 | 1 | 0.90756 | 0.99765 | 0.57305 | 0.98418 | 0.99525 | 0.98514 | 0.9179 | 0.97958 | 0.97375 | 0.982 | 0.56017 | 0.93265 | 0.86557 | 0.48641 | 0.99468 | 0.97065 | 0.93124 | 0.97129 | 0.55561 | 0.995 | 0.98787 | 0.97952 | 0.89063 | 0.99952 | 0
Apr | 10 | 10 | Weekday | Monday | 0.97955 | 0.97663 | 1 | 0.75555 | 0.004395 | 0.75555 | 0.75555 | 0.95481 | 0.75555 | 0.97955 | 0.97955 | 0.96642 | 0.99659 | 0.52598 | 0.92097 | 0.86861 | 0.56043 | 0.99673 | 0.99472 | 0.92743 | 0.98751 | 0.56617 | 0.98898 | 0.95481 | 0.93333 | 1 | 0.97006 | 1 | 0.98661 | 0.56352 | 0.94159 | 0.86968 | 0.4955 | 1 | 0.98973 | 0.97893 | 0.987 | 0.55987 | 0.99958 | 0.99598 | 0.99218 | 1 | 0.99971 | 0
Apr | 10 | 11 | Weekday | Monday | 1 | 0.99412 | 0.99601 | 0.72969 | 0.004395 | 0.72969 | 0.72969 | 0.93313 | 0.72969 | 1 | 1 | 0.91993 | 0.96947 | 0.53446 | 0.89275 | 0.87702 | 0.53843 | 0.95113 | 0.99775 | 0.8811 | 0.98095 | 0.56746 | 0.94805 | 0.93313 | 0.90482 | 0.93614 | 0.8786 | 0.98928 | 0.96033 | 0.58019 | 0.91099 | 0.87757 | 0.49184 | 0.95291 | 1 | 0.95158 | 1 | 0.56417 | 0.95481 | 1 | 1 | 0.93825 | 0.90602 | 0
Apr | 10 | 12 | Weekday | Monday | 0.98455 | 0.99524 | 0.98589 | 0.71433 | 0.004395 | 0.71433 | 0.71433 | 0.91307 | 0.71433 | 0.98455 | 0.98455 | 0.76762 | 0.99485 | 0.52133 | 0.94212 | 0.86637 | 0.51726 | 0.98205 | 0.99193 | 0.86387 | 0.97015 | 0.5655 | 0.98466 | 0.91307 | 0.87989 | 0.92123 | 0.96074 | 0.80794 | 0.98838 | 0.56335 | 0.96847 | 0.86787 | 0.48332 | 0.99011 | 0.97618 | 0.93869 | 0.98642 | 0.56572 | 1 | 0.99658 | 0.99691 | 0.92903 | 0.99979 | 0
Apr | 10 | 13 | Weekday | Monday | 0.94795 | 0.9924 | 0.98552 | 0.69421 | 0.004395 | 0.69421 | 0.69421 | 0.89819 | 0.69421 | 0.94795 | 0.94795 | 0.74191 | 0.9981 | 0.51584 | 0.9314 | 0.82007 | 0.49834 | 0.97441 | 0.97646 | 0.71671 | 0.95011 | 0.56263 | 0.97886 | 0.89819 | 0.86402 | 0.90061 | 0.95799 | 0.79615 | 0.99349 | 0.55517 | 0.96287 | 0.82331 | 0.47431 | 0.98284 | 0.96676 | 0.75059 | 0.96771 | 0.56244 | 0.99504 | 0.98797 | 0.98707 | 0.90944 | 0.99973 | 0
Apr | 10 | 14 | Weekday | Monday | 0.92747 | 1 | 0.96967 | 0.68808 | 0.004395 | 0.68808 | 0.68808 | 0.88999 | 0.68808 | 0.92747 | 0.92747 | 0.79601 | 0.99839 | 0.5123 | 0.91639 | 0.81065 | 0.53297 | 0.93323 | 0.97226 | 0.72781 | 0.90623 | 0.56271 | 0.97786 | 0.88999 | 0.85473 | 0.88588 | 0.95713 | 0.79534 | 0.99624 | 0.54646 | 0.94816 | 0.81455 | 0.50878 | 0.94924 | 0.9525 | 0.74894 | 0.92857 | 0.5593 | 0.99485 | 0.98825 | 0.98634 | 0.89556 | 0.99992 | 0
Apr | 10 | 15 | Weekday | Monday | 0.8799 | 0.99398 | 0.94929 | 0.715 | 0.004395 | 0.715 | 0.715 | 0.89354 | 0.715 | 0.8799 | 0.8799 | 0.97237 | 1 | 0.53128 | 0.94276 | 0.83218 | 0.71049 | 0.92798 | 0.92358 | 0.72891 | 0.83919 | 0.54922 | 0.97991 | 0.89354 | 0.86108 | 0.88818 | 0.95886 | 0.96962 | 1 | 0.60142 | 0.97351 | 0.83525 | 0.7026 | 0.94604 | 0.93525 | 0.74815 | 0.89942 | 0.59881 | 0.99613 | 0.99118 | 0.98901 | 0.89541 | 1 | 0
Apr | 10 | 16 | Weekday | Monday | 0.82069 | 0.96148 | 0.92807 | 0.80304 | 0.004395 | 0.80304 | 0.80304 | 0.91114 | 0.80304 | 0.82069 | 0.82069 | 0.97301 | 0.98651 | 0.64006 | 0.84104 | 0.77092 | 0.86162 | 0.91695 | 0.71198 | 0.87621 | 0.75263 | 0.6685 | 0.63556 | 0.91114 | 0.88328 | 0.89148 | 0.29492 | 0.97226 | 0.98747 | 0.70338 | 0.86463 | 0.7751 | 0.85264 | 0.93503 | 0.68936 | 0.92903 | 0.74286 | 0.72008 | 0.63292 | 0.99206 | 0.98904 | 0.89086 | 0.29885 | 0
Apr | 10 | 17 | Weekday | Monday | 0.77929 | 0.92563 | 0.91106 | 0.90423 | 0.004395 | 0.90423 | 0.90423 | 0.7479 | 0.90423 | 0.77929 | 0.77929 | 0.97645 | 0.79984 | 0.84836 | 0.67352 | 0.54588 | 0.92518 | 0.59712 | 0.72652 | 0.89428 | 0.76995 | 0.75286 | 0.51218 | 0.7479 | 0.72053 | 0.89236 | 0.11941 | 0.97349 | 0.78723 | 0.86903 | 0.68062 | 0.54818 | 0.90772 | 0.58459 | 0.68627 | 0.92866 | 0.738 | 0.79606 | 0.49606 | 0.75954 | 0.73464 | 0.87835 | 0.09897 | 0
Apr | 10 | 18 | Weekday | Monday | 0.75437 | 0.90551 | 0.89604 | 0.95342 | 1 | 0.95342 | 0.95342 | 0.8416 | 0.95342 | 0.75437 | 0.75437 | 0.86651 | 0.80213 | 0.83329 | 0.68701 | 0.63529 | 0.98755 | 0.64618 | 0.7729 | 0.96907 | 0.79476 | 0.83246 | 0.65651 | 0.8416 | 0.87088 | 0.87903 | 0.23808 | 0.87562 | 0.78609 | 0.90855 | 0.68729 | 0.63895 | 0.98057 | 0.63349 | 0.71785 | 1 | 0.75729 | 0.88641 | 0.63355 | 0.82644 | 0.86083 | 0.84969 | 0.20023 | 0
Apr | 10 | 19 | Weekday | Monday | 0.79007 | 0.91968 | 0.89312 | 1 | 1 | 1 | 1 | 0.83904 | 1 | 0.79007 | 0.79007 | 0.87619 | 0.72176 | 0.90148 | 0.58933 | 0.60781 | 1 | 0.59438 | 0.79424 | 0.84211 | 0.82436 | 0.93408 | 0.6726 | 0.83904 | 0.89224 | 0.81223 | 0.28932 | 0.89525 | 0.69002 | 1 | 0.56819 | 0.61063 | 1 | 0.5539 | 0.72799 | 0.83906 | 0.76775 | 1 | 0.63438 | 0.79422 | 0.84656 | 0.76298 | 0.23584 | 0
Apr | 10 | 20 | Weekday | Monday | 0.81241 | 0.88213 | 0.88159 | 0.95367 | 1 | 0.95367 | 0.95367 | 0.3654 | 0.95367 | 0.81241 | 0.81241 | 0.87709 | 0.69267 | 0.95297 | 0.57748 | 0.62621 | 0.86128 | 0.44209 | 0.28658 | 0.85595 | 0.1799 | 0.90046 | 0.67951 | 0.3654 | 0.42397 | 0.60012 | 0.31061 | 0.89087 | 0.65764 | 0.9723 | 0.54886 | 0.62879 | 0.85674 | 0.41515 | 0.3071 | 0.83552 | 0.21895 | 0.94469 | 0.63372 | 0.37702 | 0.45618 | 0.54585 | 0.23926 | 0
Apr | 10 | 21 | Weekday | Monday | 0.7601 | 0.82556 | 0.85931 | 0.86024 | 1 | 0.86024 | 0.86024 | 0.1785 | 0.86024 | 0.7601 | 0.7601 | 0.84972 | 0.65182 | 0.75605 | 0.30418 | 0.28275 | 0.70027 | 0.41419 | 0.28241 | 0.86312 | 0.17851 | 0.65739 | 0.40437 | 0.1785 | 0.23774 | 0.29652 | 0.32152 | 0.88658 | 0.6095 | 0.75859 | 0.3175 | 0.28497 | 0.67383 | 0.36779 | 0.30678 | 0.83124 | 0.21873 | 0.67191 | 0.40863 | 0.21171 | 0.29711 | 0.33772 | 0.24099 | 0
Apr | 10 | 22 | Weekday | Monday | 0.75427 | 0.80543 | 0.83163 | 0.74118 | 1 | 0.74118 | 0.74118 | 0.1785 | 0.74118 | 0.75427 | 0.75427 | 0.82201 | 0.65029 | 0.53111 | 0.26123 | 0.26512 | 0.54581 | 0.39944 | 0.28494 | 0.90863 | 0.17821 | 0.45044 | 0.38278 | 0.1785 | 0.23774 | 0.40609 | 0.33814 | 0.90043 | 0.60641 | 0.52967 | 0.27264 | 0.26661 | 0.51847 | 0.35711 | 0.31094 | 0.86989 | 0.2206 | 0.44602 | 0.38639 | 0.21171 | 0.29711 | 0.46283 | 0.24366 | 0
Apr | 10 | 23 | Weekday | Monday | 0.71688 | 0.82183 | 0.81 | 0.6301 | 1 | 0.6301 | 0.6301 | 0.18022 | 0.6301 | 0.71688 | 0.71688 | 0.58172 | 0.64154 | 0.39325 | 0.24225 | 0.25753 | 0.44401 | 0.42886 | 0.27783 | 0.63563 | 0.17702 | 0.39818 | 0.37126 | 0.18022 | 0.23917 | 0.30637 | 0.34702 | 0.51407 | 0.59385 | 0.41274 | 0.25256 | 0.25927 | 0.42031 | 0.37615 | 0.30687 | 0.49423 | 0.21879 | 0.38787 | 0.37749 | 0.21374 | 0.29889 | 0.3489 | 0.24504 | 0
Apr | 11 | 24 | Weekday | Tuesday | 0.69438 | 0.80694 | 0.78568 | 0.56767 | 1 | 0.56767 | 0.56767 | 0.1785 | 0.56767 | 0.69438 | 0.69438 | 0.2318 | 0.63916 | 0.34362 | 0.25096 | 0.26501 | 0.43669 | 0.39776 | 0.27944 | 0.29651 | 0.17702 | 0.3763 | 0.3823 | 0.1785 | 0.23774 | 0.28255 | 0.36477 | 0.33712 | 0.59045 | 0.37507 | 0.2616 | 0.26661 | 0.40579 | 0.35209 | 0.30686 | 0.34257 | 0.21879 | 0.36438 | 0.38639 | 0.21171 | 0.29711 | 0.32203 | 0.24791 | 0
Apr | 11 | 1 | Weekday | Tuesday | 0.69715 | 0.76909 | 0.77678 | 0.54463 | 1 | 0.54463 | 0.54463 | 0.1785 | 0.54463 | 0.69715 | 0.69715 | 0.23218 | 0.63622 | 0.32366 | 0.25104 | 0.26469 | 0.43542 | 0.43199 | 0.27921 | 0.29639 | 0.17629 | 0.35755 | 0.38375 | 0.1785 | 0.23774 | 0.281 | 0.36382 | 0.33771 | 0.58597 | 0.35423 | 0.26162 | 0.26661 | 0.39896 | 0.37586 | 0.30683 | 0.34359 | 0.21879 | 0.34177 | 0.38639 | 0.21171 | 0.29711 | 0.32014 | 0.24771 | 0
Apr | 11 | 2 | Weekday | Tuesday | 0.69189 | 0.75837 | 0.77314 | 0.53618 | 1 | 0.53618 | 0.53618 | 0.1785 | 0.53618 | 0.69189 | 0.69189 | 0.23256 | 0.63242 | 0.31424 | 0.25087 | 0.2649 | 0.43851 | 0.40091 | 0.27856 | 0.29745 | 0.17681 | 0.35889 | 0.37845 | 0.1785 | 0.23774 | 0.27935 | 0.37841 | 0.33793 | 0.5808 | 0.34434 | 0.2616 | 0.26661 | 0.394 | 0.35428 | 0.30678 | 0.34396 | 0.21876 | 0.33823 | 0.38639 | 0.21171 | 0.29711 | 0.31808 | 0.25007 | 0
Apr | 11 | 3 | Weekday | Tuesday | 0.68588 | 0.75745 | 0.77619 | 0.5306 | 1 | 0.5306 | 0.5306 | 0.1785 | 0.5306 | 0.68588 | 0.68588 | 0.23747 | 0.68648 | 0.34468 | 0.26163 | 0.2649 | 0.49264 | 0.55688 | 0.28197 | 0.30845 | 0.17868 | 0.37176 | 0.38375 | 0.1785 | 0.23774 | 0.32224 | 0.37586 | 0.34629 | 0.64292 | 0.3674 | 0.27272 | 0.26661 | 0.44677 | 0.49347 | 0.3099 | 0.35708 | 0.22086 | 0.35284 | 0.38639 | 0.21171 | 0.29711 | 0.36701 | 0.24962 | 0
Apr | 11 | 4 | Weekday | Tuesday | 0.70658 | 0.76335 | 0.79667 | 0.55446 | 1 | 0.55446 | 0.55446 | 0.16961 | 0.55446 | 0.70658 | 0.70658 | 0.5992 | 0.74356 | 0.45027 | 0.30223 | 0.27742 | 0.6162 | 0.68634 | 0.27886 | 0.6539 | 0.17578 | 0.44278 | 0.39479 | 0.16961 | 0.22411 | 0.32318 | 0.38124 | 0.5132 | 0.64147 | 0.44754 | 0.31485 | 0.27906 | 0.55442 | 0.5704 | 0.30666 | 0.49232 | 0.21861 | 0.42524 | 0.39777 | 0.20116 | 0.28007 | 0.36587 | 0.24411 | 0
Apr | 11 | 5 | Weekday | Tuesday | 0.68912 | 0.80269 | 0.85128 | 0.71184 | 0.59271 | 0.71184 | 0.71184 | 0.78044 | 0.71184 | 0.68912 | 0.68912 | 0.81347 | 0.8325 | 0.73512 | 0.47534 | 0.68079 | 0.71472 | 0.79552 | 0.66291 | 0.98803 | 0.7582 | 0.69189 | 0.51943 | 0.78044 | 0.82377 | 0.70729 | 0.4611 | 0.79427 | 0.78885 | 0.73063 | 0.37494 | 0.6868 | 0.58027 | 0.7383 | 0.31871 | 0.93014 | 0.36078 | 0.68861 | 0.42325 | 0.30901 | 0.25355 | 0.51617 | 0.26503 | 0
Apr | 11 | 6 | Weekday | Tuesday | 0.71001 | 0.85057 | 0.92553 | 0.84591 | 0.004395 | 0.84591 | 0.84591 | 0.72588 | 0.84591 | 0.71001 | 0.71001 | 0.9599 | 0.90948 | 0.97004 | 0.55552 | 0.70015 | 0.76682 | 0.91973 | 0.8441 | 0.96439 | 0.93594 | 0.87119 | 0.62378 | 0.72588 | 0.75136 | 0.70607 | 0.66733 | 0.95813 | 0.8812 | 0.93326 | 0.48751 | 0.69148 | 0.64073 | 0.88768 | 0.67205 | 0.9197 | 0.69898 | 0.89787 | 0.49024 | 0.41032 | 0.35467 | 0.5466 | 0.54501 | 0
Apr | 11 | 7 | Weekday | Tuesday | 0.76472 | 0.88296 | 0.97448 | 0.83628 | 0.004395 | 0.83628 | 0.83628 | 0.84636 | 0.83628 | 0.76472 | 0.76472 | 0.96743 | 0.94714 | 0.80114 | 1 | 1 | 0.74729 | 0.94666 | 0.99816 | 0.79574 | 1 | 0.78526 | 1 | 0.84636 | 0.85865 | 0.90604 | 0.87989 | 0.96165 | 0.92578 | 0.7841 | 1 | 1 | 0.62519 | 0.92588 | 0.92944 | 0.74241 | 0.90073 | 0.77003 | 0.98617 | 0.64686 | 0.60661 | 0.81708 | 0.82648 | 0
Apr | 11 | 8 | Weekday | Tuesday | 0.8131 | 0.93235 | 0.99318 | 0.83366 | 0.004395 | 0.83366 | 0.83366 | 1 | 0.83366 | 0.8131 | 0.8131 | 0.79937 | 0.98076 | 0.68862 | 0.96231 | 0.90307 | 0.663 | 1 | 0.98718 | 0.77792 | 0.9868 | 0.73712 | 0.98482 | 1 | 1 | 0.96032 | 1 | 0.79434 | 0.96447 | 0.69984 | 0.97456 | 0.90375 | 0.55632 | 0.99379 | 0.93818 | 0.74642 | 0.92694 | 0.74199 | 0.98966 | 0.94181 | 0.92604 | 0.92009 | 0.99952 | 0
Apr | 11 | 9 | Weekday | Tuesday | 0.89907 | 0.9516 | 0.99659 | 0.78619 | 0.004395 | 0.78619 | 0.78619 | 0.99525 | 0.78619 | 0.89907 | 0.89907 | 0.97641 | 0.99489 | 0.55625 | 0.91477 | 0.86422 | 0.58018 | 0.99798 | 1 | 0.90756 | 0.99765 | 0.57305 | 0.98418 | 0.99525 | 0.98514 | 0.9179 | 0.97958 | 0.97375 | 0.982 | 0.56017 | 0.93265 | 0.86557 | 0.48641 | 0.99468 | 0.97065 | 0.93124 | 0.97129 | 0.55561 | 0.995 | 0.98787 | 0.97952 | 0.89063 | 0.99952 | 0
Apr | 11 | 10 | Weekday | Tuesday | 0.97955 | 0.97663 | 1 | 0.75555 | 0.004395 | 0.75555 | 0.75555 | 0.95481 | 0.75555 | 0.97955 | 0.97955 | 0.96642 | 0.99659 | 0.52598 | 0.92097 | 0.86861 | 0.56043 | 0.99673 | 0.99472 | 0.92743 | 0.98751 | 0.56617 | 0.98898 | 0.95481 | 0.93333 | 1 | 0.97006 | 1 | 0.98661 | 0.56352 | 0.94159 | 0.86968 | 0.4955 | 1 | 0.98973 | 0.97893 | 0.987 | 0.55987 | 0.99958 | 0.99598 | 0.99218 | 1 | 0.99971 | 0
Apr | 11 | 11 | Weekday | Tuesday | 1 | 0.99412 | 0.99601 | 0.72969 | 0.004395 | 0.72969 | 0.72969 | 0.93313 | 0.72969 | 1 | 1 | 0.91993 | 0.96947 | 0.53446 | 0.89275 | 0.87702 | 0.53843 | 0.95113 | 0.99775 | 0.8811 | 0.98095 | 0.56746 | 0.94805 | 0.93313 | 0.90482 | 0.93614 | 0.8786 | 0.98928 | 0.96033 | 0.58019 | 0.91099 | 0.87757 | 0.49184 | 0.95291 | 1 | 0.95158 | 1 | 0.56417 | 0.95481 | 1 | 1 | 0.93825 | 0.90602 | 0
Apr | 11 | 12 | Weekday | Tuesday | 0.98455 | 0.99524 | 0.98589 | 0.71433 | 0.004395 | 0.71433 | 0.71433 | 0.91307 | 0.71433 | 0.98455 | 0.98455 | 0.76762 | 0.99485 | 0.52133 | 0.94212 | 0.86637 | 0.51726 | 0.98205 | 0.99193 | 0.86387 | 0.97015 | 0.5655 | 0.98466 | 0.91307 | 0.87989 | 0.92123 | 0.96074 | 0.80794 | 0.98838 | 0.56335 | 0.96847 | 0.86787 | 0.48332 | 0.99011 | 0.97618 | 0.93869 | 0.98642 | 0.56572 | 1 | 0.99658 | 0.99691 | 0.92903 | 0.99979 | 0
Apr | 11 | 13 | Weekday | Tuesday | 0.94795 | 0.9924 | 0.98552 | 0.69421 | 0.004395 | 0.69421 | 0.69421 | 0.89819 | 0.69421 | 0.94795 | 0.94795 | 0.74191 | 0.9981 | 0.51584 | 0.9314 | 0.82007 | 0.49834 | 0.97441 | 0.97646 | 0.71671 | 0.95011 | 0.56263 | 0.97886 | 0.89819 | 0.86402 | 0.90061 | 0.95799 | 0.79615 | 0.99349 | 0.55517 | 0.96287 | 0.82331 | 0.47431 | 0.98284 | 0.96676 | 0.75059 | 0.96771 | 0.56244 | 0.99504 | 0.98797 | 0.98707 | 0.90944 | 0.99973 | 0
Apr | 11 | 14 | Weekday | Tuesday | 0.92747 | 1 | 0.96967 | 0.68808 | 0.004395 | 0.68808 | 0.68808 | 0.88999 | 0.68808 | 0.92747 | 0.92747 | 0.79601 | 0.99839 | 0.5123 | 0.91639 | 0.81065 | 0.53297 | 0.93323 | 0.97226 | 0.72781 | 0.90623 | 0.56271 | 0.97786 | 0.88999 | 0.85473 | 0.88588 | 0.95713 | 0.79534 | 0.99624 | 0.54646 | 0.94816 | 0.81455 | 0.50878 | 0.94924 | 0.9525 | 0.74894 | 0.92857 | 0.5593 | 0.99485 | 0.98825 | 0.98634 | 0.89556 | 0.99992 | 0
Apr | 11 | 15 | Weekday | Tuesday | 0.8799 | 0.99398 | 0.94929 | 0.715 | 0.004395 | 0.715 | 0.715 | 0.89354 | 0.715 | 0.8799 | 0.8799 | 0.97237 | 1 | 0.53128 | 0.94276 | 0.83218 | 0.71049 | 0.92798 | 0.92358 | 0.72891 | 0.83919 | 0.54922 | 0.97991 | 0.89354 | 0.86108 | 0.88818 | 0.95886 | 0.96962 | 1 | 0.60142 | 0.97351 | 0.83525 | 0.7026 | 0.94604 | 0.93525 | 0.74815 | 0.89942 | 0.59881 | 0.99613 | 0.99118 | 0.98901 | 0.89541 | 1 | 0
Apr | 11 | 16 | Weekday | Tuesday | 0.82069 | 0.96148 | 0.92807 | 0.80304 | 0.004395 | 0.80304 | 0.80304 | 0.91114 | 0.80304 | 0.82069 | 0.82069 | 0.97301 | 0.98651 | 0.64006 | 0.84104 | 0.77092 | 0.86162 | 0.91695 | 0.71198 | 0.87621 | 0.75263 | 0.6685 | 0.63556 | 0.91114 | 0.88328 | 0.89148 | 0.29492 | 0.97226 | 0.98747 | 0.70338 | 0.86463 | 0.7751 | 0.85264 | 0.93503 | 0.68936 | 0.92903 | 0.74286 | 0.72008 | 0.63292 | 0.99206 | 0.98904 | 0.89086 | 0.29885 | 0
Apr | 11 | 17 | Weekday | Tuesday | 0.77929 | 0.92563 | 0.91106 | 0.90423 | 0.004395 | 0.90423 | 0.90423 | 0.7479 | 0.90423 | 0.77929 | 0.77929 | 0.97645 | 0.79984 | 0.84836 | 0.67352 | 0.54588 | 0.92518 | 0.59712 | 0.72652 | 0.89428 | 0.76995 | 0.75286 | 0.51218 | 0.7479 | 0.72053 | 0.89236 | 0.11941 | 0.97349 | 0.78723 | 0.86903 | 0.68062 | 0.54818 | 0.90772 | 0.58459 | 0.68627 | 0.92866 | 0.738 | 0.79606 | 0.49606 | 0.75954 | 0.73464 | 0.87835 | 0.09897 | 0
Apr | 11 | 18 | Weekday | Tuesday | 0.75437 | 0.90551 | 0.89604 | 0.95342 | 1 | 0.95342 | 0.95342 | 0.8416 | 0.95342 | 0.75437 | 0.75437 | 0.86651 | 0.80213 | 0.83329 | 0.68701 | 0.63529 | 0.98755 | 0.64618 | 0.7729 | 0.96907 | 0.79476 | 0.83246 | 0.65651 | 0.8416 | 0.87088 | 0.87903 | 0.23808 | 0.87562 | 0.78609 | 0.90855 | 0.68729 | 0.63895 | 0.98057 | 0.63349 | 0.71785 | 1 | 0.75729 | 0.88641 | 0.63355 | 0.82644 | 0.86083 | 0.84969 | 0.20023 | 0
Apr | 11 | 19 | Weekday | Tuesday | 0.79007 | 0.91968 | 0.89312 | 1 | 1 | 1 | 1 | 0.83904 | 1 | 0.79007 | 0.79007 | 0.87619 | 0.72176 | 0.90148 | 0.58933 | 0.60781 | 1 | 0.59438 | 0.79424 | 0.84211 | 0.82436 | 0.93408 | 0.6726 | 0.83904 | 0.89224 | 0.81223 | 0.28932 | 0.89525 | 0.69002 | 1 | 0.56819 | 0.61063 | 1 | 0.5539 | 0.72799 | 0.83906 | 0.76775 | 1 | 0.63438 | 0.79422 | 0.84656 | 0.76298 | 0.23584 | 0
Apr | 11 | 20 | Weekday | Tuesday | 0.81241 | 0.88213 | 0.88159 | 0.95367 | 1 | 0.95367 | 0.95367 | 0.3654 | 0.95367 | 0.81241 | 0.81241 | 0.87709 | 0.69267 | 0.95297 | 0.57748 | 0.62621 | 0.86128 | 0.44209 | 0.28658 | 0.85595 | 0.1799 | 0.90046 | 0.67951 | 0.3654 | 0.42397 | 0.60012 | 0.31061 | 0.89087 | 0.65764 | 0.9723 | 0.54886 | 0.62879 | 0.85674 | 0.41515 | 0.3071 | 0.83552 | 0.21895 | 0.94469 | 0.63372 | 0.37702 | 0.45618 | 0.54585 | 0.23926 | 0
Apr | 11 | 21 | Weekday | Tuesday | 0.7601 | 0.82556 | 0.85931 | 0.86024 | 1 | 0.86024 | 0.86024 | 0.1785 | 0.86024 | 0.7601 | 0.7601 | 0.84972 | 0.65182 | 0.75605 | 0.30418 | 0.28275 | 0.70027 | 0.41419 | 0.28241 | 0.86312 | 0.17851 | 0.65739 | 0.40437 | 0.1785 | 0.23774 | 0.29652 | 0.32152 | 0.88658 | 0.6095 | 0.75859 | 0.3175 | 0.28497 | 0.67383 | 0.36779 | 0.30678 | 0.83124 | 0.21873 | 0.67191 | 0.40863 | 0.21171 | 0.29711 | 0.33772 | 0.24099 | 0
Apr | 11 | 22 | Weekday | Tuesday | 0.75427 | 0.80543 | 0.83163 | 0.74118 | 1 | 0.74118 | 0.74118 | 0.1785 | 0.74118 | 0.75427 | 0.75427 | 0.82201 | 0.65029 | 0.53111 | 0.26123 | 0.26512 | 0.54581 | 0.39944 | 0.28494 | 0.90863 | 0.17821 | 0.45044 | 0.38278 | 0.1785 | 0.23774 | 0.40609 | 0.33814 | 0.90043 | 0.60641 | 0.52967 | 0.27264 | 0.26661 | 0.51847 | 0.35711 | 0.31094 | 0.86989 | 0.2206 | 0.44602 | 0.38639 | 0.21171 | 0.29711 | 0.46283 | 0.24366 | 0
Apr | 11 | 23 | Weekday | Tuesday | 0.71688 | 0.82183 | 0.81 | 0.6301 | 1 | 0.6301 | 0.6301 | 0.18022 | 0.6301 | 0.71688 | 0.71688 | 0.58172 | 0.64154 | 0.39325 | 0.24225 | 0.25753 | 0.44401 | 0.42886 | 0.27783 | 0.63563 | 0.17702 | 0.39818 | 0.37126 | 0.18022 | 0.23917 | 0.30637 | 0.34702 | 0.51407 | 0.59385 | 0.41274 | 0.25256 | 0.25927 | 0.42031 | 0.37615 | 0.30687 | 0.49423 | 0.21879 | 0.38787 | 0.37749 | 0.21374 | 0.29889 | 0.3489 | 0.24504 | 0
Apr | 12 | 24 | Weekday | Wednesday | 0.69438 | 0.80694 | 0.78568 | 0.56767 | 1 | 0.56767 | 0.56767 | 0.1785 | 0.56767 | 0.69438 | 0.69438 | 0.2318 | 0.63916 | 0.34362 | 0.25096 | 0.26501 | 0.43669 | 0.39776 | 0.27944 | 0.29651 | 0.17702 | 0.3763 | 0.3823 | 0.1785 | 0.23774 | 0.28255 | 0.36477 | 0.33712 | 0.59045 | 0.37507 | 0.2616 | 0.26661 | 0.40579 | 0.35209 | 0.30686 | 0.34257 | 0.21879 | 0.36438 | 0.38639 | 0.21171 | 0.29711 | 0.32203 | 0.24791 | 0
Apr | 12 | 1 | Weekday | Wednesday | 0.69715 | 0.76909 | 0.77678 | 0.54463 | 1 | 0.54463 | 0.54463 | 0.1785 | 0.54463 | 0.69715 | 0.69715 | 0.23218 | 0.63622 | 0.32366 | 0.25104 | 0.26469 | 0.43542 | 0.43199 | 0.27921 | 0.29639 | 0.17629 | 0.35755 | 0.38375 | 0.1785 | 0.23774 | 0.281 | 0.36382 | 0.33771 | 0.58597 | 0.35423 | 0.26162 | 0.26661 | 0.39896 | 0.37586 | 0.30683 | 0.34359 | 0.21879 | 0.34177 | 0.38639 | 0.21171 | 0.29711 | 0.32014 | 0.24771 | 0
Apr | 12 | 2 | Weekday | Wednesday | 0.69189 | 0.75837 | 0.77314 | 0.53618 | 1 | 0.53618 | 0.53618 | 0.1785 | 0.53618 | 0.69189 | 0.69189 | 0.23256 | 0.63242 | 0.31424 | 0.25087 | 0.2649 | 0.43851 | 0.40091 | 0.27856 | 0.29745 | 0.17681 | 0.35889 | 0.37845 | 0.1785 | 0.23774 | 0.27935 | 0.37841 | 0.33793 | 0.5808 | 0.34434 | 0.2616 | 0.26661 | 0.394 | 0.35428 | 0.30678 | 0.34396 | 0.21876 | 0.33823 | 0.38639 | 0.21171 | 0.29711 | 0.31808 | 0.25007 | 0
Apr | 12 | 3 | Weekday | Wednesday | 0.68588 | 0.75745 | 0.77619 | 0.5306 | 1 | 0.5306 | 0.5306 | 0.1785 | 0.5306 | 0.68588 | 0.68588 | 0.23747 | 0.68648 | 0.34468 | 0.26163 | 0.2649 | 0.49264 | 0.55688 | 0.28197 | 0.30845 | 0.17868 | 0.37176 | 0.38375 | 0.1785 | 0.23774 | 0.32224 | 0.37586 | 0.34629 | 0.64292 | 0.3674 | 0.27272 | 0.26661 | 0.44677 | 0.49347 | 0.3099 | 0.35708 | 0.22086 | 0.35284 | 0.38639 | 0.21171 | 0.29711 | 0.36701 | 0.24962 | 0
Apr | 12 | 4 | Weekday | Wednesday | 0.70658 | 0.76335 | 0.79667 | 0.55446 | 1 | 0.55446 | 0.55446 | 0.16961 | 0.55446 | 0.70658 | 0.70658 | 0.5992 | 0.74356 | 0.45027 | 0.30223 | 0.27742 | 0.6162 | 0.68634 | 0.27886 | 0.6539 | 0.17578 | 0.44278 | 0.39479 | 0.16961 | 0.22411 | 0.32318 | 0.38124 | 0.5132 | 0.64147 | 0.44754 | 0.31485 | 0.27906 | 0.55442 | 0.5704 | 0.30666 | 0.49232 | 0.21861 | 0.42524 | 0.39777 | 0.20116 | 0.28007 | 0.36587 | 0.24411 | 0
Apr | 12 | 5 | Weekday | Wednesday | 0.68912 | 0.80269 | 0.85128 | 0.71184 | 0.59271 | 0.71184 | 0.71184 | 0.78044 | 0.71184 | 0.68912 | 0.68912 | 0.81347 | 0.8325 | 0.73512 | 0.47534 | 0.68079 | 0.71472 | 0.79552 | 0.66291 | 0.98803 | 0.7582 | 0.69189 | 0.51943 | 0.78044 | 0.82377 | 0.70729 | 0.4611 | 0.79427 | 0.78885 | 0.73063 | 0.37494 | 0.6868 | 0.58027 | 0.7383 | 0.31871 | 0.93014 | 0.36078 | 0.68861 | 0.42325 | 0.30901 | 0.25355 | 0.51617 | 0.26503 | 0
Apr | 12 | 6 | Weekday | Wednesday | 0.71001 | 0.85057 | 0.92553 | 0.84591 | 0.004395 | 0.84591 | 0.84591 | 0.72588 | 0.84591 | 0.71001 | 0.71001 | 0.9599 | 0.90948 | 0.97004 | 0.55552 | 0.70015 | 0.76682 | 0.91973 | 0.8441 | 0.96439 | 0.93594 | 0.87119 | 0.62378 | 0.72588 | 0.75136 | 0.70607 | 0.66733 | 0.95813 | 0.8812 | 0.93326 | 0.48751 | 0.69148 | 0.64073 | 0.88768 | 0.67205 | 0.9197 | 0.69898 | 0.89787 | 0.49024 | 0.41032 | 0.35467 | 0.5466 | 0.54501 | 0
Apr | 12 | 7 | Weekday | Wednesday | 0.76472 | 0.88296 | 0.97448 | 0.83628 | 0.004395 | 0.83628 | 0.83628 | 0.84636 | 0.83628 | 0.76472 | 0.76472 | 0.96743 | 0.94714 | 0.80114 | 1 | 1 | 0.74729 | 0.94666 | 0.99816 | 0.79574 | 1 | 0.78526 | 1 | 0.84636 | 0.85865 | 0.90604 | 0.87989 | 0.96165 | 0.92578 | 0.7841 | 1 | 1 | 0.62519 | 0.92588 | 0.92944 | 0.74241 | 0.90073 | 0.77003 | 0.98617 | 0.64686 | 0.60661 | 0.81708 | 0.82648 | 0
Apr | 12 | 8 | Weekday | Wednesday | 0.8131 | 0.93235 | 0.99318 | 0.83366 | 0.004395 | 0.83366 | 0.83366 | 1 | 0.83366 | 0.8131 | 0.8131 | 0.79937 | 0.98076 | 0.68862 | 0.96231 | 0.90307 | 0.663 | 1 | 0.98718 | 0.77792 | 0.9868 | 0.73712 | 0.98482 | 1 | 1 | 0.96032 | 1 | 0.79434 | 0.96447 | 0.69984 | 0.97456 | 0.90375 | 0.55632 | 0.99379 | 0.93818 | 0.74642 | 0.92694 | 0.74199 | 0.98966 | 0.94181 | 0.92604 | 0.92009 | 0.99952 | 0
Apr | 12 | 9 | Weekday | Wednesday | 0.89907 | 0.9516 | 0.99659 | 0.78619 | 0.004395 | 0.78619 | 0.78619 | 0.99525 | 0.78619 | 0.89907 | 0.89907 | 0.97641 | 0.99489 | 0.55625 | 0.91477 | 0.86422 | 0.58018 | 0.99798 | 1 | 0.90756 | 0.99765 | 0.57305 | 0.98418 | 0.99525 | 0.98514 | 0.9179 | 0.97958 | 0.97375 | 0.982 | 0.56017 | 0.93265 | 0.86557 | 0.48641 | 0.99468 | 0.97065 | 0.93124 | 0.97129 | 0.55561 | 0.995 | 0.98787 | 0.97952 | 0.89063 | 0.99952 | 0
Apr | 12 | 10 | Weekday | Wednesday | 0.97955 | 0.97663 | 1 | 0.75555 | 0.004395 | 0.75555 | 0.75555 | 0.95481 | 0.75555 | 0.97955 | 0.97955 | 0.96642 | 0.99659 | 0.52598 | 0.92097 | 0.86861 | 0.56043 | 0.99673 | 0.99472 | 0.92743 | 0.98751 | 0.56617 | 0.98898 | 0.95481 | 0.93333 | 1 | 0.97006 | 1 | 0.98661 | 0.56352 | 0.94159 | 0.86968 | 0.4955 | 1 | 0.98973 | 0.97893 | 0.987 | 0.55987 | 0.99958 | 0.99598 | 0.99218 | 1 | 0.99971 | 0
Apr | 12 | 11 | Weekday | Wednesday | 1 | 0.99412 | 0.99601 | 0.72969 | 0.004395 | 0.72969 | 0.72969 | 0.93313 | 0.72969 | 1 | 1 | 0.91993 | 0.96947 | 0.53446 | 0.89275 | 0.87702 | 0.53843 | 0.95113 | 0.99775 | 0.8811 | 0.98095 | 0.56746 | 0.94805 | 0.93313 | 0.90482 | 0.93614 | 0.8786 | 0.98928 | 0.96033 | 0.58019 | 0.91099 | 0.87757 | 0.49184 | 0.95291 | 1 | 0.95158 | 1 | 0.56417 | 0.95481 | 1 | 1 | 0.93825 | 0.90602 | 0
Apr | 12 | 12 | Weekday | Wednesday | 0.98455 | 0.99524 | 0.98589 | 0.71433 | 0.004395 | 0.71433 | 0.71433 | 0.91307 | 0.71433 | 0.98455 | 0.98455 | 0.76762 | 0.99485 | 0.52133 | 0.94212 | 0.86637 | 0.51726 | 0.98205 | 0.99193 | 0.86387 | 0.97015 | 0.5655 | 0.98466 | 0.91307 | 0.87989 | 0.92123 | 0.96074 | 0.80794 | 0.98838 | 0.56335 | 0.96847 | 0.86787 | 0.48332 | 0.99011 | 0.97618 | 0.93869 | 0.98642 | 0.56572 | 1 | 0.99658 | 0.99691 | 0.92903 | 0.99979 | 0
Apr | 12 | 13 | Weekday | Wednesday | 0.94795 | 0.9924 | 0.98552 | 0.69421 | 0.004395 | 0.69421 | 0.69421 | 0.89819 | 0.69421 | 0.94795 | 0.94795 | 0.74191 | 0.9981 | 0.51584 | 0.9314 | 0.82007 | 0.49834 | 0.97441 | 0.97646 | 0.71671 | 0.95011 | 0.56263 | 0.97886 | 0.89819 | 0.86402 | 0.90061 | 0.95799 | 0.79615 | 0.99349 | 0.55517 | 0.96287 | 0.82331 | 0.47431 | 0.98284 | 0.96676 | 0.75059 | 0.96771 | 0.56244 | 0.99504 | 0.98797 | 0.98707 | 0.90944 | 0.99973 | 0
Apr | 12 | 14 | Weekday | Wednesday | 0.92747 | 1 | 0.96967 | 0.68808 | 0.004395 | 0.68808 | 0.68808 | 0.88999 | 0.68808 | 0.92747 | 0.92747 | 0.79601 | 0.99839 | 0.5123 | 0.91639 | 0.81065 | 0.53297 | 0.93323 | 0.97226 | 0.72781 | 0.90623 | 0.56271 | 0.97786 | 0.88999 | 0.85473 | 0.88588 | 0.95713 | 0.79534 | 0.99624 | 0.54646 | 0.94816 | 0.81455 | 0.50878 | 0.94924 | 0.9525 | 0.74894 | 0.92857 | 0.5593 | 0.99485 | 0.98825 | 0.98634 | 0.89556 | 0.99992 | 0
Apr | 12 | 15 | Weekday | Wednesday | 0.8799 | 0.99398 | 0.94929 | 0.715 | 0.004395 | 0.715 | 0.715 | 0.89354 | 0.715 | 0.8799 | 0.8799 | 0.97237 | 1 | 0.53128 | 0.94276 | 0.83218 | 0.71049 | 0.92798 | 0.92358 | 0.72891 | 0.83919 | 0.54922 | 0.97991 | 0.89354 | 0.86108 | 0.88818 | 0.95886 | 0.96962 | 1 | 0.60142 | 0.97351 | 0.83525 | 0.7026 | 0.94604 | 0.93525 | 0.74815 | 0.89942 | 0.59881 | 0.99613 | 0.99118 | 0.98901 | 0.89541 | 1 | 0
Apr | 12 | 16 | Weekday | Wednesday | 0.82069 | 0.96148 | 0.92807 | 0.80304 | 0.004395 | 0.80304 | 0.80304 | 0.91114 | 0.80304 | 0.82069 | 0.82069 | 0.97301 | 0.98651 | 0.64006 | 0.84104 | 0.77092 | 0.86162 | 0.91695 | 0.71198 | 0.87621 | 0.75263 | 0.6685 | 0.63556 | 0.91114 | 0.88328 | 0.89148 | 0.29492 | 0.97226 | 0.98747 | 0.70338 | 0.86463 | 0.7751 | 0.85264 | 0.93503 | 0.68936 | 0.92903 | 0.74286 | 0.72008 | 0.63292 | 0.99206 | 0.98904 | 0.89086 | 0.29885 | 0
Apr | 12 | 17 | Weekday | Wednesday | 0.77929 | 0.92563 | 0.91106 | 0.90423 | 0.004395 | 0.90423 | 0.90423 | 0.7479 | 0.90423 | 0.77929 | 0.77929 | 0.97645 | 0.79984 | 0.84836 | 0.67352 | 0.54588 | 0.92518 | 0.59712 | 0.72652 | 0.89428 | 0.76995 | 0.75286 | 0.51218 | 0.7479 | 0.72053 | 0.89236 | 0.11941 | 0.97349 | 0.78723 | 0.86903 | 0.68062 | 0.54818 | 0.90772 | 0.58459 | 0.68627 | 0.92866 | 0.738 | 0.79606 | 0.49606 | 0.75954 | 0.73464 | 0.87835 | 0.09897 | 0
Apr | 12 | 18 | Weekday | Wednesday | 0.75437 | 0.90551 | 0.89604 | 0.95342 | 1 | 0.95342 | 0.95342 | 0.8416 | 0.95342 | 0.75437 | 0.75437 | 0.86651 | 0.80213 | 0.83329 | 0.68701 | 0.63529 | 0.98755 | 0.64618 | 0.7729 | 0.96907 | 0.79476 | 0.83246 | 0.65651 | 0.8416 | 0.87088 | 0.87903 | 0.23808 | 0.87562 | 0.78609 | 0.90855 | 0.68729 | 0.63895 | 0.98057 | 0.63349 | 0.71785 | 1 | 0.75729 | 0.88641 | 0.63355 | 0.82644 | 0.86083 | 0.84969 | 0.20023 | 0
Apr | 12 | 19 | Weekday | Wednesday | 0.79007 | 0.91968 | 0.89312 | 1 | 1 | 1 | 1 | 0.83904 | 1 | 0.79007 | 0.79007 | 0.87619 | 0.72176 | 0.90148 | 0.58933 | 0.60781 | 1 | 0.59438 | 0.79424 | 0.84211 | 0.82436 | 0.93408 | 0.6726 | 0.83904 | 0.89224 | 0.81223 | 0.28932 | 0.89525 | 0.69002 | 1 | 0.56819 | 0.61063 | 1 | 0.5539 | 0.72799 | 0.83906 | 0.76775 | 1 | 0.63438 | 0.79422 | 0.84656 | 0.76298 | 0.23584 | 0
Apr | 12 | 20 | Weekday | Wednesday | 0.81241 | 0.88213 | 0.88159 | 0.95367 | 1 | 0.95367 | 0.95367 | 0.3654 | 0.95367 | 0.81241 | 0.81241 | 0.87709 | 0.69267 | 0.95297 | 0.57748 | 0.62621 | 0.86128 | 0.44209 | 0.28658 | 0.85595 | 0.1799 | 0.90046 | 0.67951 | 0.3654 | 0.42397 | 0.60012 | 0.31061 | 0.89087 | 0.65764 | 0.9723 | 0.54886 | 0.62879 | 0.85674 | 0.41515 | 0.3071 | 0.83552 | 0.21895 | 0.94469 | 0.63372 | 0.37702 | 0.45618 | 0.54585 | 0.23926 | 0
Apr | 12 | 21 | Weekday | Wednesday | 0.7601 | 0.82556 | 0.85931 | 0.86024 | 1 | 0.86024 | 0.86024 | 0.1785 | 0.86024 | 0.7601 | 0.7601 | 0.84972 | 0.65182 | 0.75605 | 0.30418 | 0.28275 | 0.70027 | 0.41419 | 0.28241 | 0.86312 | 0.17851 | 0.65739 | 0.40437 | 0.1785 | 0.23774 | 0.29652 | 0.32152 | 0.88658 | 0.6095 | 0.75859 | 0.3175 | 0.28497 | 0.67383 | 0.36779 | 0.30678 | 0.83124 | 0.21873 | 0.67191 | 0.40863 | 0.21171 | 0.29711 | 0.33772 | 0.24099 | 0
Apr | 12 | 22 | Weekday | Wednesday | 0.75427 | 0.80543 | 0.83163 | 0.74118 | 1 | 0.74118 | 0.74118 | 0.1785 | 0.74118 | 0.75427 | 0.75427 | 0.82201 | 0.65029 | 0.53111 | 0.26123 | 0.26512 | 0.54581 | 0.39944 | 0.28494 | 0.90863 | 0.17821 | 0.45044 | 0.38278 | 0.1785 | 0.23774 | 0.40609 | 0.33814 | 0.90043 | 0.60641 | 0.52967 | 0.27264 | 0.26661 | 0.51847 | 0.35711 | 0.31094 | 0.86989 | 0.2206 | 0.44602 | 0.38639 | 0.21171 | 0.29711 | 0.46283 | 0.24366 | 0
Apr | 12 | 23 | Weekday | Wednesday | 0.71688 | 0.82183 | 0.81 | 0.6301 | 1 | 0.6301 | 0.6301 | 0.18022 | 0.6301 | 0.71688 | 0.71688 | 0.58172 | 0.64154 | 0.39325 | 0.24225 | 0.25753 | 0.44401 | 0.42886 | 0.27783 | 0.63563 | 0.17702 | 0.39818 | 0.37126 | 0.18022 | 0.23917 | 0.30637 | 0.34702 | 0.51407 | 0.59385 | 0.41274 | 0.25256 | 0.25927 | 0.42031 | 0.37615 | 0.30687 | 0.49423 | 0.21879 | 0.38787 | 0.37749 | 0.21374 | 0.29889 | 0.3489 | 0.24504 | 0
Apr | 13 | 24 | Weekday | Thursday | 0.69438 | 0.80694 | 0.78568 | 0.56767 | 1 | 0.56767 | 0.56767 | 0.1785 | 0.56767 | 0.69438 | 0.69438 | 0.2318 | 0.63916 | 0.34362 | 0.25096 | 0.26501 | 0.43669 | 0.39776 | 0.27944 | 0.29651 | 0.17702 | 0.3763 | 0.3823 | 0.1785 | 0.23774 | 0.28255 | 0.36477 | 0.33712 | 0.59045 | 0.37507 | 0.2616 | 0.26661 | 0.40579 | 0.35209 | 0.30686 | 0.34257 | 0.21879 | 0.36438 | 0.38639 | 0.21171 | 0.29711 | 0.32203 | 0.24791 | 0
Apr | 13 | 1 | Weekday | Thursday | 0.69715 | 0.76909 | 0.77678 | 0.54463 | 1 | 0.54463 | 0.54463 | 0.1785 | 0.54463 | 0.69715 | 0.69715 | 0.23218 | 0.63622 | 0.32366 | 0.25104 | 0.26469 | 0.43542 | 0.43199 | 0.27921 | 0.29639 | 0.17629 | 0.35755 | 0.38375 | 0.1785 | 0.23774 | 0.281 | 0.36382 | 0.33771 | 0.58597 | 0.35423 | 0.26162 | 0.26661 | 0.39896 | 0.37586 | 0.30683 | 0.34359 | 0.21879 | 0.34177 | 0.38639 | 0.21171 | 0.29711 | 0.32014 | 0.24771 | 0
Apr | 13 | 2 | Weekday | Thursday | 0.69189 | 0.75837 | 0.77314 | 0.53618 | 1 | 0.53618 | 0.53618 | 0.1785 | 0.53618 | 0.69189 | 0.69189 | 0.23256 | 0.63242 | 0.31424 | 0.25087 | 0.2649 | 0.43851 | 0.40091 | 0.27856 | 0.29745 | 0.17681 | 0.35889 | 0.37845 | 0.1785 | 0.23774 | 0.27935 | 0.37841 | 0.33793 | 0.5808 | 0.34434 | 0.2616 | 0.26661 | 0.394 | 0.35428 | 0.30678 | 0.34396 | 0.21876 | 0.33823 | 0.38639 | 0.21171 | 0.29711 | 0.31808 | 0.25007 | 0
Apr | 13 | 3 | Weekday | Thursday | 0.68588 | 0.75745 | 0.77619 | 0.5306 | 1 | 0.5306 | 0.5306 | 0.1785 | 0.5306 | 0.68588 | 0.68588 | 0.23747 | 0.68648 | 0.34468 | 0.26163 | 0.2649 | 0.49264 | 0.55688 | 0.28197 | 0.30845 | 0.17868 | 0.37176 | 0.38375 | 0.1785 | 0.23774 | 0.32224 | 0.37586 | 0.34629 | 0.64292 | 0.3674 | 0.27272 | 0.26661 | 0.44677 | 0.49347 | 0.3099 | 0.35708 | 0.22086 | 0.35284 | 0.38639 | 0.21171 | 0.29711 | 0.36701 | 0.24962 | 0
Apr | 13 | 4 | Weekday | Thursday | 0.70658 | 0.76335 | 0.79667 | 0.55446 | 1 | 0.55446 | 0.55446 | 0.16961 | 0.55446 | 0.70658 | 0.70658 | 0.5992 | 0.74356 | 0.45027 | 0.30223 | 0.27742 | 0.6162 | 0.68634 | 0.27886 | 0.6539 | 0.17578 | 0.44278 | 0.39479 | 0.16961 | 0.22411 | 0.32318 | 0.38124 | 0.5132 | 0.64147 | 0.44754 | 0.31485 | 0.27906 | 0.55442 | 0.5704 | 0.30666 | 0.49232 | 0.21861 | 0.42524 | 0.39777 | 0.20116 | 0.28007 | 0.36587 | 0.24411 | 0
Apr | 13 | 5 | Weekday | Thursday | 0.68912 | 0.80269 | 0.85128 | 0.71184 | 0.59271 | 0.71184 | 0.71184 | 0.78044 | 0.71184 | 0.68912 | 0.68912 | 0.81347 | 0.8325 | 0.73512 | 0.47534 | 0.68079 | 0.71472 | 0.79552 | 0.66291 | 0.98803 | 0.7582 | 0.69189 | 0.51943 | 0.78044 | 0.82377 | 0.70729 | 0.4611 | 0.79427 | 0.78885 | 0.73063 | 0.37494 | 0.6868 | 0.58027 | 0.7383 | 0.31871 | 0.93014 | 0.36078 | 0.68861 | 0.42325 | 0.30901 | 0.25355 | 0.51617 | 0.26503 | 0
Apr | 13 | 6 | Weekday | Thursday | 0.71001 | 0.85057 | 0.92553 | 0.84591 | 0.004395 | 0.84591 | 0.84591 | 0.72588 | 0.84591 | 0.71001 | 0.71001 | 0.9599 | 0.90948 | 0.97004 | 0.55552 | 0.70015 | 0.76682 | 0.91973 | 0.8441 | 0.96439 | 0.93594 | 0.87119 | 0.62378 | 0.72588 | 0.75136 | 0.70607 | 0.66733 | 0.95813 | 0.8812 | 0.93326 | 0.48751 | 0.69148 | 0.64073 | 0.88768 | 0.67205 | 0.9197 | 0.69898 | 0.89787 | 0.49024 | 0.41032 | 0.35467 | 0.5466 | 0.54501 | 0
Apr | 13 | 7 | Weekday | Thursday | 0.76472 | 0.88296 | 0.97448 | 0.83628 | 0.004395 | 0.83628 | 0.83628 | 0.84636 | 0.83628 | 0.76472 | 0.76472 | 0.96743 | 0.94714 | 0.80114 | 1 | 1 | 0.74729 | 0.94666 | 0.99816 | 0.79574 | 1 | 0.78526 | 1 | 0.84636 | 0.85865 | 0.90604 | 0.87989 | 0.96165 | 0.92578 | 0.7841 | 1 | 1 | 0.62519 | 0.92588 | 0.92944 | 0.74241 | 0.90073 | 0.77003 | 0.98617 | 0.64686 | 0.60661 | 0.81708 | 0.82648 | 0
Apr | 13 | 8 | Weekday | Thursday | 0.8131 | 0.93235 | 0.99318 | 0.83366 | 0.004395 | 0.83366 | 0.83366 | 1 | 0.83366 | 0.8131 | 0.8131 | 0.79937 | 0.98076 | 0.68862 | 0.96231 | 0.90307 | 0.663 | 1 | 0.98718 | 0.77792 | 0.9868 | 0.73712 | 0.98482 | 1 | 1 | 0.96032 | 1 | 0.79434 | 0.96447 | 0.69984 | 0.97456 | 0.90375 | 0.55632 | 0.99379 | 0.93818 | 0.74642 | 0.92694 | 0.74199 | 0.98966 | 0.94181 | 0.92604 | 0.92009 | 0.99952 | 0
Apr | 13 | 9 | Weekday | Thursday | 0.89907 | 0.9516 | 0.99659 | 0.78619 | 0.004395 | 0.78619 | 0.78619 | 0.99525 | 0.78619 | 0.89907 | 0.89907 | 0.97641 | 0.99489 | 0.55625 | 0.91477 | 0.86422 | 0.58018 | 0.99798 | 1 | 0.90756 | 0.99765 | 0.57305 | 0.98418 | 0.99525 | 0.98514 | 0.9179 | 0.97958 | 0.97375 | 0.982 | 0.56017 | 0.93265 | 0.86557 | 0.48641 | 0.99468 | 0.97065 | 0.93124 | 0.97129 | 0.55561 | 0.995 | 0.98787 | 0.97952 | 0.89063 | 0.99952 | 0
Apr | 13 | 10 | Weekday | Thursday | 0.97955 | 0.97663 | 1 | 0.75555 | 0.004395 | 0.75555 | 0.75555 | 0.95481 | 0.75555 | 0.97955 | 0.97955 | 0.96642 | 0.99659 | 0.52598 | 0.92097 | 0.86861 | 0.56043 | 0.99673 | 0.99472 | 0.92743 | 0.98751 | 0.56617 | 0.98898 | 0.95481 | 0.93333 | 1 | 0.97006 | 1 | 0.98661 | 0.56352 | 0.94159 | 0.86968 | 0.4955 | 1 | 0.98973 | 0.97893 | 0.987 | 0.55987 | 0.99958 | 0.99598 | 0.99218 | 1 | 0.99971 | 0
Apr | 13 | 11 | Weekday | Thursday | 1 | 0.99412 | 0.99601 | 0.72969 | 0.004395 | 0.72969 | 0.72969 | 0.93313 | 0.72969 | 1 | 1 | 0.91993 | 0.96947 | 0.53446 | 0.89275 | 0.87702 | 0.53843 | 0.95113 | 0.99775 | 0.8811 | 0.98095 | 0.56746 | 0.94805 | 0.93313 | 0.90482 | 0.93614 | 0.8786 | 0.98928 | 0.96033 | 0.58019 | 0.91099 | 0.87757 | 0.49184 | 0.95291 | 1 | 0.95158 | 1 | 0.56417 | 0.95481 | 1 | 1 | 0.93825 | 0.90602 | 0
Apr | 13 | 12 | Weekday | Thursday | 0.98455 | 0.99524 | 0.98589 | 0.71433 | 0.004395 | 0.71433 | 0.71433 | 0.91307 | 0.71433 | 0.98455 | 0.98455 | 0.76762 | 0.99485 | 0.52133 | 0.94212 | 0.86637 | 0.51726 | 0.98205 | 0.99193 | 0.86387 | 0.97015 | 0.5655 | 0.98466 | 0.91307 | 0.87989 | 0.92123 | 0.96074 | 0.80794 | 0.98838 | 0.56335 | 0.96847 | 0.86787 | 0.48332 | 0.99011 | 0.97618 | 0.93869 | 0.98642 | 0.56572 | 1 | 0.99658 | 0.99691 | 0.92903 | 0.99979 | 0
Apr | 13 | 13 | Weekday | Thursday | 0.94795 | 0.9924 | 0.98552 | 0.69421 | 0.004395 | 0.69421 | 0.69421 | 0.89819 | 0.69421 | 0.94795 | 0.94795 | 0.74191 | 0.9981 | 0.51584 | 0.9314 | 0.82007 | 0.49834 | 0.97441 | 0.97646 | 0.71671 | 0.95011 | 0.56263 | 0.97886 | 0.89819 | 0.86402 | 0.90061 | 0.95799 | 0.79615 | 0.99349 | 0.55517 | 0.96287 | 0.82331 | 0.47431 | 0.98284 | 0.96676 | 0.75059 | 0.96771 | 0.56244 | 0.99504 | 0.98797 | 0.98707 | 0.90944 | 0.99973 | 0
Apr | 13 | 14 | Weekday | Thursday | 0.92747 | 1 | 0.96967 | 0.68808 | 0.004395 | 0.68808 | 0.68808 | 0.88999 | 0.68808 | 0.92747 | 0.92747 | 0.79601 | 0.99839 | 0.5123 | 0.91639 | 0.81065 | 0.53297 | 0.93323 | 0.97226 | 0.72781 | 0.90623 | 0.56271 | 0.97786 | 0.88999 | 0.85473 | 0.88588 | 0.95713 | 0.79534 | 0.99624 | 0.54646 | 0.94816 | 0.81455 | 0.50878 | 0.94924 | 0.9525 | 0.74894 | 0.92857 | 0.5593 | 0.99485 | 0.98825 | 0.98634 | 0.89556 | 0.99992 | 0
Apr | 13 | 15 | Weekday | Thursday | 0.8799 | 0.99398 | 0.94929 | 0.715 | 0.004395 | 0.715 | 0.715 | 0.89354 | 0.715 | 0.8799 | 0.8799 | 0.97237 | 1 | 0.53128 | 0.94276 | 0.83218 | 0.71049 | 0.92798 | 0.92358 | 0.72891 | 0.83919 | 0.54922 | 0.97991 | 0.89354 | 0.86108 | 0.88818 | 0.95886 | 0.96962 | 1 | 0.60142 | 0.97351 | 0.83525 | 0.7026 | 0.94604 | 0.93525 | 0.74815 | 0.89942 | 0.59881 | 0.99613 | 0.99118 | 0.98901 | 0.89541 | 1 | 0
Apr | 13 | 16 | Weekday | Thursday | 0.82069 | 0.96148 | 0.92807 | 0.80304 | 0.004395 | 0.80304 | 0.80304 | 0.91114 | 0.80304 | 0.82069 | 0.82069 | 0.97301 | 0.98651 | 0.64006 | 0.84104 | 0.77092 | 0.86162 | 0.91695 | 0.71198 | 0.87621 | 0.75263 | 0.6685 | 0.63556 | 0.91114 | 0.88328 | 0.89148 | 0.29492 | 0.97226 | 0.98747 | 0.70338 | 0.86463 | 0.7751 | 0.85264 | 0.93503 | 0.68936 | 0.92903 | 0.74286 | 0.72008 | 0.63292 | 0.99206 | 0.98904 | 0.89086 | 0.29885 | 0
Apr | 13 | 17 | Weekday | Thursday | 0.77929 | 0.92563 | 0.91106 | 0.90423 | 0.004395 | 0.90423 | 0.90423 | 0.7479 | 0.90423 | 0.77929 | 0.77929 | 0.97645 | 0.79984 | 0.84836 | 0.67352 | 0.54588 | 0.92518 | 0.59712 | 0.72652 | 0.89428 | 0.76995 | 0.75286 | 0.51218 | 0.7479 | 0.72053 | 0.89236 | 0.11941 | 0.97349 | 0.78723 | 0.86903 | 0.68062 | 0.54818 | 0.90772 | 0.58459 | 0.68627 | 0.92866 | 0.738 | 0.79606 | 0.49606 | 0.75954 | 0.73464 | 0.87835 | 0.09897 | 0
Apr | 13 | 18 | Weekday | Thursday | 0.75437 | 0.90551 | 0.89604 | 0.95342 | 1 | 0.95342 | 0.95342 | 0.8416 | 0.95342 | 0.75437 | 0.75437 | 0.86651 | 0.80213 | 0.83329 | 0.68701 | 0.63529 | 0.98755 | 0.64618 | 0.7729 | 0.96907 | 0.79476 | 0.83246 | 0.65651 | 0.8416 | 0.87088 | 0.87903 | 0.23808 | 0.87562 | 0.78609 | 0.90855 | 0.68729 | 0.63895 | 0.98057 | 0.63349 | 0.71785 | 1 | 0.75729 | 0.88641 | 0.63355 | 0.82644 | 0.86083 | 0.84969 | 0.20023 | 0
Apr | 13 | 19 | Weekday | Thursday | 0.79007 | 0.91968 | 0.89312 | 1 | 1 | 1 | 1 | 0.83904 | 1 | 0.79007 | 0.79007 | 0.87619 | 0.72176 | 0.90148 | 0.58933 | 0.60781 | 1 | 0.59438 | 0.79424 | 0.84211 | 0.82436 | 0.93408 | 0.6726 | 0.83904 | 0.89224 | 0.81223 | 0.28932 | 0.89525 | 0.69002 | 1 | 0.56819 | 0.61063 | 1 | 0.5539 | 0.72799 | 0.83906 | 0.76775 | 1 | 0.63438 | 0.79422 | 0.84656 | 0.76298 | 0.23584 | 0
Apr | 13 | 20 | Weekday | Thursday | 0.81241 | 0.88213 | 0.88159 | 0.95367 | 1 | 0.95367 | 0.95367 | 0.3654 | 0.95367 | 0.81241 | 0.81241 | 0.87709 | 0.69267 | 0.95297 | 0.57748 | 0.62621 | 0.86128 | 0.44209 | 0.28658 | 0.85595 | 0.1799 | 0.90046 | 0.67951 | 0.3654 | 0.42397 | 0.60012 | 0.31061 | 0.89087 | 0.65764 | 0.9723 | 0.54886 | 0.62879 | 0.85674 | 0.41515 | 0.3071 | 0.83552 | 0.21895 | 0.94469 | 0.63372 | 0.37702 | 0.45618 | 0.54585 | 0.23926 | 0
Apr | 13 | 21 | Weekday | Thursday | 0.7601 | 0.82556 | 0.85931 | 0.86024 | 1 | 0.86024 | 0.86024 | 0.1785 | 0.86024 | 0.7601 | 0.7601 | 0.84972 | 0.65182 | 0.75605 | 0.30418 | 0.28275 | 0.70027 | 0.41419 | 0.28241 | 0.86312 | 0.17851 | 0.65739 | 0.40437 | 0.1785 | 0.23774 | 0.29652 | 0.32152 | 0.88658 | 0.6095 | 0.75859 | 0.3175 | 0.28497 | 0.67383 | 0.36779 | 0.30678 | 0.83124 | 0.21873 | 0.67191 | 0.40863 | 0.21171 | 0.29711 | 0.33772 | 0.24099 | 0
Apr | 13 | 22 | Weekday | Thursday | 0.75427 | 0.80543 | 0.83163 | 0.74118 | 1 | 0.74118 | 0.74118 | 0.1785 | 0.74118 | 0.75427 | 0.75427 | 0.82201 | 0.65029 | 0.53111 | 0.26123 | 0.26512 | 0.54581 | 0.39944 | 0.28494 | 0.90863 | 0.17821 | 0.45044 | 0.38278 | 0.1785 | 0.23774 | 0.40609 | 0.33814 | 0.90043 | 0.60641 | 0.52967 | 0.27264 | 0.26661 | 0.51847 | 0.35711 | 0.31094 | 0.86989 | 0.2206 | 0.44602 | 0.38639 | 0.21171 | 0.29711 | 0.46283 | 0.24366 | 0
Apr | 13 | 23 | Weekday | Thursday | 0.71688 | 0.82183 | 0.81 | 0.6301 | 1 | 0.6301 | 0.6301 | 0.18022 | 0.6301 | 0.71688 | 0.71688 | 0.58172 | 0.64154 | 0.39325 | 0.24225 | 0.25753 | 0.44401 | 0.42886 | 0.27783 | 0.63563 | 0.17702 | 0.39818 | 0.37126 | 0.18022 | 0.23917 | 0.30637 | 0.34702 | 0.51407 | 0.59385 | 0.41274 | 0.25256 | 0.25927 | 0.42031 | 0.37615 | 0.30687 | 0.49423 | 0.21879 | 0.38787 | 0.37749 | 0.21374 | 0.29889 | 0.3489 | 0.24504 | 0
Apr | 14 | 24 | Weekday | Friday | 0.69438 | 0.80694 | 0.78568 | 0.56767 | 1 | 0.56767 | 0.56767 | 0.1785 | 0.56767 | 0.69438 | 0.69438 | 0.2318 | 0.63916 | 0.34362 | 0.25096 | 0.26501 | 0.43669 | 0.39776 | 0.27944 | 0.29651 | 0.17702 | 0.3763 | 0.3823 | 0.1785 | 0.23774 | 0.28255 | 0.36477 | 0.33712 | 0.59045 | 0.37507 | 0.2616 | 0.26661 | 0.40579 | 0.35209 | 0.30686 | 0.34257 | 0.21879 | 0.36438 | 0.38639 | 0.21171 | 0.29711 | 0.32203 | 0.24791 | 0
Apr | 14 | 1 | Weekday | Friday | 0.69715 | 0.76909 | 0.77678 | 0.54463 | 1 | 0.54463 | 0.54463 | 0.1785 | 0.54463 | 0.69715 | 0.69715 | 0.23218 | 0.63622 | 0.32366 | 0.25104 | 0.26469 | 0.43542 | 0.43199 | 0.27921 | 0.29639 | 0.17629 | 0.35755 | 0.38375 | 0.1785 | 0.23774 | 0.281 | 0.36382 | 0.33771 | 0.58597 | 0.35423 | 0.26162 | 0.26661 | 0.39896 | 0.37586 | 0.30683 | 0.34359 | 0.21879 | 0.34177 | 0.38639 | 0.21171 | 0.29711 | 0.32014 | 0.24771 | 0
Apr | 14 | 2 | Weekday | Friday | 0.69189 | 0.75837 | 0.77314 | 0.53618 | 1 | 0.53618 | 0.53618 | 0.1785 | 0.53618 | 0.69189 | 0.69189 | 0.23256 | 0.63242 | 0.31424 | 0.25087 | 0.2649 | 0.43851 | 0.40091 | 0.27856 | 0.29745 | 0.17681 | 0.35889 | 0.37845 | 0.1785 | 0.23774 | 0.27935 | 0.37841 | 0.33793 | 0.5808 | 0.34434 | 0.2616 | 0.26661 | 0.394 | 0.35428 | 0.30678 | 0.34396 | 0.21876 | 0.33823 | 0.38639 | 0.21171 | 0.29711 | 0.31808 | 0.25007 | 0
Apr | 14 | 3 | Weekday | Friday | 0.68588 | 0.75745 | 0.77619 | 0.5306 | 1 | 0.5306 | 0.5306 | 0.1785 | 0.5306 | 0.68588 | 0.68588 | 0.23747 | 0.68648 | 0.34468 | 0.26163 | 0.2649 | 0.49264 | 0.55688 | 0.28197 | 0.30845 | 0.17868 | 0.37176 | 0.38375 | 0.1785 | 0.23774 | 0.32224 | 0.37586 | 0.34629 | 0.64292 | 0.3674 | 0.27272 | 0.26661 | 0.44677 | 0.49347 | 0.3099 | 0.35708 | 0.22086 | 0.35284 | 0.38639 | 0.21171 | 0.29711 | 0.36701 | 0.24962 | 0
Apr | 14 | 4 | Weekday | Friday | 0.70658 | 0.76335 | 0.79667 | 0.55446 | 1 | 0.55446 | 0.55446 | 0.16961 | 0.55446 | 0.70658 | 0.70658 | 0.5992 | 0.74356 | 0.45027 | 0.30223 | 0.27742 | 0.6162 | 0.68634 | 0.27886 | 0.6539 | 0.17578 | 0.44278 | 0.39479 | 0.16961 | 0.22411 | 0.32318 | 0.38124 | 0.5132 | 0.64147 | 0.44754 | 0.31485 | 0.27906 | 0.55442 | 0.5704 | 0.30666 | 0.49232 | 0.21861 | 0.42524 | 0.39777 | 0.20116 | 0.28007 | 0.36587 | 0.24411 | 0
Apr | 14 | 5 | Weekday | Friday | 0.68912 | 0.80269 | 0.85128 | 0.71184 | 0.59271 | 0.71184 | 0.71184 | 0.78044 | 0.71184 | 0.68912 | 0.68912 | 0.81347 | 0.8325 | 0.73512 | 0.47534 | 0.68079 | 0.71472 | 0.79552 | 0.66291 | 0.98803 | 0.7582 | 0.69189 | 0.51943 | 0.78044 | 0.82377 | 0.70729 | 0.4611 | 0.79427 | 0.78885 | 0.73063 | 0.37494 | 0.6868 | 0.58027 | 0.7383 | 0.31871 | 0.93014 | 0.36078 | 0.68861 | 0.42325 | 0.30901 | 0.25355 | 0.51617 | 0.26503 | 0
Apr | 14 | 6 | Weekday | Friday | 0.71001 | 0.85057 | 0.92553 | 0.84591 | 0.004395 | 0.84591 | 0.84591 | 0.72588 | 0.84591 | 0.71001 | 0.71001 | 0.9599 | 0.90948 | 0.97004 | 0.55552 | 0.70015 | 0.76682 | 0.91973 | 0.8441 | 0.96439 | 0.93594 | 0.87119 | 0.62378 | 0.72588 | 0.75136 | 0.70607 | 0.66733 | 0.95813 | 0.8812 | 0.93326 | 0.48751 | 0.69148 | 0.64073 | 0.88768 | 0.67205 | 0.9197 | 0.69898 | 0.89787 | 0.49024 | 0.41032 | 0.35467 | 0.5466 | 0.54501 | 0
Apr | 14 | 7 | Weekday | Friday | 0.76472 | 0.88296 | 0.97448 | 0.83628 | 0.004395 | 0.83628 | 0.83628 | 0.84636 | 0.83628 | 0.76472 | 0.76472 | 0.96743 | 0.94714 | 0.80114 | 1 | 1 | 0.74729 | 0.94666 | 0.99816 | 0.79574 | 1 | 0.78526 | 1 | 0.84636 | 0.85865 | 0.90604 | 0.87989 | 0.96165 | 0.92578 | 0.7841 | 1 | 1 | 0.62519 | 0.92588 | 0.92944 | 0.74241 | 0.90073 | 0.77003 | 0.98617 | 0.64686 | 0.60661 | 0.81708 | 0.82648 | 0
Apr | 14 | 8 | Weekday | Friday | 0.8131 | 0.93235 | 0.99318 | 0.83366 | 0.004395 | 0.83366 | 0.83366 | 1 | 0.83366 | 0.8131 | 0.8131 | 0.79937 | 0.98076 | 0.68862 | 0.96231 | 0.90307 | 0.663 | 1 | 0.98718 | 0.77792 | 0.9868 | 0.73712 | 0.98482 | 1 | 1 | 0.96032 | 1 | 0.79434 | 0.96447 | 0.69984 | 0.97456 | 0.90375 | 0.55632 | 0.99379 | 0.93818 | 0.74642 | 0.92694 | 0.74199 | 0.98966 | 0.94181 | 0.92604 | 0.92009 | 0.99952 | 0
Apr | 14 | 9 | Weekday | Friday | 0.89907 | 0.9516 | 0.99659 | 0.78619 | 0.004395 | 0.78619 | 0.78619 | 0.99525 | 0.78619 | 0.89907 | 0.89907 | 0.97641 | 0.99489 | 0.55625 | 0.91477 | 0.86422 | 0.58018 | 0.99798 | 1 | 0.90756 | 0.99765 | 0.57305 | 0.98418 | 0.99525 | 0.98514 | 0.9179 | 0.97958 | 0.97375 | 0.982 | 0.56017 | 0.93265 | 0.86557 | 0.48641 | 0.99468 | 0.97065 | 0.93124 | 0.97129 | 0.55561 | 0.995 | 0.98787 | 0.97952 | 0.89063 | 0.99952 | 0
Apr | 14 | 10 | Weekday | Friday | 0.97955 | 0.97663 | 1 | 0.75555 | 0.004395 | 0.75555 | 0.75555 | 0.95481 | 0.75555 | 0.97955 | 0.97955 | 0.96642 | 0.99659 | 0.52598 | 0.92097 | 0.86861 | 0.56043 | 0.99673 | 0.99472 | 0.92743 | 0.98751 | 0.56617 | 0.98898 | 0.95481 | 0.93333 | 1 | 0.97006 | 1 | 0.98661 | 0.56352 | 0.94159 | 0.86968 | 0.4955 | 1 | 0.98973 | 0.97893 | 0.987 | 0.55987 | 0.99958 | 0.99598 | 0.99218 | 1 | 0.99971 | 0
Apr | 14 | 11 | Weekday | Friday | 1 | 0.99412 | 0.99601 | 0.72969 | 0.004395 | 0.72969 | 0.72969 | 0.93313 | 0.72969 | 1 | 1 | 0.91993 | 0.96947 | 0.53446 | 0.89275 | 0.87702 | 0.53843 | 0.95113 | 0.99775 | 0.8811 | 0.98095 | 0.56746 | 0.94805 | 0.93313 | 0.90482 | 0.93614 | 0.8786 | 0.98928 | 0.96033 | 0.58019 | 0.91099 | 0.87757 | 0.49184 | 0.95291 | 1 | 0.95158 | 1 | 0.56417 | 0.95481 | 1 | 1 | 0.93825 | 0.90602 | 0
Apr | 14 | 12 | Weekday | Friday | 0.98455 | 0.99524 | 0.98589 | 0.71433 | 0.004395 | 0.71433 | 0.71433 | 0.91307 | 0.71433 | 0.98455 | 0.98455 | 0.76762 | 0.99485 | 0.52133 | 0.94212 | 0.86637 | 0.51726 | 0.98205 | 0.99193 | 0.86387 | 0.97015 | 0.5655 | 0.98466 | 0.91307 | 0.87989 | 0.92123 | 0.96074 | 0.80794 | 0.98838 | 0.56335 | 0.96847 | 0.86787 | 0.48332 | 0.99011 | 0.97618 | 0.93869 | 0.98642 | 0.56572 | 1 | 0.99658 | 0.99691 | 0.92903 | 0.99979 | 0
Apr | 14 | 13 | Weekday | Friday | 0.94795 | 0.9924 | 0.98552 | 0.69421 | 0.004395 | 0.69421 | 0.69421 | 0.89819 | 0.69421 | 0.94795 | 0.94795 | 0.74191 | 0.9981 | 0.51584 | 0.9314 | 0.82007 | 0.49834 | 0.97441 | 0.97646 | 0.71671 | 0.95011 | 0.56263 | 0.97886 | 0.89819 | 0.86402 | 0.90061 | 0.95799 | 0.79615 | 0.99349 | 0.55517 | 0.96287 | 0.82331 | 0.47431 | 0.98284 | 0.96676 | 0.75059 | 0.96771 | 0.56244 | 0.99504 | 0.98797 | 0.98707 | 0.90944 | 0.99973 | 0
Apr | 14 | 14 | Weekday | Friday | 0.92747 | 1 | 0.96967 | 0.68808 | 0.004395 | 0.68808 | 0.68808 | 0.88999 | 0.68808 | 0.92747 | 0.92747 | 0.79601 | 0.99839 | 0.5123 | 0.91639 | 0.81065 | 0.53297 | 0.93323 | 0.97226 | 0.72781 | 0.90623 | 0.56271 | 0.97786 | 0.88999 | 0.85473 | 0.88588 | 0.95713 | 0.79534 | 0.99624 | 0.54646 | 0.94816 | 0.81455 | 0.50878 | 0.94924 | 0.9525 | 0.74894 | 0.92857 | 0.5593 | 0.99485 | 0.98825 | 0.98634 | 0.89556 | 0.99992 | 0
Apr | 14 | 15 | Weekday | Friday | 0.8799 | 0.99398 | 0.94929 | 0.715 | 0.004395 | 0.715 | 0.715 | 0.89354 | 0.715 | 0.8799 | 0.8799 | 0.97237 | 1 | 0.53128 | 0.94276 | 0.83218 | 0.71049 | 0.92798 | 0.92358 | 0.72891 | 0.83919 | 0.54922 | 0.97991 | 0.89354 | 0.86108 | 0.88818 | 0.95886 | 0.96962 | 1 | 0.60142 | 0.97351 | 0.83525 | 0.7026 | 0.94604 | 0.93525 | 0.74815 | 0.89942 | 0.59881 | 0.99613 | 0.99118 | 0.98901 | 0.89541 | 1 | 0
Apr | 14 | 16 | Weekday | Friday | 0.82069 | 0.96148 | 0.92807 | 0.80304 | 0.004395 | 0.80304 | 0.80304 | 0.91114 | 0.80304 | 0.82069 | 0.82069 | 0.97301 | 0.98651 | 0.64006 | 0.84104 | 0.77092 | 0.86162 | 0.91695 | 0.71198 | 0.87621 | 0.75263 | 0.6685 | 0.63556 | 0.91114 | 0.88328 | 0.89148 | 0.29492 | 0.97226 | 0.98747 | 0.70338 | 0.86463 | 0.7751 | 0.85264 | 0.93503 | 0.68936 | 0.92903 | 0.74286 | 0.72008 | 0.63292 | 0.99206 | 0.98904 | 0.89086 | 0.29885 | 0
Apr | 14 | 17 | Weekday | Friday | 0.77929 | 0.92563 | 0.91106 | 0.90423 | 0.004395 | 0.90423 | 0.90423 | 0.7479 | 0.90423 | 0.77929 | 0.77929 | 0.97645 | 0.79984 | 0.84836 | 0.67352 | 0.54588 | 0.92518 | 0.59712 | 0.72652 | 0.89428 | 0.76995 | 0.75286 | 0.51218 | 0.7479 | 0.72053 | 0.89236 | 0.11941 | 0.97349 | 0.78723 | 0.86903 | 0.68062 | 0.54818 | 0.90772 | 0.58459 | 0.68627 | 0.92866 | 0.738 | 0.79606 | 0.49606 | 0.75954 | 0.73464 | 0.87835 | 0.09897 | 0
Apr | 14 | 18 | Weekday | Friday | 0.75437 | 0.90551 | 0.89604 | 0.95342 | 1 | 0.95342 | 0.95342 | 0.8416 | 0.95342 | 0.75437 | 0.75437 | 0.86651 | 0.80213 | 0.83329 | 0.68701 | 0.63529 | 0.98755 | 0.64618 | 0.7729 | 0.96907 | 0.79476 | 0.83246 | 0.65651 | 0.8416 | 0.87088 | 0.87903 | 0.23808 | 0.87562 | 0.78609 | 0.90855 | 0.68729 | 0.63895 | 0.98057 | 0.63349 | 0.71785 | 1 | 0.75729 | 0.88641 | 0.63355 | 0.82644 | 0.86083 | 0.84969 | 0.20023 | 0
Apr | 14 | 19 | Weekday | Friday | 0.79007 | 0.91968 | 0.89312 | 1 | 1 | 1 | 1 | 0.83904 | 1 | 0.79007 | 0.79007 | 0.87619 | 0.72176 | 0.90148 | 0.58933 | 0.60781 | 1 | 0.59438 | 0.79424 | 0.84211 | 0.82436 | 0.93408 | 0.6726 | 0.83904 | 0.89224 | 0.81223 | 0.28932 | 0.89525 | 0.69002 | 1 | 0.56819 | 0.61063 | 1 | 0.5539 | 0.72799 | 0.83906 | 0.76775 | 1 | 0.63438 | 0.79422 | 0.84656 | 0.76298 | 0.23584 | 0
Apr | 14 | 20 | Weekday | Friday | 0.81241 | 0.88213 | 0.88159 | 0.95367 | 1 | 0.95367 | 0.95367 | 0.3654 | 0.95367 | 0.81241 | 0.81241 | 0.87709 | 0.69267 | 0.95297 | 0.57748 | 0.62621 | 0.86128 | 0.44209 | 0.28658 | 0.85595 | 0.1799 | 0.90046 | 0.67951 | 0.3654 | 0.42397 | 0.60012 | 0.31061 | 0.89087 | 0.65764 | 0.9723 | 0.54886 | 0.62879 | 0.85674 | 0.41515 | 0.3071 | 0.83552 | 0.21895 | 0.94469 | 0.63372 | 0.37702 | 0.45618 | 0.54585 | 0.23926 | 0
Apr | 14 | 21 | Weekday | Friday | 0.7601 | 0.82556 | 0.85931 | 0.86024 | 1 | 0.86024 | 0.86024 | 0.1785 | 0.86024 | 0.7601 | 0.7601 | 0.84972 | 0.65182 | 0.75605 | 0.30418 | 0.28275 | 0.70027 | 0.41419 | 0.28241 | 0.86312 | 0.17851 | 0.65739 | 0.40437 | 0.1785 | 0.23774 | 0.29652 | 0.32152 | 0.88658 | 0.6095 | 0.75859 | 0.3175 | 0.28497 | 0.67383 | 0.36779 | 0.30678 | 0.83124 | 0.21873 | 0.67191 | 0.40863 | 0.21171 | 0.29711 | 0.33772 | 0.24099 | 0
Apr | 14 | 22 | Weekday | Friday | 0.75427 | 0.80543 | 0.83163 | 0.74118 | 1 | 0.74118 | 0.74118 | 0.1785 | 0.74118 | 0.75427 | 0.75427 | 0.82201 | 0.65029 | 0.53111 | 0.26123 | 0.26512 | 0.54581 | 0.39944 | 0.28494 | 0.90863 | 0.17821 | 0.45044 | 0.38278 | 0.1785 | 0.23774 | 0.40609 | 0.33814 | 0.90043 | 0.60641 | 0.52967 | 0.27264 | 0.26661 | 0.51847 | 0.35711 | 0.31094 | 0.86989 | 0.2206 | 0.44602 | 0.38639 | 0.21171 | 0.29711 | 0.46283 | 0.24366 | 0
Apr | 14 | 23 | Weekday | Friday | 0.71688 | 0.82183 | 0.81 | 0.6301 | 1 | 0.6301 | 0.6301 | 0.17164 | 0.6301 | 0.71688 | 0.71688 | 0.58305 | 0.62232 | 0.40224 | 0.22896 | 0.24632 | 0.43335 | 0.39933 | 0.27877 | 0.63602 | 0.17663 | 0.40107 | 0.36071 | 0.17164 | 0.23205 | 0.31285 | 0.35227 | 0.51298 | 0.57402 | 0.42229 | 0.23888 | 0.24826 | 0.41319 | 0.34163 | 0.30679 | 0.49298 | 0.21876 | 0.39048 | 0.36415 | 0.20357 | 0.29 | 0.35636 | 0.24588 | 0
Apr | 15 | 24 | Weekend | Saturday | 0.71338 | 0.82263 | 0.80669 | 0.58166 | 1 | 0.58166 | 0.58166 | 0.17593 | 0.58166 | 0.71338 | 0.71338 | 0.2315 | 0.61578 | 0.37505 | 0.20731 | 0.22879 | 0.42375 | 0.44118 | 0.27753 | 0.29512 | 0.17589 | 0.40094 | 0.33912 | 0.17593 | 0.23561 | 0.2832 | 0.35364 | 0.33702 | 0.5657 | 0.41546 | 0.21623 | 0.22991 | 0.3981 | 0.37245 | 0.30676 | 0.34239 | 0.21874 | 0.39266 | 0.34191 | 0.20865 | 0.29444 | 0.32254 | 0.2461 | 0
Apr | 15 | 1 | Weekend | Saturday | 0.71186 | 0.78232 | 0.79654 | 0.55945 | 1 | 0.55945 | 0.55945 | 0.17593 | 0.55945 | 0.71186 | 0.71186 | 0.2328 | 0.61539 | 0.33203 | 0.20737 | 0.22837 | 0.42111 | 0.41101 | 0.27749 | 0.29643 | 0.17696 | 0.35948 | 0.33816 | 0.17593 | 0.23561 | 0.27941 | 0.37309 | 0.33756 | 0.56421 | 0.36078 | 0.21623 | 0.22991 | 0.39095 | 0.35332 | 0.30671 | 0.34334 | 0.21872 | 0.33976 | 0.34191 | 0.20865 | 0.29444 | 0.31845 | 0.24918 | 0
Apr | 15 | 2 | Weekend | Saturday | 0.70433 | 0.77009 | 0.79049 | 0.55013 | 1 | 0.55013 | 0.55013 | 0.17593 | 0.55013 | 0.70433 | 0.70433 | 0.23202 | 0.61702 | 0.32432 | 0.20731 | 0.22879 | 0.42437 | 0.45203 | 0.27907 | 0.29731 | 0.17607 | 0.35549 | 0.3372 | 0.17593 | 0.23561 | 0.27694 | 0.36723 | 0.33783 | 0.56479 | 0.35455 | 0.21623 | 0.22991 | 0.38772 | 0.38385 | 0.30668 | 0.34379 | 0.2187 | 0.33723 | 0.34191 | 0.20865 | 0.29444 | 0.31539 | 0.24824 | 0
Apr | 15 | 3 | Weekend | Saturday | 0.69832 | 0.76834 | 0.79082 | 0.54304 | 1 | 0.54304 | 0.54304 | 0.17593 | 0.54304 | 0.69832 | 0.69832 | 0.23469 | 0.62052 | 0.3489 | 0.21819 | 0.22816 | 0.48094 | 0.48938 | 0.27809 | 0.30088 | 0.17736 | 0.37592 | 0.34009 | 0.17593 | 0.23561 | 0.29613 | 0.38951 | 0.34123 | 0.57014 | 0.37106 | 0.22744 | 0.22991 | 0.44148 | 0.42592 | 0.30783 | 0.34912 | 0.21948 | 0.35198 | 0.34191 | 0.20865 | 0.29444 | 0.33728 | 0.2518 | 0
Apr | 15 | 4 | Weekend | Saturday | 0.7168 | 0.77146 | 0.81006 | 0.56378 | 1 | 0.56378 | 0.56378 | 0.16408 | 0.56378 | 0.7168 | 0.7168 | 0.61 | 0.61857 | 0.38604 | 0.23563 | 0.21917 | 0.60178 | 0.62481 | 0.27534 | 0.65734 | 0.17339 | 0.40528 | 0.32104 | 0.16408 | 0.21743 | 0.29615 | 0.36732 | 0.50572 | 0.56672 | 0.40103 | 0.24507 | 0.21977 | 0.54429 | 0.52179 | 0.30298 | 0.48212 | 0.21608 | 0.38564 | 0.32329 | 0.1946 | 0.27172 | 0.33484 | 0.23729 | 0
Apr | 15 | 5 | Weekend | Saturday | 0.6985 | 0.80577 | 0.86157 | 0.71762 | 0.7511 | 0.71762 | 0.71762 | 0.43951 | 0.71762 | 0.6985 | 0.6985 | 0.83131 | 0.64211 | 0.54858 | 0.33872 | 0.37005 | 0.70786 | 0.62497 | 0.24217 | 1 | 0.15374 | 0.54695 | 0.33575 | 0.43951 | 0.4662 | 0.66448 | 0.29515 | 0.7978 | 0.60483 | 0.5833 | 0.30203 | 0.3733 | 0.57735 | 0.56198 | 0.2675 | 0.93142 | 0.19114 | 0.53963 | 0.3054 | 0.19563 | 0.1723 | 0.44092 | 0.14355 | 0
Apr | 15 | 6 | Weekend | Saturday | 0.71583 | 0.85074 | 0.93227 | 0.84693 | 0.004395 | 0.84693 | 0.84693 | 0.40123 | 0.84693 | 0.71583 | 0.71583 | 0.91008 | 0.70928 | 0.79081 | 0.34802 | 0.34395 | 0.75229 | 0.68174 | 0.2363 | 0.94857 | 0.15066 | 0.70862 | 0.34394 | 0.40123 | 0.41465 | 0.67096 | 0.34952 | 0.95389 | 0.65377 | 0.7662 | 0.31687 | 0.33746 | 0.62674 | 0.62698 | 0.26009 | 0.91651 | 0.18594 | 0.71366 | 0.27687 | 0.24532 | 0.21772 | 0.47591 | 0.18456 | 0
Apr | 15 | 7 | Weekend | Saturday | 0.76106 | 0.88072 | 0.9794 | 0.84281 | 0.004395 | 0.84281 | 0.84281 | 0.83835 | 0.84281 | 0.76106 | 0.76106 | 0.92865 | 0.73994 | 1 | 0.44314 | 0.38687 | 0.69973 | 0.71061 | 0.23637 | 0.79407 | 0.1496 | 1 | 0.38295 | 0.83835 | 0.85764 | 0.7986 | 0.32358 | 0.95412 | 0.69988 | 0.93427 | 0.43107 | 0.38277 | 0.57018 | 0.68038 | 0.26016 | 0.73802 | 0.18598 | 0.99573 | 0.34356 | 0.5135 | 0.46264 | 0.65628 | 0.1899 | 0
Apr | 15 | 8 | Weekend | Saturday | 0.80478 | 0.92673 | 0.99641 | 0.85488 | 0.004395 | 0.85488 | 0.85488 | 0.83166 | 0.85488 | 0.80478 | 0.80478 | 0.81266 | 0.77866 | 0.80764 | 0.41022 | 0.3761 | 0.61565 | 0.758 | 0.23771 | 0.79113 | 0.15077 | 0.84561 | 0.37479 | 0.83166 | 0.83918 | 0.76567 | 0.35223 | 0.78334 | 0.74577 | 0.77901 | 0.40264 | 0.37363 | 0.49807 | 0.72699 | 0.26031 | 0.73869 | 0.18608 | 0.84678 | 0.34355 | 0.65925 | 0.6248 | 0.64613 | 0.25727 | 0
Apr | 15 | 9 | Weekend | Saturday | 0.89341 | 0.94732 | 0.99842 | 0.81513 | 0.004395 | 0.81513 | 0.81513 | 0.87355 | 0.81513 | 0.89341 | 0.89341 | 1 | 0.78984 | 0.64719 | 0.36714 | 0.3569 | 0.52976 | 0.72336 | 0.2365 | 0.9263 | 0.15633 | 0.61029 | 0.37208 | 0.87355 | 0.86752 | 0.83541 | 0.32064 | 0.95478 | 0.75933 | 0.62436 | 0.36233 | 0.35494 | 0.4241 | 0.70048 | 0.2603 | 0.91763 | 0.1861 | 0.58329 | 0.34355 | 0.78452 | 0.75975 | 0.75655 | 0.25411 | 0
Apr | 15 | 10 | Weekend | Saturday | 0.97352 | 0.97249 | 0.99907 | 0.78411 | 0.004395 | 0.78411 | 0.78411 | 0.82793 | 0.78411 | 0.97352 | 0.97352 | 0.98368 | 0.7995 | 0.59443 | 0.35575 | 0.35667 | 0.50564 | 0.74855 | 0.23994 | 0.93489 | 0.15355 | 0.57575 | 0.36759 | 0.82793 | 0.80911 | 0.91677 | 0.30218 | 0.97154 | 0.77142 | 0.6007 | 0.3521 | 0.35595 | 0.42846 | 0.72179 | 0.26412 | 0.95806 | 0.18771 | 0.55864 | 0.34355 | 0.78211 | 0.75975 | 0.8693 | 0.25286 | 0
Apr | 15 | 11 | Weekend | Saturday | 0.99489 | 0.9878 | 0.99455 | 0.75209 | 0.004395 | 0.75209 | 0.75209 | 0.85519 | 0.75209 | 0.99489 | 0.99489 | 0.94519 | 0.79653 | 0.54974 | 0.3536 | 0.34455 | 0.48481 | 0.68978 | 0.23849 | 0.88648 | 0.15257 | 0.57417 | 0.30706 | 0.85519 | 0.82501 | 0.88784 | 0.21575 | 0.95614 | 0.76946 | 0.58839 | 0.3521 | 0.34454 | 0.42535 | 0.66808 | 0.26027 | 0.92661 | 0.18604 | 0.56114 | 0.27684 | 0.86598 | 0.84972 | 0.85471 | 0.17399 | 0
Apr | 15 | 12 | Weekend | Saturday | 0.98411 | 0.98713 | 0.98212 | 0.73503 | 0.004395 | 0.73503 | 0.73503 | 0.83405 | 0.73503 | 0.98411 | 0.98411 | 0.79925 | 0.7944 | 0.52892 | 0.35285 | 0.33196 | 0.46291 | 0.74031 | 0.23548 | 0.87907 | 0.15269 | 0.5692 | 0.3101 | 0.83405 | 0.79832 | 0.87422 | 0.21048 | 0.78435 | 0.76867 | 0.55943 | 0.35209 | 0.33187 | 0.41445 | 0.71718 | 0.26052 | 0.91946 | 0.18619 | 0.56306 | 0.27684 | 0.86557 | 0.84972 | 0.84843 | 0.17396 | 0
Apr | 15 | 13 | Weekend | Saturday | 0.95145 | 0.9831 | 0.98346 | 0.71266 | 0.004395 | 0.71266 | 0.71266 | 0.82349 | 0.71266 | 0.95145 | 0.95145 | 0.76827 | 0.79574 | 0.5308 | 0.25213 | 0.26401 | 0.44958 | 0.70847 | 0.23678 | 0.73605 | 0.152 | 0.56825 | 0.31013 | 0.82349 | 0.78622 | 0.85715 | 0.20615 | 0.78438 | 0.77097 | 0.56046 | 0.24065 | 0.26374 | 0.41083 | 0.69194 | 0.26061 | 0.74085 | 0.18624 | 0.56376 | 0.27684 | 0.86544 | 0.84972 | 0.8348 | 0.17349 | 0
Apr | 15 | 14 | Weekend | Saturday | 0.93074 | 0.9908 | 0.97063 | 0.70533 | 0.004395 | 0.70533 | 0.70533 | 0.81507 | 0.70533 | 0.93074 | 0.93074 | 0.80862 | 0.75987 | 0.53121 | 0.25623 | 0.26632 | 0.4852 | 0.74102 | 0.23633 | 0.73796 | 0.15196 | 0.56992 | 0.30583 | 0.81507 | 0.77832 | 0.8434 | 0.20645 | 0.78412 | 0.74355 | 0.55904 | 0.24425 | 0.26663 | 0.44622 | 0.71797 | 0.26057 | 0.74029 | 0.18619 | 0.56079 | 0.27688 | 0.86541 | 0.84972 | 0.82253 | 0.17365 | 0
Apr | 15 | 15 | Weekend | Saturday | 0.88421 | 0.9861 | 0.95077 | 0.72813 | 0.004395 | 0.72813 | 0.72813 | 0.81729 | 0.72813 | 0.88421 | 0.88421 | 0.97895 | 0.74981 | 0.55417 | 0.32336 | 0.27592 | 0.66083 | 0.67304 | 0.23666 | 0.73673 | 0.15019 | 0.5565 | 0.31089 | 0.81729 | 0.78308 | 0.84194 | 0.12724 | 0.95395 | 0.7327 | 0.62134 | 0.31203 | 0.27652 | 0.6385 | 0.65591 | 0.26004 | 0.73734 | 0.18581 | 0.59776 | 0.27684 | 0.86562 | 0.84972 | 0.82257 | 0.10018 | 0
Apr | 15 | 16 | Weekend | Saturday | 0.82951 | 0.95572 | 0.92932 | 0.81131 | 0.004395 | 0.81131 | 0.81131 | 0.78688 | 0.81131 | 0.82951 | 0.82951 | 0.98764 | 0.71536 | 0.62656 | 0.33215 | 0.27387 | 0.84499 | 0.65511 | 0.23544 | 0.89173 | 0.15018 | 0.62854 | 0.28932 | 0.78688 | 0.76046 | 0.80687 | 0.13568 | 0.95423 | 0.69479 | 0.69781 | 0.3128 | 0.27436 | 0.82717 | 0.62907 | 0.26003 | 0.9161 | 0.18579 | 0.67725 | 0.24348 | 0.78003 | 0.75975 | 0.76631 | 0.10158 | 0
Apr | 15 | 17 | Weekend | Saturday | 0.79259 | 0.92359 | 0.91115 | 0.90236 | 0.004395 | 0.90236 | 0.90236 | 0.6575 | 0.90236 | 0.79259 | 0.79259 | 0.9851 | 0.69574 | 0.76958 | 0.27075 | 0.12925 | 0.91196 | 0.46249 | 0.23662 | 0.89455 | 0.14907 | 0.78048 | 0.15446 | 0.6575 | 0.63483 | 0.80503 | 0.14695 | 0.95486 | 0.66736 | 0.8671 | 0.28231 | 0.12953 | 0.88694 | 0.42557 | 0.25999 | 0.91614 | 0.18577 | 0.8362 | 0.15567 | 0.58802 | 0.55261 | 0.74242 | 0.10332 | 0
Apr | 15 | 18 | Weekend | Saturday | 0.76744 | 0.90189 | 0.89487 | 0.93956 | 1 | 0.93956 | 0.93956 | 0.51202 | 0.93956 | 0.76744 | 0.76744 | 0.85938 | 0.70114 | 0.83344 | 0.27088 | 0.2035 | 0.97611 | 0.51955 | 0.26846 | 0.96855 | 0.17046 | 0.85245 | 0.29488 | 0.51202 | 0.54967 | 0.74851 | 0.26304 | 0.86316 | 0.66994 | 0.905 | 0.28248 | 0.20456 | 0.96205 | 0.48115 | 0.29669 | 0.99335 | 0.21153 | 0.90943 | 0.29535 | 0.51533 | 0.56429 | 0.66304 | 0.20413 | 0
Apr | 15 | 19 | Weekend | Saturday | 0.80517 | 0.91582 | 0.89012 | 0.98643 | 1 | 0.98643 | 0.98643 | 0.51805 | 0.98643 | 0.80517 | 0.80517 | 0.87552 | 0.65462 | 0.88068 | 0.28231 | 0.22879 | 0.98845 | 0.5108 | 0.27941 | 0.83817 | 0.17671 | 0.93028 | 0.34009 | 0.51805 | 0.57563 | 0.72908 | 0.31794 | 0.8819 | 0.61115 | 0.97101 | 0.29416 | 0.22991 | 0.98284 | 0.46124 | 0.3084 | 0.83178 | 0.21977 | 0.99189 | 0.34191 | 0.51052 | 0.5799 | 0.63273 | 0.24029 | 0
Apr | 15 | 20 | Weekend | Saturday | 0.82518 | 0.88016 | 0.87753 | 0.94671 | 1 | 0.94671 | 0.94671 | 0.23416 | 0.94671 | 0.82518 | 0.82518 | 0.86787 | 0.65555 | 0.85133 | 0.26125 | 0.22879 | 0.84849 | 0.43747 | 0.27879 | 0.8452 | 0.18946 | 0.91149 | 0.33816 | 0.23416 | 0.29316 | 0.60122 | 0.32956 | 0.88014 | 0.61019 | 0.92867 | 0.27191 | 0.22991 | 0.84126 | 0.39306 | 0.30772 | 0.82911 | 0.21938 | 0.96891 | 0.34191 | 0.27773 | 0.36637 | 0.52231 | 0.24222 | 0
Apr | 15 | 21 | Weekend | Saturday | 0.77518 | 0.82801 | 0.85372 | 0.85668 | 1 | 0.85668 | 0.85668 | 0.17593 | 0.85668 | 0.77518 | 0.77518 | 0.8345 | 0.65112 | 0.81598 | 0.23972 | 0.22858 | 0.68613 | 0.41985 | 0.27798 | 0.849 | 0.17624 | 0.71142 | 0.33912 | 0.17593 | 0.23561 | 0.28819 | 0.34596 | 0.87753 | 0.60174 | 0.78261 | 0.24973 | 0.22991 | 0.66029 | 0.3629 | 0.30681 | 0.82514 | 0.21873 | 0.72208 | 0.34191 | 0.20865 | 0.29444 | 0.32834 | 0.24479 | 0
Apr | 15 | 22 | Weekend | Saturday | 0.76687 | 0.81283 | 0.82576 | 0.74471 | 1 | 0.74471 | 0.74471 | 0.17593 | 0.74471 | 0.76687 | 0.76687 | 0.8107 | 0.63607 | 0.57834 | 0.21837 | 0.22796 | 0.53128 | 0.40206 | 0.28184 | 0.89822 | 0.17685 | 0.47536 | 0.33912 | 0.17593 | 0.23561 | 0.39873 | 0.35366 | 0.89506 | 0.58421 | 0.55714 | 0.22748 | 0.22991 | 0.50702 | 0.34703 | 0.31065 | 0.86641 | 0.2204 | 0.46699 | 0.34191 | 0.20865 | 0.29444 | 0.4542 | 0.2461 | 0
Apr | 15 | 23 | Weekend | Saturday | 0.72865 | 0.82794 | 0.80327 | 0.63948 | 1 | 0.63948 | 0.63948 | 0.17164 | 0.63948 | 0.72865 | 0.72865 | 0.58305 | 0.62232 | 0.40224 | 0.22896 | 0.24632 | 0.43335 | 0.39933 | 0.27877 | 0.63602 | 0.17663 | 0.40107 | 0.36071 | 0.17164 | 0.23205 | 0.31285 | 0.35227 | 0.51298 | 0.57402 | 0.42229 | 0.23888 | 0.24826 | 0.41319 | 0.34163 | 0.30679 | 0.49298 | 0.21876 | 0.39048 | 0.36415 | 0.20357 | 0.29 | 0.35636 | 0.24588 | 0
Apr | 16 | 24 | Weekend | Sunday | 0.71338 | 0.82263 | 0.80669 | 0.58166 | 1 | 0.58166 | 0.58166 | 0.17593 | 0.58166 | 0.71338 | 0.71338 | 0.2315 | 0.61578 | 0.37505 | 0.20731 | 0.22879 | 0.42375 | 0.44118 | 0.27753 | 0.29512 | 0.17589 | 0.40094 | 0.33912 | 0.17593 | 0.23561 | 0.2832 | 0.35364 | 0.33702 | 0.5657 | 0.41546 | 0.21623 | 0.22991 | 0.3981 | 0.37245 | 0.30676 | 0.34239 | 0.21874 | 0.39266 | 0.34191 | 0.20865 | 0.29444 | 0.32254 | 0.2461 | 0
Apr | 16 | 1 | Weekend | Sunday | 0.71186 | 0.78232 | 0.79654 | 0.55945 | 1 | 0.55945 | 0.55945 | 0.17593 | 0.55945 | 0.71186 | 0.71186 | 0.2328 | 0.61539 | 0.33203 | 0.20737 | 0.22837 | 0.42111 | 0.41101 | 0.27749 | 0.29643 | 0.17696 | 0.35948 | 0.33816 | 0.17593 | 0.23561 | 0.27941 | 0.37309 | 0.33756 | 0.56421 | 0.36078 | 0.21623 | 0.22991 | 0.39095 | 0.35332 | 0.30671 | 0.34334 | 0.21872 | 0.33976 | 0.34191 | 0.20865 | 0.29444 | 0.31845 | 0.24918 | 0
Apr | 16 | 2 | Weekend | Sunday | 0.70433 | 0.77009 | 0.79049 | 0.55013 | 1 | 0.55013 | 0.55013 | 0.17593 | 0.55013 | 0.70433 | 0.70433 | 0.23202 | 0.61702 | 0.32432 | 0.20731 | 0.22879 | 0.42437 | 0.45203 | 0.27907 | 0.29731 | 0.17607 | 0.35549 | 0.3372 | 0.17593 | 0.23561 | 0.27694 | 0.36723 | 0.33783 | 0.56479 | 0.35455 | 0.21623 | 0.22991 | 0.38772 | 0.38385 | 0.30668 | 0.34379 | 0.2187 | 0.33723 | 0.34191 | 0.20865 | 0.29444 | 0.31539 | 0.24824 | 0
Apr | 16 | 3 | Weekend | Sunday | 0.69832 | 0.76834 | 0.79082 | 0.54304 | 1 | 0.54304 | 0.54304 | 0.17593 | 0.54304 | 0.69832 | 0.69832 | 0.23469 | 0.62052 | 0.3489 | 0.21819 | 0.22816 | 0.48094 | 0.48938 | 0.27809 | 0.30088 | 0.17736 | 0.37592 | 0.34009 | 0.17593 | 0.23561 | 0.29613 | 0.38951 | 0.34123 | 0.57014 | 0.37106 | 0.22744 | 0.22991 | 0.44148 | 0.42592 | 0.30783 | 0.34912 | 0.21948 | 0.35198 | 0.34191 | 0.20865 | 0.29444 | 0.33728 | 0.2518 | 0
Apr | 16 | 4 | Weekend | Sunday | 0.7168 | 0.77146 | 0.81006 | 0.56378 | 1 | 0.56378 | 0.56378 | 0.16408 | 0.56378 | 0.7168 | 0.7168 | 0.61 | 0.61857 | 0.38604 | 0.23563 | 0.21917 | 0.60178 | 0.62481 | 0.27534 | 0.65734 | 0.17339 | 0.40528 | 0.32104 | 0.16408 | 0.21743 | 0.29615 | 0.36732 | 0.50572 | 0.56672 | 0.40103 | 0.24507 | 0.21977 | 0.54429 | 0.52179 | 0.30298 | 0.48212 | 0.21608 | 0.38564 | 0.32329 | 0.1946 | 0.27172 | 0.33484 | 0.23729 | 0
Apr | 16 | 5 | Weekend | Sunday | 0.6985 | 0.80577 | 0.86157 | 0.71762 | 0.7511 | 0.71762 | 0.71762 | 0.43951 | 0.71762 | 0.6985 | 0.6985 | 0.83131 | 0.64211 | 0.54858 | 0.33872 | 0.37005 | 0.70786 | 0.62497 | 0.24217 | 1 | 0.15374 | 0.54695 | 0.33575 | 0.43951 | 0.4662 | 0.66448 | 0.29515 | 0.7978 | 0.60483 | 0.5833 | 0.30203 | 0.3733 | 0.57735 | 0.56198 | 0.2675 | 0.93142 | 0.19114 | 0.53963 | 0.3054 | 0.19563 | 0.1723 | 0.44092 | 0.14355 | 0
Apr | 16 | 6 | Weekend | Sunday | 0.71583 | 0.85074 | 0.93227 | 0.84693 | 0.004395 | 0.84693 | 0.84693 | 0.40123 | 0.84693 | 0.71583 | 0.71583 | 0.91008 | 0.70928 | 0.79081 | 0.34802 | 0.34395 | 0.75229 | 0.68174 | 0.2363 | 0.94857 | 0.15066 | 0.70862 | 0.34394 | 0.40123 | 0.41465 | 0.67096 | 0.34952 | 0.95389 | 0.65377 | 0.7662 | 0.31687 | 0.33746 | 0.62674 | 0.62698 | 0.26009 | 0.91651 | 0.18594 | 0.71366 | 0.27687 | 0.24532 | 0.21772 | 0.47591 | 0.18456 | 0
Apr | 16 | 7 | Weekend | Sunday | 0.76106 | 0.88072 | 0.9794 | 0.84281 | 0.004395 | 0.84281 | 0.84281 | 0.83835 | 0.84281 | 0.76106 | 0.76106 | 0.92865 | 0.73994 | 1 | 0.44314 | 0.38687 | 0.69973 | 0.71061 | 0.23637 | 0.79407 | 0.1496 | 1 | 0.38295 | 0.83835 | 0.85764 | 0.7986 | 0.32358 | 0.95412 | 0.69988 | 0.93427 | 0.43107 | 0.38277 | 0.57018 | 0.68038 | 0.26016 | 0.73802 | 0.18598 | 0.99573 | 0.34356 | 0.5135 | 0.46264 | 0.65628 | 0.1899 | 0
Apr | 16 | 8 | Weekend | Sunday | 0.80478 | 0.92673 | 0.99641 | 0.85488 | 0.004395 | 0.85488 | 0.85488 | 0.83166 | 0.85488 | 0.80478 | 0.80478 | 0.81266 | 0.77866 | 0.80764 | 0.41022 | 0.3761 | 0.61565 | 0.758 | 0.23771 | 0.79113 | 0.15077 | 0.84561 | 0.37479 | 0.83166 | 0.83918 | 0.76567 | 0.35223 | 0.78334 | 0.74577 | 0.77901 | 0.40264 | 0.37363 | 0.49807 | 0.72699 | 0.26031 | 0.73869 | 0.18608 | 0.84678 | 0.34355 | 0.65925 | 0.6248 | 0.64613 | 0.25727 | 0
Apr | 16 | 9 | Weekend | Sunday | 0.89341 | 0.94732 | 0.99842 | 0.81513 | 0.004395 | 0.81513 | 0.81513 | 0.87355 | 0.81513 | 0.89341 | 0.89341 | 1 | 0.78984 | 0.64719 | 0.36714 | 0.3569 | 0.52976 | 0.72336 | 0.2365 | 0.9263 | 0.15633 | 0.61029 | 0.37208 | 0.87355 | 0.86752 | 0.83541 | 0.32064 | 0.95478 | 0.75933 | 0.62436 | 0.36233 | 0.35494 | 0.4241 | 0.70048 | 0.2603 | 0.91763 | 0.1861 | 0.58329 | 0.34355 | 0.78452 | 0.75975 | 0.75655 | 0.25411 | 0
Apr | 16 | 10 | Weekend | Sunday | 0.97352 | 0.97249 | 0.99907 | 0.78411 | 0.004395 | 0.78411 | 0.78411 | 0.82793 | 0.78411 | 0.97352 | 0.97352 | 0.98368 | 0.7995 | 0.59443 | 0.35575 | 0.35667 | 0.50564 | 0.74855 | 0.23994 | 0.93489 | 0.15355 | 0.57575 | 0.36759 | 0.82793 | 0.80911 | 0.91677 | 0.30218 | 0.97154 | 0.77142 | 0.6007 | 0.3521 | 0.35595 | 0.42846 | 0.72179 | 0.26412 | 0.95806 | 0.18771 | 0.55864 | 0.34355 | 0.78211 | 0.75975 | 0.8693 | 0.25286 | 0
Apr | 16 | 11 | Weekend | Sunday | 0.99489 | 0.9878 | 0.99455 | 0.75209 | 0.004395 | 0.75209 | 0.75209 | 0.85519 | 0.75209 | 0.99489 | 0.99489 | 0.94519 | 0.79653 | 0.54974 | 0.3536 | 0.34455 | 0.48481 | 0.68978 | 0.23849 | 0.88648 | 0.15257 | 0.57417 | 0.30706 | 0.85519 | 0.82501 | 0.88784 | 0.21575 | 0.95614 | 0.76946 | 0.58839 | 0.3521 | 0.34454 | 0.42535 | 0.66808 | 0.26027 | 0.92661 | 0.18604 | 0.56114 | 0.27684 | 0.86598 | 0.84972 | 0.85471 | 0.17399 | 0
Apr | 16 | 12 | Weekend | Sunday | 0.98411 | 0.98713 | 0.98212 | 0.73503 | 0.004395 | 0.73503 | 0.73503 | 0.83405 | 0.73503 | 0.98411 | 0.98411 | 0.79925 | 0.7944 | 0.52892 | 0.35285 | 0.33196 | 0.46291 | 0.74031 | 0.23548 | 0.87907 | 0.15269 | 0.5692 | 0.3101 | 0.83405 | 0.79832 | 0.87422 | 0.21048 | 0.78435 | 0.76867 | 0.55943 | 0.35209 | 0.33187 | 0.41445 | 0.71718 | 0.26052 | 0.91946 | 0.18619 | 0.56306 | 0.27684 | 0.86557 | 0.84972 | 0.84843 | 0.17396 | 0
Apr | 16 | 13 | Weekend | Sunday | 0.95145 | 0.9831 | 0.98346 | 0.71266 | 0.004395 | 0.71266 | 0.71266 | 0.82349 | 0.71266 | 0.95145 | 0.95145 | 0.76827 | 0.79574 | 0.5308 | 0.25213 | 0.26401 | 0.44958 | 0.70847 | 0.23678 | 0.73605 | 0.152 | 0.56825 | 0.31013 | 0.82349 | 0.78622 | 0.85715 | 0.20615 | 0.78438 | 0.77097 | 0.56046 | 0.24065 | 0.26374 | 0.41083 | 0.69194 | 0.26061 | 0.74085 | 0.18624 | 0.56376 | 0.27684 | 0.86544 | 0.84972 | 0.8348 | 0.17349 | 0
Apr | 16 | 14 | Weekend | Sunday | 0.93074 | 0.9908 | 0.97063 | 0.70533 | 0.004395 | 0.70533 | 0.70533 | 0.81507 | 0.70533 | 0.93074 | 0.93074 | 0.80862 | 0.75987 | 0.53121 | 0.25623 | 0.26632 | 0.4852 | 0.74102 | 0.23633 | 0.73796 | 0.15196 | 0.56992 | 0.30583 | 0.81507 | 0.77832 | 0.8434 | 0.20645 | 0.78412 | 0.74355 | 0.55904 | 0.24425 | 0.26663 | 0.44622 | 0.71797 | 0.26057 | 0.74029 | 0.18619 | 0.56079 | 0.27688 | 0.86541 | 0.84972 | 0.82253 | 0.17365 | 0
Apr | 16 | 15 | Weekend | Sunday | 0.88421 | 0.9861 | 0.95077 | 0.72813 | 0.004395 | 0.72813 | 0.72813 | 0.81729 | 0.72813 | 0.88421 | 0.88421 | 0.97895 | 0.74981 | 0.55417 | 0.32336 | 0.27592 | 0.66083 | 0.67304 | 0.23666 | 0.73673 | 0.15019 | 0.5565 | 0.31089 | 0.81729 | 0.78308 | 0.84194 | 0.12724 | 0.95395 | 0.7327 | 0.62134 | 0.31203 | 0.27652 | 0.6385 | 0.65591 | 0.26004 | 0.73734 | 0.18581 | 0.59776 | 0.27684 | 0.86562 | 0.84972 | 0.82257 | 0.10018 | 0
Apr | 16 | 16 | Weekend | Sunday | 0.82951 | 0.95572 | 0.92932 | 0.81131 | 0.004395 | 0.81131 | 0.81131 | 0.78688 | 0.81131 | 0.82951 | 0.82951 | 0.98764 | 0.71536 | 0.62656 | 0.33215 | 0.27387 | 0.84499 | 0.65511 | 0.23544 | 0.89173 | 0.15018 | 0.62854 | 0.28932 | 0.78688 | 0.76046 | 0.80687 | 0.13568 | 0.95423 | 0.69479 | 0.69781 | 0.3128 | 0.27436 | 0.82717 | 0.62907 | 0.26003 | 0.9161 | 0.18579 | 0.67725 | 0.24348 | 0.78003 | 0.75975 | 0.76631 | 0.10158 | 0
Apr | 16 | 17 | Weekend | Sunday | 0.79259 | 0.92359 | 0.91115 | 0.90236 | 0.004395 | 0.90236 | 0.90236 | 0.6575 | 0.90236 | 0.79259 | 0.79259 | 0.9851 | 0.69574 | 0.76958 | 0.27075 | 0.12925 | 0.91196 | 0.46249 | 0.23662 | 0.89455 | 0.14907 | 0.78048 | 0.15446 | 0.6575 | 0.63483 | 0.80503 | 0.14695 | 0.95486 | 0.66736 | 0.8671 | 0.28231 | 0.12953 | 0.88694 | 0.42557 | 0.25999 | 0.91614 | 0.18577 | 0.8362 | 0.15567 | 0.58802 | 0.55261 | 0.74242 | 0.10332 | 0
Apr | 16 | 18 | Weekend | Sunday | 0.76744 | 0.90189 | 0.89487 | 0.93956 | 1 | 0.93956 | 0.93956 | 0.51202 | 0.93956 | 0.76744 | 0.76744 | 0.85938 | 0.70114 | 0.83344 | 0.27088 | 0.2035 | 0.97611 | 0.51955 | 0.26846 | 0.96855 | 0.17046 | 0.85245 | 0.29488 | 0.51202 | 0.54967 | 0.74851 | 0.26304 | 0.86316 | 0.66994 | 0.905 | 0.28248 | 0.20456 | 0.96205 | 0.48115 | 0.29669 | 0.99335 | 0.21153 | 0.90943 | 0.29535 | 0.51533 | 0.56429 | 0.66304 | 0.20413 | 0
Apr | 16 | 19 | Weekend | Sunday | 0.80517 | 0.91582 | 0.89012 | 0.98643 | 1 | 0.98643 | 0.98643 | 0.51805 | 0.98643 | 0.80517 | 0.80517 | 0.87552 | 0.65462 | 0.88068 | 0.28231 | 0.22879 | 0.98845 | 0.5108 | 0.27941 | 0.83817 | 0.17671 | 0.93028 | 0.34009 | 0.51805 | 0.57563 | 0.72908 | 0.31794 | 0.8819 | 0.61115 | 0.97101 | 0.29416 | 0.22991 | 0.98284 | 0.46124 | 0.3084 | 0.83178 | 0.21977 | 0.99189 | 0.34191 | 0.51052 | 0.5799 | 0.63273 | 0.24029 | 0
Apr | 16 | 20 | Weekend | Sunday | 0.82518 | 0.88016 | 0.87753 | 0.94671 | 1 | 0.94671 | 0.94671 | 0.23416 | 0.94671 | 0.82518 | 0.82518 | 0.86787 | 0.65555 | 0.85133 | 0.26125 | 0.22879 | 0.84849 | 0.43747 | 0.27879 | 0.8452 | 0.18946 | 0.91149 | 0.33816 | 0.23416 | 0.29316 | 0.60122 | 0.32956 | 0.88014 | 0.61019 | 0.92867 | 0.27191 | 0.22991 | 0.84126 | 0.39306 | 0.30772 | 0.82911 | 0.21938 | 0.96891 | 0.34191 | 0.27773 | 0.36637 | 0.52231 | 0.24222 | 0
Apr | 16 | 21 | Weekend | Sunday | 0.77518 | 0.82801 | 0.85372 | 0.85668 | 1 | 0.85668 | 0.85668 | 0.17593 | 0.85668 | 0.77518 | 0.77518 | 0.8345 | 0.65112 | 0.81598 | 0.23972 | 0.22858 | 0.68613 | 0.41985 | 0.27798 | 0.849 | 0.17624 | 0.71142 | 0.33912 | 0.17593 | 0.23561 | 0.28819 | 0.34596 | 0.87753 | 0.60174 | 0.78261 | 0.24973 | 0.22991 | 0.66029 | 0.3629 | 0.30681 | 0.82514 | 0.21873 | 0.72208 | 0.34191 | 0.20865 | 0.29444 | 0.32834 | 0.24479 | 0
Apr | 16 | 22 | Weekend | Sunday | 0.76687 | 0.81283 | 0.82576 | 0.74471 | 1 | 0.74471 | 0.74471 | 0.17593 | 0.74471 | 0.76687 | 0.76687 | 0.8107 | 0.63607 | 0.57834 | 0.21837 | 0.22796 | 0.53128 | 0.40206 | 0.28184 | 0.89822 | 0.17685 | 0.47536 | 0.33912 | 0.17593 | 0.23561 | 0.39873 | 0.35366 | 0.89506 | 0.58421 | 0.55714 | 0.22748 | 0.22991 | 0.50702 | 0.34703 | 0.31065 | 0.86641 | 0.2204 | 0.46699 | 0.34191 | 0.20865 | 0.29444 | 0.4542 | 0.2461 | 0
Apr | 16 | 23 | Weekend | Sunday | 0.72865 | 0.82794 | 0.80327 | 0.63948 | 1 | 0.63948 | 0.63948 | 0.18022 | 0.63948 | 0.72865 | 0.72865 | 0.58172 | 0.64154 | 0.39325 | 0.24225 | 0.25753 | 0.44401 | 0.42886 | 0.27783 | 0.63563 | 0.17702 | 0.39818 | 0.37126 | 0.18022 | 0.23917 | 0.30637 | 0.34702 | 0.51407 | 0.59385 | 0.41274 | 0.25256 | 0.25927 | 0.42031 | 0.37615 | 0.30687 | 0.49423 | 0.21879 | 0.38787 | 0.37749 | 0.21374 | 0.29889 | 0.3489 | 0.24504 | 0
Apr | 17 | 24 | Weekday | Monday | 0.69438 | 0.80694 | 0.78568 | 0.56767 | 1 | 0.56767 | 0.56767 | 0.1785 | 0.56767 | 0.69438 | 0.69438 | 0.2318 | 0.63916 | 0.34362 | 0.25096 | 0.26501 | 0.43669 | 0.39776 | 0.27944 | 0.29651 | 0.17702 | 0.3763 | 0.3823 | 0.1785 | 0.23774 | 0.28255 | 0.36477 | 0.33712 | 0.59045 | 0.37507 | 0.2616 | 0.26661 | 0.40579 | 0.35209 | 0.30686 | 0.34257 | 0.21879 | 0.36438 | 0.38639 | 0.21171 | 0.29711 | 0.32203 | 0.24791 | 0
Apr | 17 | 1 | Weekday | Monday | 0.69715 | 0.76909 | 0.77678 | 0.54463 | 1 | 0.54463 | 0.54463 | 0.1785 | 0.54463 | 0.69715 | 0.69715 | 0.23218 | 0.63622 | 0.32366 | 0.25104 | 0.26469 | 0.43542 | 0.43199 | 0.27921 | 0.29639 | 0.17629 | 0.35755 | 0.38375 | 0.1785 | 0.23774 | 0.281 | 0.36382 | 0.33771 | 0.58597 | 0.35423 | 0.26162 | 0.26661 | 0.39896 | 0.37586 | 0.30683 | 0.34359 | 0.21879 | 0.34177 | 0.38639 | 0.21171 | 0.29711 | 0.32014 | 0.24771 | 0
Apr | 17 | 2 | Weekday | Monday | 0.69189 | 0.75837 | 0.77314 | 0.53618 | 1 | 0.53618 | 0.53618 | 0.1785 | 0.53618 | 0.69189 | 0.69189 | 0.23256 | 0.63242 | 0.31424 | 0.25087 | 0.2649 | 0.43851 | 0.40091 | 0.27856 | 0.29745 | 0.17681 | 0.35889 | 0.37845 | 0.1785 | 0.23774 | 0.27935 | 0.37841 | 0.33793 | 0.5808 | 0.34434 | 0.2616 | 0.26661 | 0.394 | 0.35428 | 0.30678 | 0.34396 | 0.21876 | 0.33823 | 0.38639 | 0.21171 | 0.29711 | 0.31808 | 0.25007 | 0
Apr | 17 | 3 | Weekday | Monday | 0.68588 | 0.75745 | 0.77619 | 0.5306 | 1 | 0.5306 | 0.5306 | 0.1785 | 0.5306 | 0.68588 | 0.68588 | 0.23747 | 0.68648 | 0.34468 | 0.26163 | 0.2649 | 0.49264 | 0.55688 | 0.28197 | 0.30845 | 0.17868 | 0.37176 | 0.38375 | 0.1785 | 0.23774 | 0.32224 | 0.37586 | 0.34629 | 0.64292 | 0.3674 | 0.27272 | 0.26661 | 0.44677 | 0.49347 | 0.3099 | 0.35708 | 0.22086 | 0.35284 | 0.38639 | 0.21171 | 0.29711 | 0.36701 | 0.24962 | 0
Apr | 17 | 4 | Weekday | Monday | 0.70658 | 0.76335 | 0.79667 | 0.55446 | 1 | 0.55446 | 0.55446 | 0.16961 | 0.55446 | 0.70658 | 0.70658 | 0.5992 | 0.74356 | 0.45027 | 0.30223 | 0.27742 | 0.6162 | 0.68634 | 0.27886 | 0.6539 | 0.17578 | 0.44278 | 0.39479 | 0.16961 | 0.22411 | 0.32318 | 0.38124 | 0.5132 | 0.64147 | 0.44754 | 0.31485 | 0.27906 | 0.55442 | 0.5704 | 0.30666 | 0.49232 | 0.21861 | 0.42524 | 0.39777 | 0.20116 | 0.28007 | 0.36587 | 0.24411 | 0
Apr | 17 | 5 | Weekday | Monday | 0.68912 | 0.80269 | 0.85128 | 0.71184 | 0.59271 | 0.71184 | 0.71184 | 0.78044 | 0.71184 | 0.68912 | 0.68912 | 0.81347 | 0.8325 | 0.73512 | 0.47534 | 0.68079 | 0.71472 | 0.79552 | 0.66291 | 0.98803 | 0.7582 | 0.69189 | 0.51943 | 0.78044 | 0.82377 | 0.70729 | 0.4611 | 0.79427 | 0.78885 | 0.73063 | 0.37494 | 0.6868 | 0.58027 | 0.7383 | 0.31871 | 0.93014 | 0.36078 | 0.68861 | 0.42325 | 0.30901 | 0.25355 | 0.51617 | 0.26503 | 0
Apr | 17 | 6 | Weekday | Monday | 0.71001 | 0.85057 | 0.92553 | 0.84591 | 0.004395 | 0.84591 | 0.84591 | 0.72588 | 0.84591 | 0.71001 | 0.71001 | 0.9599 | 0.90948 | 0.97004 | 0.55552 | 0.70015 | 0.76682 | 0.91973 | 0.8441 | 0.96439 | 0.93594 | 0.87119 | 0.62378 | 0.72588 | 0.75136 | 0.70607 | 0.66733 | 0.95813 | 0.8812 | 0.93326 | 0.48751 | 0.69148 | 0.64073 | 0.88768 | 0.67205 | 0.9197 | 0.69898 | 0.89787 | 0.49024 | 0.41032 | 0.35467 | 0.5466 | 0.54501 | 0
Apr | 17 | 7 | Weekday | Monday | 0.76472 | 0.88296 | 0.97448 | 0.83628 | 0.004395 | 0.83628 | 0.83628 | 0.84636 | 0.83628 | 0.76472 | 0.76472 | 0.96743 | 0.94714 | 0.80114 | 1 | 1 | 0.74729 | 0.94666 | 0.99816 | 0.79574 | 1 | 0.78526 | 1 | 0.84636 | 0.85865 | 0.90604 | 0.87989 | 0.96165 | 0.92578 | 0.7841 | 1 | 1 | 0.62519 | 0.92588 | 0.92944 | 0.74241 | 0.90073 | 0.77003 | 0.98617 | 0.64686 | 0.60661 | 0.81708 | 0.82648 | 0
Apr | 17 | 8 | Weekday | Monday | 0.8131 | 0.93235 | 0.99318 | 0.83366 | 0.004395 | 0.83366 | 0.83366 | 1 | 0.83366 | 0.8131 | 0.8131 | 0.79937 | 0.98076 | 0.68862 | 0.96231 | 0.90307 | 0.663 | 1 | 0.98718 | 0.77792 | 0.9868 | 0.73712 | 0.98482 | 1 | 1 | 0.96032 | 1 | 0.79434 | 0.96447 | 0.69984 | 0.97456 | 0.90375 | 0.55632 | 0.99379 | 0.93818 | 0.74642 | 0.92694 | 0.74199 | 0.98966 | 0.94181 | 0.92604 | 0.92009 | 0.99952 | 0
Apr | 17 | 9 | Weekday | Monday | 0.89907 | 0.9516 | 0.99659 | 0.78619 | 0.004395 | 0.78619 | 0.78619 | 0.99525 | 0.78619 | 0.89907 | 0.89907 | 0.97641 | 0.99489 | 0.55625 | 0.91477 | 0.86422 | 0.58018 | 0.99798 | 1 | 0.90756 | 0.99765 | 0.57305 | 0.98418 | 0.99525 | 0.98514 | 0.9179 | 0.97958 | 0.97375 | 0.982 | 0.56017 | 0.93265 | 0.86557 | 0.48641 | 0.99468 | 0.97065 | 0.93124 | 0.97129 | 0.55561 | 0.995 | 0.98787 | 0.97952 | 0.89063 | 0.99952 | 0
Apr | 17 | 10 | Weekday | Monday | 0.97955 | 0.97663 | 1 | 0.75555 | 0.004395 | 0.75555 | 0.75555 | 0.95481 | 0.75555 | 0.97955 | 0.97955 | 0.96642 | 0.99659 | 0.52598 | 0.92097 | 0.86861 | 0.56043 | 0.99673 | 0.99472 | 0.92743 | 0.98751 | 0.56617 | 0.98898 | 0.95481 | 0.93333 | 1 | 0.97006 | 1 | 0.98661 | 0.56352 | 0.94159 | 0.86968 | 0.4955 | 1 | 0.98973 | 0.97893 | 0.987 | 0.55987 | 0.99958 | 0.99598 | 0.99218 | 1 | 0.99971 | 0
Apr | 17 | 11 | Weekday | Monday | 1 | 0.99412 | 0.99601 | 0.72969 | 0.004395 | 0.72969 | 0.72969 | 0.93313 | 0.72969 | 1 | 1 | 0.91993 | 0.96947 | 0.53446 | 0.89275 | 0.87702 | 0.53843 | 0.95113 | 0.99775 | 0.8811 | 0.98095 | 0.56746 | 0.94805 | 0.93313 | 0.90482 | 0.93614 | 0.8786 | 0.98928 | 0.96033 | 0.58019 | 0.91099 | 0.87757 | 0.49184 | 0.95291 | 1 | 0.95158 | 1 | 0.56417 | 0.95481 | 1 | 1 | 0.93825 | 0.90602 | 0
Apr | 17 | 12 | Weekday | Monday | 0.98455 | 0.99524 | 0.98589 | 0.71433 | 0.004395 | 0.71433 | 0.71433 | 0.91307 | 0.71433 | 0.98455 | 0.98455 | 0.76762 | 0.99485 | 0.52133 | 0.94212 | 0.86637 | 0.51726 | 0.98205 | 0.99193 | 0.86387 | 0.97015 | 0.5655 | 0.98466 | 0.91307 | 0.87989 | 0.92123 | 0.96074 | 0.80794 | 0.98838 | 0.56335 | 0.96847 | 0.86787 | 0.48332 | 0.99011 | 0.97618 | 0.93869 | 0.98642 | 0.56572 | 1 | 0.99658 | 0.99691 | 0.92903 | 0.99979 | 0
Apr | 17 | 13 | Weekday | Monday | 0.94795 | 0.9924 | 0.98552 | 0.69421 | 0.004395 | 0.69421 | 0.69421 | 0.89819 | 0.69421 | 0.94795 | 0.94795 | 0.74191 | 0.9981 | 0.51584 | 0.9314 | 0.82007 | 0.49834 | 0.97441 | 0.97646 | 0.71671 | 0.95011 | 0.56263 | 0.97886 | 0.89819 | 0.86402 | 0.90061 | 0.95799 | 0.79615 | 0.99349 | 0.55517 | 0.96287 | 0.82331 | 0.47431 | 0.98284 | 0.96676 | 0.75059 | 0.96771 | 0.56244 | 0.99504 | 0.98797 | 0.98707 | 0.90944 | 0.99973 | 0
Apr | 17 | 14 | Weekday | Monday | 0.92747 | 1 | 0.96967 | 0.68808 | 0.004395 | 0.68808 | 0.68808 | 0.88999 | 0.68808 | 0.92747 | 0.92747 | 0.79601 | 0.99839 | 0.5123 | 0.91639 | 0.81065 | 0.53297 | 0.93323 | 0.97226 | 0.72781 | 0.90623 | 0.56271 | 0.97786 | 0.88999 | 0.85473 | 0.88588 | 0.95713 | 0.79534 | 0.99624 | 0.54646 | 0.94816 | 0.81455 | 0.50878 | 0.94924 | 0.9525 | 0.74894 | 0.92857 | 0.5593 | 0.99485 | 0.98825 | 0.98634 | 0.89556 | 0.99992 | 0
Apr | 17 | 15 | Weekday | Monday | 0.8799 | 0.99398 | 0.94929 | 0.715 | 0.004395 | 0.715 | 0.715 | 0.89354 | 0.715 | 0.8799 | 0.8799 | 0.97237 | 1 | 0.53128 | 0.94276 | 0.83218 | 0.71049 | 0.92798 | 0.92358 | 0.72891 | 0.83919 | 0.54922 | 0.97991 | 0.89354 | 0.86108 | 0.88818 | 0.95886 | 0.96962 | 1 | 0.60142 | 0.97351 | 0.83525 | 0.7026 | 0.94604 | 0.93525 | 0.74815 | 0.89942 | 0.59881 | 0.99613 | 0.99118 | 0.98901 | 0.89541 | 1 | 0
Apr | 17 | 16 | Weekday | Monday | 0.82069 | 0.96148 | 0.92807 | 0.80304 | 0.004395 | 0.80304 | 0.80304 | 0.91114 | 0.80304 | 0.82069 | 0.82069 | 0.97301 | 0.98651 | 0.64006 | 0.84104 | 0.77092 | 0.86162 | 0.91695 | 0.71198 | 0.87621 | 0.75263 | 0.6685 | 0.63556 | 0.91114 | 0.88328 | 0.89148 | 0.29492 | 0.97226 | 0.98747 | 0.70338 | 0.86463 | 0.7751 | 0.85264 | 0.93503 | 0.68936 | 0.92903 | 0.74286 | 0.72008 | 0.63292 | 0.99206 | 0.98904 | 0.89086 | 0.29885 | 0
Apr | 17 | 17 | Weekday | Monday | 0.77929 | 0.92563 | 0.91106 | 0.90423 | 0.004395 | 0.90423 | 0.90423 | 0.7479 | 0.90423 | 0.77929 | 0.77929 | 0.97645 | 0.79984 | 0.84836 | 0.67352 | 0.54588 | 0.92518 | 0.59712 | 0.72652 | 0.89428 | 0.76995 | 0.75286 | 0.51218 | 0.7479 | 0.72053 | 0.89236 | 0.11941 | 0.97349 | 0.78723 | 0.86903 | 0.68062 | 0.54818 | 0.90772 | 0.58459 | 0.68627 | 0.92866 | 0.738 | 0.79606 | 0.49606 | 0.75954 | 0.73464 | 0.87835 | 0.09897 | 0
Apr | 17 | 18 | Weekday | Monday | 0.75437 | 0.90551 | 0.89604 | 0.95342 | 1 | 0.95342 | 0.95342 | 0.8416 | 0.95342 | 0.75437 | 0.75437 | 0.86651 | 0.80213 | 0.83329 | 0.68701 | 0.63529 | 0.98755 | 0.64618 | 0.7729 | 0.96907 | 0.79476 | 0.83246 | 0.65651 | 0.8416 | 0.87088 | 0.87903 | 0.23808 | 0.87562 | 0.78609 | 0.90855 | 0.68729 | 0.63895 | 0.98057 | 0.63349 | 0.71785 | 1 | 0.75729 | 0.88641 | 0.63355 | 0.82644 | 0.86083 | 0.84969 | 0.20023 | 0
Apr | 17 | 19 | Weekday | Monday | 0.79007 | 0.91968 | 0.89312 | 1 | 1 | 1 | 1 | 0.83904 | 1 | 0.79007 | 0.79007 | 0.87619 | 0.72176 | 0.90148 | 0.58933 | 0.60781 | 1 | 0.59438 | 0.79424 | 0.84211 | 0.82436 | 0.93408 | 0.6726 | 0.83904 | 0.89224 | 0.81223 | 0.28932 | 0.89525 | 0.69002 | 1 | 0.56819 | 0.61063 | 1 | 0.5539 | 0.72799 | 0.83906 | 0.76775 | 1 | 0.63438 | 0.79422 | 0.84656 | 0.76298 | 0.23584 | 0
Apr | 17 | 20 | Weekday | Monday | 0.81241 | 0.88213 | 0.88159 | 0.95367 | 1 | 0.95367 | 0.95367 | 0.3654 | 0.95367 | 0.81241 | 0.81241 | 0.87709 | 0.69267 | 0.95297 | 0.57748 | 0.62621 | 0.86128 | 0.44209 | 0.28658 | 0.85595 | 0.1799 | 0.90046 | 0.67951 | 0.3654 | 0.42397 | 0.60012 | 0.31061 | 0.89087 | 0.65764 | 0.9723 | 0.54886 | 0.62879 | 0.85674 | 0.41515 | 0.3071 | 0.83552 | 0.21895 | 0.94469 | 0.63372 | 0.37702 | 0.45618 | 0.54585 | 0.23926 | 0
Apr | 17 | 21 | Weekday | Monday | 0.7601 | 0.82556 | 0.85931 | 0.86024 | 1 | 0.86024 | 0.86024 | 0.1785 | 0.86024 | 0.7601 | 0.7601 | 0.84972 | 0.65182 | 0.75605 | 0.30418 | 0.28275 | 0.70027 | 0.41419 | 0.28241 | 0.86312 | 0.17851 | 0.65739 | 0.40437 | 0.1785 | 0.23774 | 0.29652 | 0.32152 | 0.88658 | 0.6095 | 0.75859 | 0.3175 | 0.28497 | 0.67383 | 0.36779 | 0.30678 | 0.83124 | 0.21873 | 0.67191 | 0.40863 | 0.21171 | 0.29711 | 0.33772 | 0.24099 | 0
Apr | 17 | 22 | Weekday | Monday | 0.75427 | 0.80543 | 0.83163 | 0.74118 | 1 | 0.74118 | 0.74118 | 0.1785 | 0.74118 | 0.75427 | 0.75427 | 0.82201 | 0.65029 | 0.53111 | 0.26123 | 0.26512 | 0.54581 | 0.39944 | 0.28494 | 0.90863 | 0.17821 | 0.45044 | 0.38278 | 0.1785 | 0.23774 | 0.40609 | 0.33814 | 0.90043 | 0.60641 | 0.52967 | 0.27264 | 0.26661 | 0.51847 | 0.35711 | 0.31094 | 0.86989 | 0.2206 | 0.44602 | 0.38639 | 0.21171 | 0.29711 | 0.46283 | 0.24366 | 0
Apr | 17 | 23 | Weekday | Monday | 0.71688 | 0.82183 | 0.81 | 0.6301 | 1 | 0.6301 | 0.6301 | 0.18022 | 0.6301 | 0.71688 | 0.71688 | 0.58172 | 0.64154 | 0.39325 | 0.24225 | 0.25753 | 0.44401 | 0.42886 | 0.27783 | 0.63563 | 0.17702 | 0.39818 | 0.37126 | 0.18022 | 0.23917 | 0.30637 | 0.34702 | 0.51407 | 0.59385 | 0.41274 | 0.25256 | 0.25927 | 0.42031 | 0.37615 | 0.30687 | 0.49423 | 0.21879 | 0.38787 | 0.37749 | 0.21374 | 0.29889 | 0.3489 | 0.24504 | 0
Apr | 18 | 24 | Weekday | Tuesday | 0.69438 | 0.80694 | 0.78568 | 0.56767 | 1 | 0.56767 | 0.56767 | 0.1785 | 0.56767 | 0.69438 | 0.69438 | 0.2318 | 0.63916 | 0.34362 | 0.25096 | 0.26501 | 0.43669 | 0.39776 | 0.27944 | 0.29651 | 0.17702 | 0.3763 | 0.3823 | 0.1785 | 0.23774 | 0.28255 | 0.36477 | 0.33712 | 0.59045 | 0.37507 | 0.2616 | 0.26661 | 0.40579 | 0.35209 | 0.30686 | 0.34257 | 0.21879 | 0.36438 | 0.38639 | 0.21171 | 0.29711 | 0.32203 | 0.24791 | 0
Apr | 18 | 1 | Weekday | Tuesday | 0.69715 | 0.76909 | 0.77678 | 0.54463 | 1 | 0.54463 | 0.54463 | 0.1785 | 0.54463 | 0.69715 | 0.69715 | 0.23218 | 0.63622 | 0.32366 | 0.25104 | 0.26469 | 0.43542 | 0.43199 | 0.27921 | 0.29639 | 0.17629 | 0.35755 | 0.38375 | 0.1785 | 0.23774 | 0.281 | 0.36382 | 0.33771 | 0.58597 | 0.35423 | 0.26162 | 0.26661 | 0.39896 | 0.37586 | 0.30683 | 0.34359 | 0.21879 | 0.34177 | 0.38639 | 0.21171 | 0.29711 | 0.32014 | 0.24771 | 0
Apr | 18 | 2 | Weekday | Tuesday | 0.69189 | 0.75837 | 0.77314 | 0.53618 | 1 | 0.53618 | 0.53618 | 0.1785 | 0.53618 | 0.69189 | 0.69189 | 0.23256 | 0.63242 | 0.31424 | 0.25087 | 0.2649 | 0.43851 | 0.40091 | 0.27856 | 0.29745 | 0.17681 | 0.35889 | 0.37845 | 0.1785 | 0.23774 | 0.27935 | 0.37841 | 0.33793 | 0.5808 | 0.34434 | 0.2616 | 0.26661 | 0.394 | 0.35428 | 0.30678 | 0.34396 | 0.21876 | 0.33823 | 0.38639 | 0.21171 | 0.29711 | 0.31808 | 0.25007 | 0
Apr | 18 | 3 | Weekday | Tuesday | 0.68588 | 0.75745 | 0.77619 | 0.5306 | 1 | 0.5306 | 0.5306 | 0.1785 | 0.5306 | 0.68588 | 0.68588 | 0.23747 | 0.68648 | 0.34468 | 0.26163 | 0.2649 | 0.49264 | 0.55688 | 0.28197 | 0.30845 | 0.17868 | 0.37176 | 0.38375 | 0.1785 | 0.23774 | 0.32224 | 0.37586 | 0.34629 | 0.64292 | 0.3674 | 0.27272 | 0.26661 | 0.44677 | 0.49347 | 0.3099 | 0.35708 | 0.22086 | 0.35284 | 0.38639 | 0.21171 | 0.29711 | 0.36701 | 0.24962 | 0
Apr | 18 | 4 | Weekday | Tuesday | 0.70658 | 0.76335 | 0.79667 | 0.55446 | 1 | 0.55446 | 0.55446 | 0.16961 | 0.55446 | 0.70658 | 0.70658 | 0.5992 | 0.74356 | 0.45027 | 0.30223 | 0.27742 | 0.6162 | 0.68634 | 0.27886 | 0.6539 | 0.17578 | 0.44278 | 0.39479 | 0.16961 | 0.22411 | 0.32318 | 0.38124 | 0.5132 | 0.64147 | 0.44754 | 0.31485 | 0.27906 | 0.55442 | 0.5704 | 0.30666 | 0.49232 | 0.21861 | 0.42524 | 0.39777 | 0.20116 | 0.28007 | 0.36587 | 0.24411 | 0
Apr | 18 | 5 | Weekday | Tuesday | 0.68912 | 0.80269 | 0.85128 | 0.71184 | 0.59271 | 0.71184 | 0.71184 | 0.78044 | 0.71184 | 0.68912 | 0.68912 | 0.81347 | 0.8325 | 0.73512 | 0.47534 | 0.68079 | 0.71472 | 0.79552 | 0.66291 | 0.98803 | 0.7582 | 0.69189 | 0.51943 | 0.78044 | 0.82377 | 0.70729 | 0.4611 | 0.79427 | 0.78885 | 0.73063 | 0.37494 | 0.6868 | 0.58027 | 0.7383 | 0.31871 | 0.93014 | 0.36078 | 0.68861 | 0.42325 | 0.30901 | 0.25355 | 0.51617 | 0.26503 | 0
Apr | 18 | 6 | Weekday | Tuesday | 0.71001 | 0.85057 | 0.92553 | 0.84591 | 0.004395 | 0.84591 | 0.84591 | 0.72588 | 0.84591 | 0.71001 | 0.71001 | 0.9599 | 0.90948 | 0.97004 | 0.55552 | 0.70015 | 0.76682 | 0.91973 | 0.8441 | 0.96439 | 0.93594 | 0.87119 | 0.62378 | 0.72588 | 0.75136 | 0.70607 | 0.66733 | 0.95813 | 0.8812 | 0.93326 | 0.48751 | 0.69148 | 0.64073 | 0.88768 | 0.67205 | 0.9197 | 0.69898 | 0.89787 | 0.49024 | 0.41032 | 0.35467 | 0.5466 | 0.54501 | 0
Apr | 18 | 7 | Weekday | Tuesday | 0.76472 | 0.88296 | 0.97448 | 0.83628 | 0.004395 | 0.83628 | 0.83628 | 0.84636 | 0.83628 | 0.76472 | 0.76472 | 0.96743 | 0.94714 | 0.80114 | 1 | 1 | 0.74729 | 0.94666 | 0.99816 | 0.79574 | 1 | 0.78526 | 1 | 0.84636 | 0.85865 | 0.90604 | 0.87989 | 0.96165 | 0.92578 | 0.7841 | 1 | 1 | 0.62519 | 0.92588 | 0.92944 | 0.74241 | 0.90073 | 0.77003 | 0.98617 | 0.64686 | 0.60661 | 0.81708 | 0.82648 | 0
Apr | 18 | 8 | Weekday | Tuesday | 0.8131 | 0.93235 | 0.99318 | 0.83366 | 0.004395 | 0.83366 | 0.83366 | 1 | 0.83366 | 0.8131 | 0.8131 | 0.79937 | 0.98076 | 0.68862 | 0.96231 | 0.90307 | 0.663 | 1 | 0.98718 | 0.77792 | 0.9868 | 0.73712 | 0.98482 | 1 | 1 | 0.96032 | 1 | 0.79434 | 0.96447 | 0.69984 | 0.97456 | 0.90375 | 0.55632 | 0.99379 | 0.93818 | 0.74642 | 0.92694 | 0.74199 | 0.98966 | 0.94181 | 0.92604 | 0.92009 | 0.99952 | 0
Apr | 18 | 9 | Weekday | Tuesday | 0.89907 | 0.9516 | 0.99659 | 0.78619 | 0.004395 | 0.78619 | 0.78619 | 0.99525 | 0.78619 | 0.89907 | 0.89907 | 0.97641 | 0.99489 | 0.55625 | 0.91477 | 0.86422 | 0.58018 | 0.99798 | 1 | 0.90756 | 0.99765 | 0.57305 | 0.98418 | 0.99525 | 0.98514 | 0.9179 | 0.97958 | 0.97375 | 0.982 | 0.56017 | 0.93265 | 0.86557 | 0.48641 | 0.99468 | 0.97065 | 0.93124 | 0.97129 | 0.55561 | 0.995 | 0.98787 | 0.97952 | 0.89063 | 0.99952 | 0
Apr | 18 | 10 | Weekday | Tuesday | 0.97955 | 0.97663 | 1 | 0.75555 | 0.004395 | 0.75555 | 0.75555 | 0.95481 | 0.75555 | 0.97955 | 0.97955 | 0.96642 | 0.99659 | 0.52598 | 0.92097 | 0.86861 | 0.56043 | 0.99673 | 0.99472 | 0.92743 | 0.98751 | 0.56617 | 0.98898 | 0.95481 | 0.93333 | 1 | 0.97006 | 1 | 0.98661 | 0.56352 | 0.94159 | 0.86968 | 0.4955 | 1 | 0.98973 | 0.97893 | 0.987 | 0.55987 | 0.99958 | 0.99598 | 0.99218 | 1 | 0.99971 | 0
Apr | 18 | 11 | Weekday | Tuesday | 1 | 0.99412 | 0.99601 | 0.72969 | 0.004395 | 0.72969 | 0.72969 | 0.93313 | 0.72969 | 1 | 1 | 0.91993 | 0.96947 | 0.53446 | 0.89275 | 0.87702 | 0.53843 | 0.95113 | 0.99775 | 0.8811 | 0.98095 | 0.56746 | 0.94805 | 0.93313 | 0.90482 | 0.93614 | 0.8786 | 0.98928 | 0.96033 | 0.58019 | 0.91099 | 0.87757 | 0.49184 | 0.95291 | 1 | 0.95158 | 1 | 0.56417 | 0.95481 | 1 | 1 | 0.93825 | 0.90602 | 0
Apr | 18 | 12 | Weekday | Tuesday | 0.98455 | 0.99524 | 0.98589 | 0.71433 | 0.004395 | 0.71433 | 0.71433 | 0.91307 | 0.71433 | 0.98455 | 0.98455 | 0.76762 | 0.99485 | 0.52133 | 0.94212 | 0.86637 | 0.51726 | 0.98205 | 0.99193 | 0.86387 | 0.97015 | 0.5655 | 0.98466 | 0.91307 | 0.87989 | 0.92123 | 0.96074 | 0.80794 | 0.98838 | 0.56335 | 0.96847 | 0.86787 | 0.48332 | 0.99011 | 0.97618 | 0.93869 | 0.98642 | 0.56572 | 1 | 0.99658 | 0.99691 | 0.92903 | 0.99979 | 0
Apr | 18 | 13 | Weekday | Tuesday | 0.94795 | 0.9924 | 0.98552 | 0.69421 | 0.004395 | 0.69421 | 0.69421 | 0.89819 | 0.69421 | 0.94795 | 0.94795 | 0.74191 | 0.9981 | 0.51584 | 0.9314 | 0.82007 | 0.49834 | 0.97441 | 0.97646 | 0.71671 | 0.95011 | 0.56263 | 0.97886 | 0.89819 | 0.86402 | 0.90061 | 0.95799 | 0.79615 | 0.99349 | 0.55517 | 0.96287 | 0.82331 | 0.47431 | 0.98284 | 0.96676 | 0.75059 | 0.96771 | 0.56244 | 0.99504 | 0.98797 | 0.98707 | 0.90944 | 0.99973 | 0
Apr | 18 | 14 | Weekday | Tuesday | 0.92747 | 1 | 0.96967 | 0.68808 | 0.004395 | 0.68808 | 0.68808 | 0.88999 | 0.68808 | 0.92747 | 0.92747 | 0.79601 | 0.99839 | 0.5123 | 0.91639 | 0.81065 | 0.53297 | 0.93323 | 0.97226 | 0.72781 | 0.90623 | 0.56271 | 0.97786 | 0.88999 | 0.85473 | 0.88588 | 0.95713 | 0.79534 | 0.99624 | 0.54646 | 0.94816 | 0.81455 | 0.50878 | 0.94924 | 0.9525 | 0.74894 | 0.92857 | 0.5593 | 0.99485 | 0.98825 | 0.98634 | 0.89556 | 0.99992 | 0
Apr | 18 | 15 | Weekday | Tuesday | 0.8799 | 0.99398 | 0.94929 | 0.715 | 0.004395 | 0.715 | 0.715 | 0.89354 | 0.715 | 0.8799 | 0.8799 | 0.97237 | 1 | 0.53128 | 0.94276 | 0.83218 | 0.71049 | 0.92798 | 0.92358 | 0.72891 | 0.83919 | 0.54922 | 0.97991 | 0.89354 | 0.86108 | 0.88818 | 0.95886 | 0.96962 | 1 | 0.60142 | 0.97351 | 0.83525 | 0.7026 | 0.94604 | 0.93525 | 0.74815 | 0.89942 | 0.59881 | 0.99613 | 0.99118 | 0.98901 | 0.89541 | 1 | 0
Apr | 18 | 16 | Weekday | Tuesday | 0.82069 | 0.96148 | 0.92807 | 0.80304 | 0.004395 | 0.80304 | 0.80304 | 0.91114 | 0.80304 | 0.82069 | 0.82069 | 0.97301 | 0.98651 | 0.64006 | 0.84104 | 0.77092 | 0.86162 | 0.91695 | 0.71198 | 0.87621 | 0.75263 | 0.6685 | 0.63556 | 0.91114 | 0.88328 | 0.89148 | 0.29492 | 0.97226 | 0.98747 | 0.70338 | 0.86463 | 0.7751 | 0.85264 | 0.93503 | 0.68936 | 0.92903 | 0.74286 | 0.72008 | 0.63292 | 0.99206 | 0.98904 | 0.89086 | 0.29885 | 0
Apr | 18 | 17 | Weekday | Tuesday | 0.77929 | 0.92563 | 0.91106 | 0.90423 | 0.004395 | 0.90423 | 0.90423 | 0.7479 | 0.90423 | 0.77929 | 0.77929 | 0.97645 | 0.79984 | 0.84836 | 0.67352 | 0.54588 | 0.92518 | 0.59712 | 0.72652 | 0.89428 | 0.76995 | 0.75286 | 0.51218 | 0.7479 | 0.72053 | 0.89236 | 0.11941 | 0.97349 | 0.78723 | 0.86903 | 0.68062 | 0.54818 | 0.90772 | 0.58459 | 0.68627 | 0.92866 | 0.738 | 0.79606 | 0.49606 | 0.75954 | 0.73464 | 0.87835 | 0.09897 | 0
Apr | 18 | 18 | Weekday | Tuesday | 0.75437 | 0.90551 | 0.89604 | 0.95342 | 1 | 0.95342 | 0.95342 | 0.8416 | 0.95342 | 0.75437 | 0.75437 | 0.86651 | 0.80213 | 0.83329 | 0.68701 | 0.63529 | 0.98755 | 0.64618 | 0.7729 | 0.96907 | 0.79476 | 0.83246 | 0.65651 | 0.8416 | 0.87088 | 0.87903 | 0.23808 | 0.87562 | 0.78609 | 0.90855 | 0.68729 | 0.63895 | 0.98057 | 0.63349 | 0.71785 | 1 | 0.75729 | 0.88641 | 0.63355 | 0.82644 | 0.86083 | 0.84969 | 0.20023 | 0
Apr | 18 | 19 | Weekday | Tuesday | 0.79007 | 0.91968 | 0.89312 | 1 | 1 | 1 | 1 | 0.83904 | 1 | 0.79007 | 0.79007 | 0.87619 | 0.72176 | 0.90148 | 0.58933 | 0.60781 | 1 | 0.59438 | 0.79424 | 0.84211 | 0.82436 | 0.93408 | 0.6726 | 0.83904 | 0.89224 | 0.81223 | 0.28932 | 0.89525 | 0.69002 | 1 | 0.56819 | 0.61063 | 1 | 0.5539 | 0.72799 | 0.83906 | 0.76775 | 1 | 0.63438 | 0.79422 | 0.84656 | 0.76298 | 0.23584 | 0
Apr | 18 | 20 | Weekday | Tuesday | 0.81241 | 0.88213 | 0.88159 | 0.95367 | 1 | 0.95367 | 0.95367 | 0.3654 | 0.95367 | 0.81241 | 0.81241 | 0.87709 | 0.69267 | 0.95297 | 0.57748 | 0.62621 | 0.86128 | 0.44209 | 0.28658 | 0.85595 | 0.1799 | 0.90046 | 0.67951 | 0.3654 | 0.42397 | 0.60012 | 0.31061 | 0.89087 | 0.65764 | 0.9723 | 0.54886 | 0.62879 | 0.85674 | 0.41515 | 0.3071 | 0.83552 | 0.21895 | 0.94469 | 0.63372 | 0.37702 | 0.45618 | 0.54585 | 0.23926 | 0
Apr | 18 | 21 | Weekday | Tuesday | 0.7601 | 0.82556 | 0.85931 | 0.86024 | 1 | 0.86024 | 0.86024 | 0.1785 | 0.86024 | 0.7601 | 0.7601 | 0.84972 | 0.65182 | 0.75605 | 0.30418 | 0.28275 | 0.70027 | 0.41419 | 0.28241 | 0.86312 | 0.17851 | 0.65739 | 0.40437 | 0.1785 | 0.23774 | 0.29652 | 0.32152 | 0.88658 | 0.6095 | 0.75859 | 0.3175 | 0.28497 | 0.67383 | 0.36779 | 0.30678 | 0.83124 | 0.21873 | 0.67191 | 0.40863 | 0.21171 | 0.29711 | 0.33772 | 0.24099 | 0
Apr | 18 | 22 | Weekday | Tuesday | 0.75427 | 0.80543 | 0.83163 | 0.74118 | 1 | 0.74118 | 0.74118 | 0.1785 | 0.74118 | 0.75427 | 0.75427 | 0.82201 | 0.65029 | 0.53111 | 0.26123 | 0.26512 | 0.54581 | 0.39944 | 0.28494 | 0.90863 | 0.17821 | 0.45044 | 0.38278 | 0.1785 | 0.23774 | 0.40609 | 0.33814 | 0.90043 | 0.60641 | 0.52967 | 0.27264 | 0.26661 | 0.51847 | 0.35711 | 0.31094 | 0.86989 | 0.2206 | 0.44602 | 0.38639 | 0.21171 | 0.29711 | 0.46283 | 0.24366 | 0
Apr | 18 | 23 | Weekday | Tuesday | 0.71688 | 0.82183 | 0.81 | 0.6301 | 1 | 0.6301 | 0.6301 | 0.18022 | 0.6301 | 0.71688 | 0.71688 | 0.58172 | 0.64154 | 0.39325 | 0.24225 | 0.25753 | 0.44401 | 0.42886 | 0.27783 | 0.63563 | 0.17702 | 0.39818 | 0.37126 | 0.18022 | 0.23917 | 0.30637 | 0.34702 | 0.51407 | 0.59385 | 0.41274 | 0.25256 | 0.25927 | 0.42031 | 0.37615 | 0.30687 | 0.49423 | 0.21879 | 0.38787 | 0.37749 | 0.21374 | 0.29889 | 0.3489 | 0.24504 | 0
Apr | 19 | 24 | Weekday | Wednesday | 0.69438 | 0.80694 | 0.78568 | 0.56767 | 1 | 0.56767 | 0.56767 | 0.1785 | 0.56767 | 0.69438 | 0.69438 | 0.2318 | 0.63916 | 0.34362 | 0.25096 | 0.26501 | 0.43669 | 0.39776 | 0.27944 | 0.29651 | 0.17702 | 0.3763 | 0.3823 | 0.1785 | 0.23774 | 0.28255 | 0.36477 | 0.33712 | 0.59045 | 0.37507 | 0.2616 | 0.26661 | 0.40579 | 0.35209 | 0.30686 | 0.34257 | 0.21879 | 0.36438 | 0.38639 | 0.21171 | 0.29711 | 0.32203 | 0.24791 | 0
Apr | 19 | 1 | Weekday | Wednesday | 0.69715 | 0.76909 | 0.77678 | 0.54463 | 1 | 0.54463 | 0.54463 | 0.1785 | 0.54463 | 0.69715 | 0.69715 | 0.23218 | 0.63622 | 0.32366 | 0.25104 | 0.26469 | 0.43542 | 0.43199 | 0.27921 | 0.29639 | 0.17629 | 0.35755 | 0.38375 | 0.1785 | 0.23774 | 0.281 | 0.36382 | 0.33771 | 0.58597 | 0.35423 | 0.26162 | 0.26661 | 0.39896 | 0.37586 | 0.30683 | 0.34359 | 0.21879 | 0.34177 | 0.38639 | 0.21171 | 0.29711 | 0.32014 | 0.24771 | 0
Apr | 19 | 2 | Weekday | Wednesday | 0.69189 | 0.75837 | 0.77314 | 0.53618 | 1 | 0.53618 | 0.53618 | 0.1785 | 0.53618 | 0.69189 | 0.69189 | 0.23256 | 0.63242 | 0.31424 | 0.25087 | 0.2649 | 0.43851 | 0.40091 | 0.27856 | 0.29745 | 0.17681 | 0.35889 | 0.37845 | 0.1785 | 0.23774 | 0.27935 | 0.37841 | 0.33793 | 0.5808 | 0.34434 | 0.2616 | 0.26661 | 0.394 | 0.35428 | 0.30678 | 0.34396 | 0.21876 | 0.33823 | 0.38639 | 0.21171 | 0.29711 | 0.31808 | 0.25007 | 0
Apr | 19 | 3 | Weekday | Wednesday | 0.68588 | 0.75745 | 0.77619 | 0.5306 | 1 | 0.5306 | 0.5306 | 0.1785 | 0.5306 | 0.68588 | 0.68588 | 0.23747 | 0.68648 | 0.34468 | 0.26163 | 0.2649 | 0.49264 | 0.55688 | 0.28197 | 0.30845 | 0.17868 | 0.37176 | 0.38375 | 0.1785 | 0.23774 | 0.32224 | 0.37586 | 0.34629 | 0.64292 | 0.3674 | 0.27272 | 0.26661 | 0.44677 | 0.49347 | 0.3099 | 0.35708 | 0.22086 | 0.35284 | 0.38639 | 0.21171 | 0.29711 | 0.36701 | 0.24962 | 0
Apr | 19 | 4 | Weekday | Wednesday | 0.70658 | 0.76335 | 0.79667 | 0.55446 | 1 | 0.55446 | 0.55446 | 0.16961 | 0.55446 | 0.70658 | 0.70658 | 0.5992 | 0.74356 | 0.45027 | 0.30223 | 0.27742 | 0.6162 | 0.68634 | 0.27886 | 0.6539 | 0.17578 | 0.44278 | 0.39479 | 0.16961 | 0.22411 | 0.32318 | 0.38124 | 0.5132 | 0.64147 | 0.44754 | 0.31485 | 0.27906 | 0.55442 | 0.5704 | 0.30666 | 0.49232 | 0.21861 | 0.42524 | 0.39777 | 0.20116 | 0.28007 | 0.36587 | 0.24411 | 0
Apr | 19 | 5 | Weekday | Wednesday | 0.68912 | 0.80269 | 0.85128 | 0.71184 | 0.59271 | 0.71184 | 0.71184 | 0.78044 | 0.71184 | 0.68912 | 0.68912 | 0.81347 | 0.8325 | 0.73512 | 0.47534 | 0.68079 | 0.71472 | 0.79552 | 0.66291 | 0.98803 | 0.7582 | 0.69189 | 0.51943 | 0.78044 | 0.82377 | 0.70729 | 0.4611 | 0.79427 | 0.78885 | 0.73063 | 0.37494 | 0.6868 | 0.58027 | 0.7383 | 0.31871 | 0.93014 | 0.36078 | 0.68861 | 0.42325 | 0.30901 | 0.25355 | 0.51617 | 0.26503 | 0
Apr | 19 | 6 | Weekday | Wednesday | 0.71001 | 0.85057 | 0.92553 | 0.84591 | 0.004395 | 0.84591 | 0.84591 | 0.72588 | 0.84591 | 0.71001 | 0.71001 | 0.9599 | 0.90948 | 0.97004 | 0.55552 | 0.70015 | 0.76682 | 0.91973 | 0.8441 | 0.96439 | 0.93594 | 0.87119 | 0.62378 | 0.72588 | 0.75136 | 0.70607 | 0.66733 | 0.95813 | 0.8812 | 0.93326 | 0.48751 | 0.69148 | 0.64073 | 0.88768 | 0.67205 | 0.9197 | 0.69898 | 0.89787 | 0.49024 | 0.41032 | 0.35467 | 0.5466 | 0.54501 | 0
Apr | 19 | 7 | Weekday | Wednesday | 0.76472 | 0.88296 | 0.97448 | 0.83628 | 0.004395 | 0.83628 | 0.83628 | 0.84636 | 0.83628 | 0.76472 | 0.76472 | 0.96743 | 0.94714 | 0.80114 | 1 | 1 | 0.74729 | 0.94666 | 0.99816 | 0.79574 | 1 | 0.78526 | 1 | 0.84636 | 0.85865 | 0.90604 | 0.87989 | 0.96165 | 0.92578 | 0.7841 | 1 | 1 | 0.62519 | 0.92588 | 0.92944 | 0.74241 | 0.90073 | 0.77003 | 0.98617 | 0.64686 | 0.60661 | 0.81708 | 0.82648 | 0
Apr | 19 | 8 | Weekday | Wednesday | 0.8131 | 0.93235 | 0.99318 | 0.83366 | 0.004395 | 0.83366 | 0.83366 | 1 | 0.83366 | 0.8131 | 0.8131 | 0.79937 | 0.98076 | 0.68862 | 0.96231 | 0.90307 | 0.663 | 1 | 0.98718 | 0.77792 | 0.9868 | 0.73712 | 0.98482 | 1 | 1 | 0.96032 | 1 | 0.79434 | 0.96447 | 0.69984 | 0.97456 | 0.90375 | 0.55632 | 0.99379 | 0.93818 | 0.74642 | 0.92694 | 0.74199 | 0.98966 | 0.94181 | 0.92604 | 0.92009 | 0.99952 | 0
Apr | 19 | 9 | Weekday | Wednesday | 0.89907 | 0.9516 | 0.99659 | 0.78619 | 0.004395 | 0.78619 | 0.78619 | 0.99525 | 0.78619 | 0.89907 | 0.89907 | 0.97641 | 0.99489 | 0.55625 | 0.91477 | 0.86422 | 0.58018 | 0.99798 | 1 | 0.90756 | 0.99765 | 0.57305 | 0.98418 | 0.99525 | 0.98514 | 0.9179 | 0.97958 | 0.97375 | 0.982 | 0.56017 | 0.93265 | 0.86557 | 0.48641 | 0.99468 | 0.97065 | 0.93124 | 0.97129 | 0.55561 | 0.995 | 0.98787 | 0.97952 | 0.89063 | 0.99952 | 0
Apr | 19 | 10 | Weekday | Wednesday | 0.97955 | 0.97663 | 1 | 0.75555 | 0.004395 | 0.75555 | 0.75555 | 0.95481 | 0.75555 | 0.97955 | 0.97955 | 0.96642 | 0.99659 | 0.52598 | 0.92097 | 0.86861 | 0.56043 | 0.99673 | 0.99472 | 0.92743 | 0.98751 | 0.56617 | 0.98898 | 0.95481 | 0.93333 | 1 | 0.97006 | 1 | 0.98661 | 0.56352 | 0.94159 | 0.86968 | 0.4955 | 1 | 0.98973 | 0.97893 | 0.987 | 0.55987 | 0.99958 | 0.99598 | 0.99218 | 1 | 0.99971 | 0
Apr | 19 | 11 | Weekday | Wednesday | 1 | 0.99412 | 0.99601 | 0.72969 | 0.004395 | 0.72969 | 0.72969 | 0.93313 | 0.72969 | 1 | 1 | 0.91993 | 0.96947 | 0.53446 | 0.89275 | 0.87702 | 0.53843 | 0.95113 | 0.99775 | 0.8811 | 0.98095 | 0.56746 | 0.94805 | 0.93313 | 0.90482 | 0.93614 | 0.8786 | 0.98928 | 0.96033 | 0.58019 | 0.91099 | 0.87757 | 0.49184 | 0.95291 | 1 | 0.95158 | 1 | 0.56417 | 0.95481 | 1 | 1 | 0.93825 | 0.90602 | 0
Apr | 19 | 12 | Weekday | Wednesday | 0.98455 | 0.99524 | 0.98589 | 0.71433 | 0.004395 | 0.71433 | 0.71433 | 0.91307 | 0.71433 | 0.98455 | 0.98455 | 0.76762 | 0.99485 | 0.52133 | 0.94212 | 0.86637 | 0.51726 | 0.98205 | 0.99193 | 0.86387 | 0.97015 | 0.5655 | 0.98466 | 0.91307 | 0.87989 | 0.92123 | 0.96074 | 0.80794 | 0.98838 | 0.56335 | 0.96847 | 0.86787 | 0.48332 | 0.99011 | 0.97618 | 0.93869 | 0.98642 | 0.56572 | 1 | 0.99658 | 0.99691 | 0.92903 | 0.99979 | 0
Apr | 19 | 13 | Weekday | Wednesday | 0.94795 | 0.9924 | 0.98552 | 0.69421 | 0.004395 | 0.69421 | 0.69421 | 0.89819 | 0.69421 | 0.94795 | 0.94795 | 0.74191 | 0.9981 | 0.51584 | 0.9314 | 0.82007 | 0.49834 | 0.97441 | 0.97646 | 0.71671 | 0.95011 | 0.56263 | 0.97886 | 0.89819 | 0.86402 | 0.90061 | 0.95799 | 0.79615 | 0.99349 | 0.55517 | 0.96287 | 0.82331 | 0.47431 | 0.98284 | 0.96676 | 0.75059 | 0.96771 | 0.56244 | 0.99504 | 0.98797 | 0.98707 | 0.90944 | 0.99973 | 0
Apr | 19 | 14 | Weekday | Wednesday | 0.92747 | 1 | 0.96967 | 0.68808 | 0.004395 | 0.68808 | 0.68808 | 0.88999 | 0.68808 | 0.92747 | 0.92747 | 0.79601 | 0.99839 | 0.5123 | 0.91639 | 0.81065 | 0.53297 | 0.93323 | 0.97226 | 0.72781 | 0.90623 | 0.56271 | 0.97786 | 0.88999 | 0.85473 | 0.88588 | 0.95713 | 0.79534 | 0.99624 | 0.54646 | 0.94816 | 0.81455 | 0.50878 | 0.94924 | 0.9525 | 0.74894 | 0.92857 | 0.5593 | 0.99485 | 0.98825 | 0.98634 | 0.89556 | 0.99992 | 0
Apr | 19 | 15 | Weekday | Wednesday | 0.8799 | 0.99398 | 0.94929 | 0.715 | 0.004395 | 0.715 | 0.715 | 0.89354 | 0.715 | 0.8799 | 0.8799 | 0.97237 | 1 | 0.53128 | 0.94276 | 0.83218 | 0.71049 | 0.92798 | 0.92358 | 0.72891 | 0.83919 | 0.54922 | 0.97991 | 0.89354 | 0.86108 | 0.88818 | 0.95886 | 0.96962 | 1 | 0.60142 | 0.97351 | 0.83525 | 0.7026 | 0.94604 | 0.93525 | 0.74815 | 0.89942 | 0.59881 | 0.99613 | 0.99118 | 0.98901 | 0.89541 | 1 | 0
Apr | 19 | 16 | Weekday | Wednesday | 0.82069 | 0.96148 | 0.92807 | 0.80304 | 0.004395 | 0.80304 | 0.80304 | 0.91114 | 0.80304 | 0.82069 | 0.82069 | 0.97301 | 0.98651 | 0.64006 | 0.84104 | 0.77092 | 0.86162 | 0.91695 | 0.71198 | 0.87621 | 0.75263 | 0.6685 | 0.63556 | 0.91114 | 0.88328 | 0.89148 | 0.29492 | 0.97226 | 0.98747 | 0.70338 | 0.86463 | 0.7751 | 0.85264 | 0.93503 | 0.68936 | 0.92903 | 0.74286 | 0.72008 | 0.63292 | 0.99206 | 0.98904 | 0.89086 | 0.29885 | 0
Apr | 19 | 17 | Weekday | Wednesday | 0.77929 | 0.92563 | 0.91106 | 0.90423 | 0.004395 | 0.90423 | 0.90423 | 0.7479 | 0.90423 | 0.77929 | 0.77929 | 0.97645 | 0.79984 | 0.84836 | 0.67352 | 0.54588 | 0.92518 | 0.59712 | 0.72652 | 0.89428 | 0.76995 | 0.75286 | 0.51218 | 0.7479 | 0.72053 | 0.89236 | 0.11941 | 0.97349 | 0.78723 | 0.86903 | 0.68062 | 0.54818 | 0.90772 | 0.58459 | 0.68627 | 0.92866 | 0.738 | 0.79606 | 0.49606 | 0.75954 | 0.73464 | 0.87835 | 0.09897 | 0
Apr | 19 | 18 | Weekday | Wednesday | 0.75437 | 0.90551 | 0.89604 | 0.95342 | 1 | 0.95342 | 0.95342 | 0.8416 | 0.95342 | 0.75437 | 0.75437 | 0.86651 | 0.80213 | 0.83329 | 0.68701 | 0.63529 | 0.98755 | 0.64618 | 0.7729 | 0.96907 | 0.79476 | 0.83246 | 0.65651 | 0.8416 | 0.87088 | 0.87903 | 0.23808 | 0.87562 | 0.78609 | 0.90855 | 0.68729 | 0.63895 | 0.98057 | 0.63349 | 0.71785 | 1 | 0.75729 | 0.88641 | 0.63355 | 0.82644 | 0.86083 | 0.84969 | 0.20023 | 0
Apr | 19 | 19 | Weekday | Wednesday | 0.79007 | 0.91968 | 0.89312 | 1 | 1 | 1 | 1 | 0.83904 | 1 | 0.79007 | 0.79007 | 0.87619 | 0.72176 | 0.90148 | 0.58933 | 0.60781 | 1 | 0.59438 | 0.79424 | 0.84211 | 0.82436 | 0.93408 | 0.6726 | 0.83904 | 0.89224 | 0.81223 | 0.28932 | 0.89525 | 0.69002 | 1 | 0.56819 | 0.61063 | 1 | 0.5539 | 0.72799 | 0.83906 | 0.76775 | 1 | 0.63438 | 0.79422 | 0.84656 | 0.76298 | 0.23584 | 0
Apr | 19 | 20 | Weekday | Wednesday | 0.81241 | 0.88213 | 0.88159 | 0.95367 | 1 | 0.95367 | 0.95367 | 0.3654 | 0.95367 | 0.81241 | 0.81241 | 0.87709 | 0.69267 | 0.95297 | 0.57748 | 0.62621 | 0.86128 | 0.44209 | 0.28658 | 0.85595 | 0.1799 | 0.90046 | 0.67951 | 0.3654 | 0.42397 | 0.60012 | 0.31061 | 0.89087 | 0.65764 | 0.9723 | 0.54886 | 0.62879 | 0.85674 | 0.41515 | 0.3071 | 0.83552 | 0.21895 | 0.94469 | 0.63372 | 0.37702 | 0.45618 | 0.54585 | 0.23926 | 0
Apr | 19 | 21 | Weekday | Wednesday | 0.7601 | 0.82556 | 0.85931 | 0.86024 | 1 | 0.86024 | 0.86024 | 0.1785 | 0.86024 | 0.7601 | 0.7601 | 0.84972 | 0.65182 | 0.75605 | 0.30418 | 0.28275 | 0.70027 | 0.41419 | 0.28241 | 0.86312 | 0.17851 | 0.65739 | 0.40437 | 0.1785 | 0.23774 | 0.29652 | 0.32152 | 0.88658 | 0.6095 | 0.75859 | 0.3175 | 0.28497 | 0.67383 | 0.36779 | 0.30678 | 0.83124 | 0.21873 | 0.67191 | 0.40863 | 0.21171 | 0.29711 | 0.33772 | 0.24099 | 0
Apr | 19 | 22 | Weekday | Wednesday | 0.75427 | 0.80543 | 0.83163 | 0.74118 | 1 | 0.74118 | 0.74118 | 0.1785 | 0.74118 | 0.75427 | 0.75427 | 0.82201 | 0.65029 | 0.53111 | 0.26123 | 0.26512 | 0.54581 | 0.39944 | 0.28494 | 0.90863 | 0.17821 | 0.45044 | 0.38278 | 0.1785 | 0.23774 | 0.40609 | 0.33814 | 0.90043 | 0.60641 | 0.52967 | 0.27264 | 0.26661 | 0.51847 | 0.35711 | 0.31094 | 0.86989 | 0.2206 | 0.44602 | 0.38639 | 0.21171 | 0.29711 | 0.46283 | 0.24366 | 0
Apr | 19 | 23 | Weekday | Wednesday | 0.71688 | 0.82183 | 0.81 | 0.6301 | 1 | 0.6301 | 0.6301 | 0.18022 | 0.6301 | 0.71688 | 0.71688 | 0.58172 | 0.64154 | 0.39325 | 0.24225 | 0.25753 | 0.44401 | 0.42886 | 0.27783 | 0.63563 | 0.17702 | 0.39818 | 0.37126 | 0.18022 | 0.23917 | 0.30637 | 0.34702 | 0.51407 | 0.59385 | 0.41274 | 0.25256 | 0.25927 | 0.42031 | 0.37615 | 0.30687 | 0.49423 | 0.21879 | 0.38787 | 0.37749 | 0.21374 | 0.29889 | 0.3489 | 0.24504 | 0
Apr | 20 | 24 | Weekday | Thursday | 0.69438 | 0.80694 | 0.78568 | 0.56767 | 1 | 0.56767 | 0.56767 | 0.1785 | 0.56767 | 0.69438 | 0.69438 | 0.2318 | 0.63916 | 0.34362 | 0.25096 | 0.26501 | 0.43669 | 0.39776 | 0.27944 | 0.29651 | 0.17702 | 0.3763 | 0.3823 | 0.1785 | 0.23774 | 0.28255 | 0.36477 | 0.33712 | 0.59045 | 0.37507 | 0.2616 | 0.26661 | 0.40579 | 0.35209 | 0.30686 | 0.34257 | 0.21879 | 0.36438 | 0.38639 | 0.21171 | 0.29711 | 0.32203 | 0.24791 | 0
Apr | 20 | 1 | Weekday | Thursday | 0.69715 | 0.76909 | 0.77678 | 0.54463 | 1 | 0.54463 | 0.54463 | 0.1785 | 0.54463 | 0.69715 | 0.69715 | 0.23218 | 0.63622 | 0.32366 | 0.25104 | 0.26469 | 0.43542 | 0.43199 | 0.27921 | 0.29639 | 0.17629 | 0.35755 | 0.38375 | 0.1785 | 0.23774 | 0.281 | 0.36382 | 0.33771 | 0.58597 | 0.35423 | 0.26162 | 0.26661 | 0.39896 | 0.37586 | 0.30683 | 0.34359 | 0.21879 | 0.34177 | 0.38639 | 0.21171 | 0.29711 | 0.32014 | 0.24771 | 0
Apr | 20 | 2 | Weekday | Thursday | 0.69189 | 0.75837 | 0.77314 | 0.53618 | 1 | 0.53618 | 0.53618 | 0.1785 | 0.53618 | 0.69189 | 0.69189 | 0.23256 | 0.63242 | 0.31424 | 0.25087 | 0.2649 | 0.43851 | 0.40091 | 0.27856 | 0.29745 | 0.17681 | 0.35889 | 0.37845 | 0.1785 | 0.23774 | 0.27935 | 0.37841 | 0.33793 | 0.5808 | 0.34434 | 0.2616 | 0.26661 | 0.394 | 0.35428 | 0.30678 | 0.34396 | 0.21876 | 0.33823 | 0.38639 | 0.21171 | 0.29711 | 0.31808 | 0.25007 | 0
Apr | 20 | 3 | Weekday | Thursday | 0.68588 | 0.75745 | 0.77619 | 0.5306 | 1 | 0.5306 | 0.5306 | 0.1785 | 0.5306 | 0.68588 | 0.68588 | 0.23747 | 0.68648 | 0.34468 | 0.26163 | 0.2649 | 0.49264 | 0.55688 | 0.28197 | 0.30845 | 0.17868 | 0.37176 | 0.38375 | 0.1785 | 0.23774 | 0.32224 | 0.37586 | 0.34629 | 0.64292 | 0.3674 | 0.27272 | 0.26661 | 0.44677 | 0.49347 | 0.3099 | 0.35708 | 0.22086 | 0.35284 | 0.38639 | 0.21171 | 0.29711 | 0.36701 | 0.24962 | 0
Apr | 20 | 4 | Weekday | Thursday | 0.70658 | 0.76335 | 0.79667 | 0.55446 | 1 | 0.55446 | 0.55446 | 0.16961 | 0.55446 | 0.70658 | 0.70658 | 0.5992 | 0.74356 | 0.45027 | 0.30223 | 0.27742 | 0.6162 | 0.68634 | 0.27886 | 0.6539 | 0.17578 | 0.44278 | 0.39479 | 0.16961 | 0.22411 | 0.32318 | 0.38124 | 0.5132 | 0.64147 | 0.44754 | 0.31485 | 0.27906 | 0.55442 | 0.5704 | 0.30666 | 0.49232 | 0.21861 | 0.42524 | 0.39777 | 0.20116 | 0.28007 | 0.36587 | 0.24411 | 0
Apr | 20 | 5 | Weekday | Thursday | 0.68912 | 0.80269 | 0.85128 | 0.71184 | 0.59271 | 0.71184 | 0.71184 | 0.78044 | 0.71184 | 0.68912 | 0.68912 | 0.81347 | 0.8325 | 0.73512 | 0.47534 | 0.68079 | 0.71472 | 0.79552 | 0.66291 | 0.98803 | 0.7582 | 0.69189 | 0.51943 | 0.78044 | 0.82377 | 0.70729 | 0.4611 | 0.79427 | 0.78885 | 0.73063 | 0.37494 | 0.6868 | 0.58027 | 0.7383 | 0.31871 | 0.93014 | 0.36078 | 0.68861 | 0.42325 | 0.30901 | 0.25355 | 0.51617 | 0.26503 | 0
Apr | 20 | 6 | Weekday | Thursday | 0.71001 | 0.85057 | 0.92553 | 0.84591 | 0.004395 | 0.84591 | 0.84591 | 0.72588 | 0.84591 | 0.71001 | 0.71001 | 0.9599 | 0.90948 | 0.97004 | 0.55552 | 0.70015 | 0.76682 | 0.91973 | 0.8441 | 0.96439 | 0.93594 | 0.87119 | 0.62378 | 0.72588 | 0.75136 | 0.70607 | 0.66733 | 0.95813 | 0.8812 | 0.93326 | 0.48751 | 0.69148 | 0.64073 | 0.88768 | 0.67205 | 0.9197 | 0.69898 | 0.89787 | 0.49024 | 0.41032 | 0.35467 | 0.5466 | 0.54501 | 0
Apr | 20 | 7 | Weekday | Thursday | 0.76472 | 0.88296 | 0.97448 | 0.83628 | 0.004395 | 0.83628 | 0.83628 | 0.84636 | 0.83628 | 0.76472 | 0.76472 | 0.96743 | 0.94714 | 0.80114 | 1 | 1 | 0.74729 | 0.94666 | 0.99816 | 0.79574 | 1 | 0.78526 | 1 | 0.84636 | 0.85865 | 0.90604 | 0.87989 | 0.96165 | 0.92578 | 0.7841 | 1 | 1 | 0.62519 | 0.92588 | 0.92944 | 0.74241 | 0.90073 | 0.77003 | 0.98617 | 0.64686 | 0.60661 | 0.81708 | 0.82648 | 0
Apr | 20 | 8 | Weekday | Thursday | 0.8131 | 0.93235 | 0.99318 | 0.83366 | 0.004395 | 0.83366 | 0.83366 | 1 | 0.83366 | 0.8131 | 0.8131 | 0.79937 | 0.98076 | 0.68862 | 0.96231 | 0.90307 | 0.663 | 1 | 0.98718 | 0.77792 | 0.9868 | 0.73712 | 0.98482 | 1 | 1 | 0.96032 | 1 | 0.79434 | 0.96447 | 0.69984 | 0.97456 | 0.90375 | 0.55632 | 0.99379 | 0.93818 | 0.74642 | 0.92694 | 0.74199 | 0.98966 | 0.94181 | 0.92604 | 0.92009 | 0.99952 | 0
Apr | 20 | 9 | Weekday | Thursday | 0.89907 | 0.9516 | 0.99659 | 0.78619 | 0.004395 | 0.78619 | 0.78619 | 0.99525 | 0.78619 | 0.89907 | 0.89907 | 0.97641 | 0.99489 | 0.55625 | 0.91477 | 0.86422 | 0.58018 | 0.99798 | 1 | 0.90756 | 0.99765 | 0.57305 | 0.98418 | 0.99525 | 0.98514 | 0.9179 | 0.97958 | 0.97375 | 0.982 | 0.56017 | 0.93265 | 0.86557 | 0.48641 | 0.99468 | 0.97065 | 0.93124 | 0.97129 | 0.55561 | 0.995 | 0.98787 | 0.97952 | 0.89063 | 0.99952 | 0
Apr | 20 | 10 | Weekday | Thursday | 0.97955 | 0.97663 | 1 | 0.75555 | 0.004395 | 0.75555 | 0.75555 | 0.95481 | 0.75555 | 0.97955 | 0.97955 | 0.96642 | 0.99659 | 0.52598 | 0.92097 | 0.86861 | 0.56043 | 0.99673 | 0.99472 | 0.92743 | 0.98751 | 0.56617 | 0.98898 | 0.95481 | 0.93333 | 1 | 0.97006 | 1 | 0.98661 | 0.56352 | 0.94159 | 0.86968 | 0.4955 | 1 | 0.98973 | 0.97893 | 0.987 | 0.55987 | 0.99958 | 0.99598 | 0.99218 | 1 | 0.99971 | 0
Apr | 20 | 11 | Weekday | Thursday | 1 | 0.99412 | 0.99601 | 0.72969 | 0.004395 | 0.72969 | 0.72969 | 0.93313 | 0.72969 | 1 | 1 | 0.91993 | 0.96947 | 0.53446 | 0.89275 | 0.87702 | 0.53843 | 0.95113 | 0.99775 | 0.8811 | 0.98095 | 0.56746 | 0.94805 | 0.93313 | 0.90482 | 0.93614 | 0.8786 | 0.98928 | 0.96033 | 0.58019 | 0.91099 | 0.87757 | 0.49184 | 0.95291 | 1 | 0.95158 | 1 | 0.56417 | 0.95481 | 1 | 1 | 0.93825 | 0.90602 | 0
Apr | 20 | 12 | Weekday | Thursday | 0.98455 | 0.99524 | 0.98589 | 0.71433 | 0.004395 | 0.71433 | 0.71433 | 0.91307 | 0.71433 | 0.98455 | 0.98455 | 0.76762 | 0.99485 | 0.52133 | 0.94212 | 0.86637 | 0.51726 | 0.98205 | 0.99193 | 0.86387 | 0.97015 | 0.5655 | 0.98466 | 0.91307 | 0.87989 | 0.92123 | 0.96074 | 0.80794 | 0.98838 | 0.56335 | 0.96847 | 0.86787 | 0.48332 | 0.99011 | 0.97618 | 0.93869 | 0.98642 | 0.56572 | 1 | 0.99658 | 0.99691 | 0.92903 | 0.99979 | 0
Apr | 20 | 13 | Weekday | Thursday | 0.94795 | 0.9924 | 0.98552 | 0.69421 | 0.004395 | 0.69421 | 0.69421 | 0.89819 | 0.69421 | 0.94795 | 0.94795 | 0.74191 | 0.9981 | 0.51584 | 0.9314 | 0.82007 | 0.49834 | 0.97441 | 0.97646 | 0.71671 | 0.95011 | 0.56263 | 0.97886 | 0.89819 | 0.86402 | 0.90061 | 0.95799 | 0.79615 | 0.99349 | 0.55517 | 0.96287 | 0.82331 | 0.47431 | 0.98284 | 0.96676 | 0.75059 | 0.96771 | 0.56244 | 0.99504 | 0.98797 | 0.98707 | 0.90944 | 0.99973 | 0
Apr | 20 | 14 | Weekday | Thursday | 0.92747 | 1 | 0.96967 | 0.68808 | 0.004395 | 0.68808 | 0.68808 | 0.88999 | 0.68808 | 0.92747 | 0.92747 | 0.79601 | 0.99839 | 0.5123 | 0.91639 | 0.81065 | 0.53297 | 0.93323 | 0.97226 | 0.72781 | 0.90623 | 0.56271 | 0.97786 | 0.88999 | 0.85473 | 0.88588 | 0.95713 | 0.79534 | 0.99624 | 0.54646 | 0.94816 | 0.81455 | 0.50878 | 0.94924 | 0.9525 | 0.74894 | 0.92857 | 0.5593 | 0.99485 | 0.98825 | 0.98634 | 0.89556 | 0.99992 | 0
Apr | 20 | 15 | Weekday | Thursday | 0.8799 | 0.99398 | 0.94929 | 0.715 | 0.004395 | 0.715 | 0.715 | 0.89354 | 0.715 | 0.8799 | 0.8799 | 0.97237 | 1 | 0.53128 | 0.94276 | 0.83218 | 0.71049 | 0.92798 | 0.92358 | 0.72891 | 0.83919 | 0.54922 | 0.97991 | 0.89354 | 0.86108 | 0.88818 | 0.95886 | 0.96962 | 1 | 0.60142 | 0.97351 | 0.83525 | 0.7026 | 0.94604 | 0.93525 | 0.74815 | 0.89942 | 0.59881 | 0.99613 | 0.99118 | 0.98901 | 0.89541 | 1 | 0
Apr | 20 | 16 | Weekday | Thursday | 0.82069 | 0.96148 | 0.92807 | 0.80304 | 0.004395 | 0.80304 | 0.80304 | 0.91114 | 0.80304 | 0.82069 | 0.82069 | 0.97301 | 0.98651 | 0.64006 | 0.84104 | 0.77092 | 0.86162 | 0.91695 | 0.71198 | 0.87621 | 0.75263 | 0.6685 | 0.63556 | 0.91114 | 0.88328 | 0.89148 | 0.29492 | 0.97226 | 0.98747 | 0.70338 | 0.86463 | 0.7751 | 0.85264 | 0.93503 | 0.68936 | 0.92903 | 0.74286 | 0.72008 | 0.63292 | 0.99206 | 0.98904 | 0.89086 | 0.29885 | 0
Apr | 20 | 17 | Weekday | Thursday | 0.77929 | 0.92563 | 0.91106 | 0.90423 | 0.004395 | 0.90423 | 0.90423 | 0.7479 | 0.90423 | 0.77929 | 0.77929 | 0.97645 | 0.79984 | 0.84836 | 0.67352 | 0.54588 | 0.92518 | 0.59712 | 0.72652 | 0.89428 | 0.76995 | 0.75286 | 0.51218 | 0.7479 | 0.72053 | 0.89236 | 0.11941 | 0.97349 | 0.78723 | 0.86903 | 0.68062 | 0.54818 | 0.90772 | 0.58459 | 0.68627 | 0.92866 | 0.738 | 0.79606 | 0.49606 | 0.75954 | 0.73464 | 0.87835 | 0.09897 | 0
Apr | 20 | 18 | Weekday | Thursday | 0.75437 | 0.90551 | 0.89604 | 0.95342 | 1 | 0.95342 | 0.95342 | 0.8416 | 0.95342 | 0.75437 | 0.75437 | 0.86651 | 0.80213 | 0.83329 | 0.68701 | 0.63529 | 0.98755 | 0.64618 | 0.7729 | 0.96907 | 0.79476 | 0.83246 | 0.65651 | 0.8416 | 0.87088 | 0.87903 | 0.23808 | 0.87562 | 0.78609 | 0.90855 | 0.68729 | 0.63895 | 0.98057 | 0.63349 | 0.71785 | 1 | 0.75729 | 0.88641 | 0.63355 | 0.82644 | 0.86083 | 0.84969 | 0.20023 | 0
Apr | 20 | 19 | Weekday | Thursday | 0.79007 | 0.91968 | 0.89312 | 1 | 1 | 1 | 1 | 0.83904 | 1 | 0.79007 | 0.79007 | 0.87619 | 0.72176 | 0.90148 | 0.58933 | 0.60781 | 1 | 0.59438 | 0.79424 | 0.84211 | 0.82436 | 0.93408 | 0.6726 | 0.83904 | 0.89224 | 0.81223 | 0.28932 | 0.89525 | 0.69002 | 1 | 0.56819 | 0.61063 | 1 | 0.5539 | 0.72799 | 0.83906 | 0.76775 | 1 | 0.63438 | 0.79422 | 0.84656 | 0.76298 | 0.23584 | 0
Apr | 20 | 20 | Weekday | Thursday | 0.81241 | 0.88213 | 0.88159 | 0.95367 | 1 | 0.95367 | 0.95367 | 0.3654 | 0.95367 | 0.81241 | 0.81241 | 0.87709 | 0.69267 | 0.95297 | 0.57748 | 0.62621 | 0.86128 | 0.44209 | 0.28658 | 0.85595 | 0.1799 | 0.90046 | 0.67951 | 0.3654 | 0.42397 | 0.60012 | 0.31061 | 0.89087 | 0.65764 | 0.9723 | 0.54886 | 0.62879 | 0.85674 | 0.41515 | 0.3071 | 0.83552 | 0.21895 | 0.94469 | 0.63372 | 0.37702 | 0.45618 | 0.54585 | 0.23926 | 0
Apr | 20 | 21 | Weekday | Thursday | 0.7601 | 0.82556 | 0.85931 | 0.86024 | 1 | 0.86024 | 0.86024 | 0.1785 | 0.86024 | 0.7601 | 0.7601 | 0.84972 | 0.65182 | 0.75605 | 0.30418 | 0.28275 | 0.70027 | 0.41419 | 0.28241 | 0.86312 | 0.17851 | 0.65739 | 0.40437 | 0.1785 | 0.23774 | 0.29652 | 0.32152 | 0.88658 | 0.6095 | 0.75859 | 0.3175 | 0.28497 | 0.67383 | 0.36779 | 0.30678 | 0.83124 | 0.21873 | 0.67191 | 0.40863 | 0.21171 | 0.29711 | 0.33772 | 0.24099 | 0
Apr | 20 | 22 | Weekday | Thursday | 0.75427 | 0.80543 | 0.83163 | 0.74118 | 1 | 0.74118 | 0.74118 | 0.1785 | 0.74118 | 0.75427 | 0.75427 | 0.82201 | 0.65029 | 0.53111 | 0.26123 | 0.26512 | 0.54581 | 0.39944 | 0.28494 | 0.90863 | 0.17821 | 0.45044 | 0.38278 | 0.1785 | 0.23774 | 0.40609 | 0.33814 | 0.90043 | 0.60641 | 0.52967 | 0.27264 | 0.26661 | 0.51847 | 0.35711 | 0.31094 | 0.86989 | 0.2206 | 0.44602 | 0.38639 | 0.21171 | 0.29711 | 0.46283 | 0.24366 | 0
Apr | 20 | 23 | Weekday | Thursday | 0.71688 | 0.82183 | 0.81 | 0.6301 | 1 | 0.6301 | 0.6301 | 0.18022 | 0.6301 | 0.71688 | 0.71688 | 0.58172 | 0.64154 | 0.39325 | 0.24225 | 0.25753 | 0.44401 | 0.42886 | 0.27783 | 0.63563 | 0.17702 | 0.39818 | 0.37126 | 0.18022 | 0.23917 | 0.30637 | 0.34702 | 0.51407 | 0.59385 | 0.41274 | 0.25256 | 0.25927 | 0.42031 | 0.37615 | 0.30687 | 0.49423 | 0.21879 | 0.38787 | 0.37749 | 0.21374 | 0.29889 | 0.3489 | 0.24504 | 0
Apr | 21 | 24 | Weekday | Friday | 0.69438 | 0.80694 | 0.78568 | 0.56767 | 1 | 0.56767 | 0.56767 | 0.1785 | 0.56767 | 0.69438 | 0.69438 | 0.2318 | 0.63916 | 0.34362 | 0.25096 | 0.26501 | 0.43669 | 0.39776 | 0.27944 | 0.29651 | 0.17702 | 0.3763 | 0.3823 | 0.1785 | 0.23774 | 0.28255 | 0.36477 | 0.33712 | 0.59045 | 0.37507 | 0.2616 | 0.26661 | 0.40579 | 0.35209 | 0.30686 | 0.34257 | 0.21879 | 0.36438 | 0.38639 | 0.21171 | 0.29711 | 0.32203 | 0.24791 | 0
Apr | 21 | 1 | Weekday | Friday | 0.69715 | 0.76909 | 0.77678 | 0.54463 | 1 | 0.54463 | 0.54463 | 0.1785 | 0.54463 | 0.69715 | 0.69715 | 0.23218 | 0.63622 | 0.32366 | 0.25104 | 0.26469 | 0.43542 | 0.43199 | 0.27921 | 0.29639 | 0.17629 | 0.35755 | 0.38375 | 0.1785 | 0.23774 | 0.281 | 0.36382 | 0.33771 | 0.58597 | 0.35423 | 0.26162 | 0.26661 | 0.39896 | 0.37586 | 0.30683 | 0.34359 | 0.21879 | 0.34177 | 0.38639 | 0.21171 | 0.29711 | 0.32014 | 0.24771 | 0
Apr | 21 | 2 | Weekday | Friday | 0.69189 | 0.75837 | 0.77314 | 0.53618 | 1 | 0.53618 | 0.53618 | 0.1785 | 0.53618 | 0.69189 | 0.69189 | 0.23256 | 0.63242 | 0.31424 | 0.25087 | 0.2649 | 0.43851 | 0.40091 | 0.27856 | 0.29745 | 0.17681 | 0.35889 | 0.37845 | 0.1785 | 0.23774 | 0.27935 | 0.37841 | 0.33793 | 0.5808 | 0.34434 | 0.2616 | 0.26661 | 0.394 | 0.35428 | 0.30678 | 0.34396 | 0.21876 | 0.33823 | 0.38639 | 0.21171 | 0.29711 | 0.31808 | 0.25007 | 0
Apr | 21 | 3 | Weekday | Friday | 0.68588 | 0.75745 | 0.77619 | 0.5306 | 1 | 0.5306 | 0.5306 | 0.1785 | 0.5306 | 0.68588 | 0.68588 | 0.23747 | 0.68648 | 0.34468 | 0.26163 | 0.2649 | 0.49264 | 0.55688 | 0.28197 | 0.30845 | 0.17868 | 0.37176 | 0.38375 | 0.1785 | 0.23774 | 0.32224 | 0.37586 | 0.34629 | 0.64292 | 0.3674 | 0.27272 | 0.26661 | 0.44677 | 0.49347 | 0.3099 | 0.35708 | 0.22086 | 0.35284 | 0.38639 | 0.21171 | 0.29711 | 0.36701 | 0.24962 | 0
Apr | 21 | 4 | Weekday | Friday | 0.70658 | 0.76335 | 0.79667 | 0.55446 | 1 | 0.55446 | 0.55446 | 0.16961 | 0.55446 | 0.70658 | 0.70658 | 0.5992 | 0.74356 | 0.45027 | 0.30223 | 0.27742 | 0.6162 | 0.68634 | 0.27886 | 0.6539 | 0.17578 | 0.44278 | 0.39479 | 0.16961 | 0.22411 | 0.32318 | 0.38124 | 0.5132 | 0.64147 | 0.44754 | 0.31485 | 0.27906 | 0.55442 | 0.5704 | 0.30666 | 0.49232 | 0.21861 | 0.42524 | 0.39777 | 0.20116 | 0.28007 | 0.36587 | 0.24411 | 0
Apr | 21 | 5 | Weekday | Friday | 0.68912 | 0.80269 | 0.85128 | 0.71184 | 0.59271 | 0.71184 | 0.71184 | 0.78044 | 0.71184 | 0.68912 | 0.68912 | 0.81347 | 0.8325 | 0.73512 | 0.47534 | 0.68079 | 0.71472 | 0.79552 | 0.66291 | 0.98803 | 0.7582 | 0.69189 | 0.51943 | 0.78044 | 0.82377 | 0.70729 | 0.4611 | 0.79427 | 0.78885 | 0.73063 | 0.37494 | 0.6868 | 0.58027 | 0.7383 | 0.31871 | 0.93014 | 0.36078 | 0.68861 | 0.42325 | 0.30901 | 0.25355 | 0.51617 | 0.26503 | 0
Apr | 21 | 6 | Weekday | Friday | 0.71001 | 0.85057 | 0.92553 | 0.84591 | 0.004395 | 0.84591 | 0.84591 | 0.72588 | 0.84591 | 0.71001 | 0.71001 | 0.9599 | 0.90948 | 0.97004 | 0.55552 | 0.70015 | 0.76682 | 0.91973 | 0.8441 | 0.96439 | 0.93594 | 0.87119 | 0.62378 | 0.72588 | 0.75136 | 0.70607 | 0.66733 | 0.95813 | 0.8812 | 0.93326 | 0.48751 | 0.69148 | 0.64073 | 0.88768 | 0.67205 | 0.9197 | 0.69898 | 0.89787 | 0.49024 | 0.41032 | 0.35467 | 0.5466 | 0.54501 | 0
Apr | 21 | 7 | Weekday | Friday | 0.76472 | 0.88296 | 0.97448 | 0.83628 | 0.004395 | 0.83628 | 0.83628 | 0.84636 | 0.83628 | 0.76472 | 0.76472 | 0.96743 | 0.94714 | 0.80114 | 1 | 1 | 0.74729 | 0.94666 | 0.99816 | 0.79574 | 1 | 0.78526 | 1 | 0.84636 | 0.85865 | 0.90604 | 0.87989 | 0.96165 | 0.92578 | 0.7841 | 1 | 1 | 0.62519 | 0.92588 | 0.92944 | 0.74241 | 0.90073 | 0.77003 | 0.98617 | 0.64686 | 0.60661 | 0.81708 | 0.82648 | 0
Apr | 21 | 8 | Weekday | Friday | 0.8131 | 0.93235 | 0.99318 | 0.83366 | 0.004395 | 0.83366 | 0.83366 | 1 | 0.83366 | 0.8131 | 0.8131 | 0.79937 | 0.98076 | 0.68862 | 0.96231 | 0.90307 | 0.663 | 1 | 0.98718 | 0.77792 | 0.9868 | 0.73712 | 0.98482 | 1 | 1 | 0.96032 | 1 | 0.79434 | 0.96447 | 0.69984 | 0.97456 | 0.90375 | 0.55632 | 0.99379 | 0.93818 | 0.74642 | 0.92694 | 0.74199 | 0.98966 | 0.94181 | 0.92604 | 0.92009 | 0.99952 | 0
Apr | 21 | 9 | Weekday | Friday | 0.89907 | 0.9516 | 0.99659 | 0.78619 | 0.004395 | 0.78619 | 0.78619 | 0.99525 | 0.78619 | 0.89907 | 0.89907 | 0.97641 | 0.99489 | 0.55625 | 0.91477 | 0.86422 | 0.58018 | 0.99798 | 1 | 0.90756 | 0.99765 | 0.57305 | 0.98418 | 0.99525 | 0.98514 | 0.9179 | 0.97958 | 0.97375 | 0.982 | 0.56017 | 0.93265 | 0.86557 | 0.48641 | 0.99468 | 0.97065 | 0.93124 | 0.97129 | 0.55561 | 0.995 | 0.98787 | 0.97952 | 0.89063 | 0.99952 | 0
Apr | 21 | 10 | Weekday | Friday | 0.97955 | 0.97663 | 1 | 0.75555 | 0.004395 | 0.75555 | 0.75555 | 0.95481 | 0.75555 | 0.97955 | 0.97955 | 0.96642 | 0.99659 | 0.52598 | 0.92097 | 0.86861 | 0.56043 | 0.99673 | 0.99472 | 0.92743 | 0.98751 | 0.56617 | 0.98898 | 0.95481 | 0.93333 | 1 | 0.97006 | 1 | 0.98661 | 0.56352 | 0.94159 | 0.86968 | 0.4955 | 1 | 0.98973 | 0.97893 | 0.987 | 0.55987 | 0.99958 | 0.99598 | 0.99218 | 1 | 0.99971 | 0
Apr | 21 | 11 | Weekday | Friday | 1 | 0.99412 | 0.99601 | 0.72969 | 0.004395 | 0.72969 | 0.72969 | 0.93313 | 0.72969 | 1 | 1 | 0.91993 | 0.96947 | 0.53446 | 0.89275 | 0.87702 | 0.53843 | 0.95113 | 0.99775 | 0.8811 | 0.98095 | 0.56746 | 0.94805 | 0.93313 | 0.90482 | 0.93614 | 0.8786 | 0.98928 | 0.96033 | 0.58019 | 0.91099 | 0.87757 | 0.49184 | 0.95291 | 1 | 0.95158 | 1 | 0.56417 | 0.95481 | 1 | 1 | 0.93825 | 0.90602 | 0
Apr | 21 | 12 | Weekday | Friday | 0.98455 | 0.99524 | 0.98589 | 0.71433 | 0.004395 | 0.71433 | 0.71433 | 0.91307 | 0.71433 | 0.98455 | 0.98455 | 0.76762 | 0.99485 | 0.52133 | 0.94212 | 0.86637 | 0.51726 | 0.98205 | 0.99193 | 0.86387 | 0.97015 | 0.5655 | 0.98466 | 0.91307 | 0.87989 | 0.92123 | 0.96074 | 0.80794 | 0.98838 | 0.56335 | 0.96847 | 0.86787 | 0.48332 | 0.99011 | 0.97618 | 0.93869 | 0.98642 | 0.56572 | 1 | 0.99658 | 0.99691 | 0.92903 | 0.99979 | 0
Apr | 21 | 13 | Weekday | Friday | 0.94795 | 0.9924 | 0.98552 | 0.69421 | 0.004395 | 0.69421 | 0.69421 | 0.89819 | 0.69421 | 0.94795 | 0.94795 | 0.74191 | 0.9981 | 0.51584 | 0.9314 | 0.82007 | 0.49834 | 0.97441 | 0.97646 | 0.71671 | 0.95011 | 0.56263 | 0.97886 | 0.89819 | 0.86402 | 0.90061 | 0.95799 | 0.79615 | 0.99349 | 0.55517 | 0.96287 | 0.82331 | 0.47431 | 0.98284 | 0.96676 | 0.75059 | 0.96771 | 0.56244 | 0.99504 | 0.98797 | 0.98707 | 0.90944 | 0.99973 | 0
Apr | 21 | 14 | Weekday | Friday | 0.92747 | 1 | 0.96967 | 0.68808 | 0.004395 | 0.68808 | 0.68808 | 0.88999 | 0.68808 | 0.92747 | 0.92747 | 0.79601 | 0.99839 | 0.5123 | 0.91639 | 0.81065 | 0.53297 | 0.93323 | 0.97226 | 0.72781 | 0.90623 | 0.56271 | 0.97786 | 0.88999 | 0.85473 | 0.88588 | 0.95713 | 0.79534 | 0.99624 | 0.54646 | 0.94816 | 0.81455 | 0.50878 | 0.94924 | 0.9525 | 0.74894 | 0.92857 | 0.5593 | 0.99485 | 0.98825 | 0.98634 | 0.89556 | 0.99992 | 0
Apr | 21 | 15 | Weekday | Friday | 0.8799 | 0.99398 | 0.94929 | 0.715 | 0.004395 | 0.715 | 0.715 | 0.89354 | 0.715 | 0.8799 | 0.8799 | 0.97237 | 1 | 0.53128 | 0.94276 | 0.83218 | 0.71049 | 0.92798 | 0.92358 | 0.72891 | 0.83919 | 0.54922 | 0.97991 | 0.89354 | 0.86108 | 0.88818 | 0.95886 | 0.96962 | 1 | 0.60142 | 0.97351 | 0.83525 | 0.7026 | 0.94604 | 0.93525 | 0.74815 | 0.89942 | 0.59881 | 0.99613 | 0.99118 | 0.98901 | 0.89541 | 1 | 0
Apr | 21 | 16 | Weekday | Friday | 0.82069 | 0.96148 | 0.92807 | 0.80304 | 0.004395 | 0.80304 | 0.80304 | 0.91114 | 0.80304 | 0.82069 | 0.82069 | 0.97301 | 0.98651 | 0.64006 | 0.84104 | 0.77092 | 0.86162 | 0.91695 | 0.71198 | 0.87621 | 0.75263 | 0.6685 | 0.63556 | 0.91114 | 0.88328 | 0.89148 | 0.29492 | 0.97226 | 0.98747 | 0.70338 | 0.86463 | 0.7751 | 0.85264 | 0.93503 | 0.68936 | 0.92903 | 0.74286 | 0.72008 | 0.63292 | 0.99206 | 0.98904 | 0.89086 | 0.29885 | 0
Apr | 21 | 17 | Weekday | Friday | 0.77929 | 0.92563 | 0.91106 | 0.90423 | 0.004395 | 0.90423 | 0.90423 | 0.7479 | 0.90423 | 0.77929 | 0.77929 | 0.97645 | 0.79984 | 0.84836 | 0.67352 | 0.54588 | 0.92518 | 0.59712 | 0.72652 | 0.89428 | 0.76995 | 0.75286 | 0.51218 | 0.7479 | 0.72053 | 0.89236 | 0.11941 | 0.97349 | 0.78723 | 0.86903 | 0.68062 | 0.54818 | 0.90772 | 0.58459 | 0.68627 | 0.92866 | 0.738 | 0.79606 | 0.49606 | 0.75954 | 0.73464 | 0.87835 | 0.09897 | 0
Apr | 21 | 18 | Weekday | Friday | 0.75437 | 0.90551 | 0.89604 | 0.95342 | 1 | 0.95342 | 0.95342 | 0.8416 | 0.95342 | 0.75437 | 0.75437 | 0.86651 | 0.80213 | 0.83329 | 0.68701 | 0.63529 | 0.98755 | 0.64618 | 0.7729 | 0.96907 | 0.79476 | 0.83246 | 0.65651 | 0.8416 | 0.87088 | 0.87903 | 0.23808 | 0.87562 | 0.78609 | 0.90855 | 0.68729 | 0.63895 | 0.98057 | 0.63349 | 0.71785 | 1 | 0.75729 | 0.88641 | 0.63355 | 0.82644 | 0.86083 | 0.84969 | 0.20023 | 0
Apr | 21 | 19 | Weekday | Friday | 0.79007 | 0.91968 | 0.89312 | 1 | 1 | 1 | 1 | 0.83904 | 1 | 0.79007 | 0.79007 | 0.87619 | 0.72176 | 0.90148 | 0.58933 | 0.60781 | 1 | 0.59438 | 0.79424 | 0.84211 | 0.82436 | 0.93408 | 0.6726 | 0.83904 | 0.89224 | 0.81223 | 0.28932 | 0.89525 | 0.69002 | 1 | 0.56819 | 0.61063 | 1 | 0.5539 | 0.72799 | 0.83906 | 0.76775 | 1 | 0.63438 | 0.79422 | 0.84656 | 0.76298 | 0.23584 | 0
Apr | 21 | 20 | Weekday | Friday | 0.81241 | 0.88213 | 0.88159 | 0.95367 | 1 | 0.95367 | 0.95367 | 0.3654 | 0.95367 | 0.81241 | 0.81241 | 0.87709 | 0.69267 | 0.95297 | 0.57748 | 0.62621 | 0.86128 | 0.44209 | 0.28658 | 0.85595 | 0.1799 | 0.90046 | 0.67951 | 0.3654 | 0.42397 | 0.60012 | 0.31061 | 0.89087 | 0.65764 | 0.9723 | 0.54886 | 0.62879 | 0.85674 | 0.41515 | 0.3071 | 0.83552 | 0.21895 | 0.94469 | 0.63372 | 0.37702 | 0.45618 | 0.54585 | 0.23926 | 0
Apr | 21 | 21 | Weekday | Friday | 0.7601 | 0.82556 | 0.85931 | 0.86024 | 1 | 0.86024 | 0.86024 | 0.1785 | 0.86024 | 0.7601 | 0.7601 | 0.84972 | 0.65182 | 0.75605 | 0.30418 | 0.28275 | 0.70027 | 0.41419 | 0.28241 | 0.86312 | 0.17851 | 0.65739 | 0.40437 | 0.1785 | 0.23774 | 0.29652 | 0.32152 | 0.88658 | 0.6095 | 0.75859 | 0.3175 | 0.28497 | 0.67383 | 0.36779 | 0.30678 | 0.83124 | 0.21873 | 0.67191 | 0.40863 | 0.21171 | 0.29711 | 0.33772 | 0.24099 | 0
Apr | 21 | 22 | Weekday | Friday | 0.75427 | 0.80543 | 0.83163 | 0.74118 | 1 | 0.74118 | 0.74118 | 0.1785 | 0.74118 | 0.75427 | 0.75427 | 0.82201 | 0.65029 | 0.53111 | 0.26123 | 0.26512 | 0.54581 | 0.39944 | 0.28494 | 0.90863 | 0.17821 | 0.45044 | 0.38278 | 0.1785 | 0.23774 | 0.40609 | 0.33814 | 0.90043 | 0.60641 | 0.52967 | 0.27264 | 0.26661 | 0.51847 | 0.35711 | 0.31094 | 0.86989 | 0.2206 | 0.44602 | 0.38639 | 0.21171 | 0.29711 | 0.46283 | 0.24366 | 0
Apr | 21 | 23 | Weekday | Friday | 0.71688 | 0.82183 | 0.81 | 0.6301 | 1 | 0.6301 | 0.6301 | 0.17164 | 0.6301 | 0.71688 | 0.71688 | 0.58305 | 0.62232 | 0.40224 | 0.22896 | 0.24632 | 0.43335 | 0.39933 | 0.27877 | 0.63602 | 0.17663 | 0.40107 | 0.36071 | 0.17164 | 0.23205 | 0.31285 | 0.35227 | 0.51298 | 0.57402 | 0.42229 | 0.23888 | 0.24826 | 0.41319 | 0.34163 | 0.30679 | 0.49298 | 0.21876 | 0.39048 | 0.36415 | 0.20357 | 0.29 | 0.35636 | 0.24588 | 0
Apr | 22 | 24 | Weekend | Saturday | 0.71338 | 0.82263 | 0.80669 | 0.58166 | 1 | 0.58166 | 0.58166 | 0.17593 | 0.58166 | 0.71338 | 0.71338 | 0.2315 | 0.61578 | 0.37505 | 0.20731 | 0.22879 | 0.42375 | 0.44118 | 0.27753 | 0.29512 | 0.17589 | 0.40094 | 0.33912 | 0.17593 | 0.23561 | 0.2832 | 0.35364 | 0.33702 | 0.5657 | 0.41546 | 0.21623 | 0.22991 | 0.3981 | 0.37245 | 0.30676 | 0.34239 | 0.21874 | 0.39266 | 0.34191 | 0.20865 | 0.29444 | 0.32254 | 0.2461 | 0
Apr | 22 | 1 | Weekend | Saturday | 0.71186 | 0.78232 | 0.79654 | 0.55945 | 1 | 0.55945 | 0.55945 | 0.17593 | 0.55945 | 0.71186 | 0.71186 | 0.2328 | 0.61539 | 0.33203 | 0.20737 | 0.22837 | 0.42111 | 0.41101 | 0.27749 | 0.29643 | 0.17696 | 0.35948 | 0.33816 | 0.17593 | 0.23561 | 0.27941 | 0.37309 | 0.33756 | 0.56421 | 0.36078 | 0.21623 | 0.22991 | 0.39095 | 0.35332 | 0.30671 | 0.34334 | 0.21872 | 0.33976 | 0.34191 | 0.20865 | 0.29444 | 0.31845 | 0.24918 | 0
Apr | 22 | 2 | Weekend | Saturday | 0.70433 | 0.77009 | 0.79049 | 0.55013 | 1 | 0.55013 | 0.55013 | 0.17593 | 0.55013 | 0.70433 | 0.70433 | 0.23202 | 0.61702 | 0.32432 | 0.20731 | 0.22879 | 0.42437 | 0.45203 | 0.27907 | 0.29731 | 0.17607 | 0.35549 | 0.3372 | 0.17593 | 0.23561 | 0.27694 | 0.36723 | 0.33783 | 0.56479 | 0.35455 | 0.21623 | 0.22991 | 0.38772 | 0.38385 | 0.30668 | 0.34379 | 0.2187 | 0.33723 | 0.34191 | 0.20865 | 0.29444 | 0.31539 | 0.24824 | 0
Apr | 22 | 3 | Weekend | Saturday | 0.69832 | 0.76834 | 0.79082 | 0.54304 | 1 | 0.54304 | 0.54304 | 0.17593 | 0.54304 | 0.69832 | 0.69832 | 0.23469 | 0.62052 | 0.3489 | 0.21819 | 0.22816 | 0.48094 | 0.48938 | 0.27809 | 0.30088 | 0.17736 | 0.37592 | 0.34009 | 0.17593 | 0.23561 | 0.29613 | 0.38951 | 0.34123 | 0.57014 | 0.37106 | 0.22744 | 0.22991 | 0.44148 | 0.42592 | 0.30783 | 0.34912 | 0.21948 | 0.35198 | 0.34191 | 0.20865 | 0.29444 | 0.33728 | 0.2518 | 0
Apr | 22 | 4 | Weekend | Saturday | 0.7168 | 0.77146 | 0.81006 | 0.56378 | 1 | 0.56378 | 0.56378 | 0.16408 | 0.56378 | 0.7168 | 0.7168 | 0.61 | 0.61857 | 0.38604 | 0.23563 | 0.21917 | 0.60178 | 0.62481 | 0.27534 | 0.65734 | 0.17339 | 0.40528 | 0.32104 | 0.16408 | 0.21743 | 0.29615 | 0.36732 | 0.50572 | 0.56672 | 0.40103 | 0.24507 | 0.21977 | 0.54429 | 0.52179 | 0.30298 | 0.48212 | 0.21608 | 0.38564 | 0.32329 | 0.1946 | 0.27172 | 0.33484 | 0.23729 | 0
Apr | 22 | 5 | Weekend | Saturday | 0.6985 | 0.80577 | 0.86157 | 0.71762 | 0.7511 | 0.71762 | 0.71762 | 0.43951 | 0.71762 | 0.6985 | 0.6985 | 0.83131 | 0.64211 | 0.54858 | 0.33872 | 0.37005 | 0.70786 | 0.62497 | 0.24217 | 1 | 0.15374 | 0.54695 | 0.33575 | 0.43951 | 0.4662 | 0.66448 | 0.29515 | 0.7978 | 0.60483 | 0.5833 | 0.30203 | 0.3733 | 0.57735 | 0.56198 | 0.2675 | 0.93142 | 0.19114 | 0.53963 | 0.3054 | 0.19563 | 0.1723 | 0.44092 | 0.14355 | 0
Apr | 22 | 6 | Weekend | Saturday | 0.71583 | 0.85074 | 0.93227 | 0.84693 | 0.004395 | 0.84693 | 0.84693 | 0.40123 | 0.84693 | 0.71583 | 0.71583 | 0.91008 | 0.70928 | 0.79081 | 0.34802 | 0.34395 | 0.75229 | 0.68174 | 0.2363 | 0.94857 | 0.15066 | 0.70862 | 0.34394 | 0.40123 | 0.41465 | 0.67096 | 0.34952 | 0.95389 | 0.65377 | 0.7662 | 0.31687 | 0.33746 | 0.62674 | 0.62698 | 0.26009 | 0.91651 | 0.18594 | 0.71366 | 0.27687 | 0.24532 | 0.21772 | 0.47591 | 0.18456 | 0
Apr | 22 | 7 | Weekend | Saturday | 0.76106 | 0.88072 | 0.9794 | 0.84281 | 0.004395 | 0.84281 | 0.84281 | 0.83835 | 0.84281 | 0.76106 | 0.76106 | 0.92865 | 0.73994 | 1 | 0.44314 | 0.38687 | 0.69973 | 0.71061 | 0.23637 | 0.79407 | 0.1496 | 1 | 0.38295 | 0.83835 | 0.85764 | 0.7986 | 0.32358 | 0.95412 | 0.69988 | 0.93427 | 0.43107 | 0.38277 | 0.57018 | 0.68038 | 0.26016 | 0.73802 | 0.18598 | 0.99573 | 0.34356 | 0.5135 | 0.46264 | 0.65628 | 0.1899 | 0
Apr | 22 | 8 | Weekend | Saturday | 0.80478 | 0.92673 | 0.99641 | 0.85488 | 0.004395 | 0.85488 | 0.85488 | 0.83166 | 0.85488 | 0.80478 | 0.80478 | 0.81266 | 0.77866 | 0.80764 | 0.41022 | 0.3761 | 0.61565 | 0.758 | 0.23771 | 0.79113 | 0.15077 | 0.84561 | 0.37479 | 0.83166 | 0.83918 | 0.76567 | 0.35223 | 0.78334 | 0.74577 | 0.77901 | 0.40264 | 0.37363 | 0.49807 | 0.72699 | 0.26031 | 0.73869 | 0.18608 | 0.84678 | 0.34355 | 0.65925 | 0.6248 | 0.64613 | 0.25727 | 0
Apr | 22 | 9 | Weekend | Saturday | 0.89341 | 0.94732 | 0.99842 | 0.81513 | 0.004395 | 0.81513 | 0.81513 | 0.87355 | 0.81513 | 0.89341 | 0.89341 | 1 | 0.78984 | 0.64719 | 0.36714 | 0.3569 | 0.52976 | 0.72336 | 0.2365 | 0.9263 | 0.15633 | 0.61029 | 0.37208 | 0.87355 | 0.86752 | 0.83541 | 0.32064 | 0.95478 | 0.75933 | 0.62436 | 0.36233 | 0.35494 | 0.4241 | 0.70048 | 0.2603 | 0.91763 | 0.1861 | 0.58329 | 0.34355 | 0.78452 | 0.75975 | 0.75655 | 0.25411 | 0
Apr | 22 | 10 | Weekend | Saturday | 0.97352 | 0.97249 | 0.99907 | 0.78411 | 0.004395 | 0.78411 | 0.78411 | 0.82793 | 0.78411 | 0.97352 | 0.97352 | 0.98368 | 0.7995 | 0.59443 | 0.35575 | 0.35667 | 0.50564 | 0.74855 | 0.23994 | 0.93489 | 0.15355 | 0.57575 | 0.36759 | 0.82793 | 0.80911 | 0.91677 | 0.30218 | 0.97154 | 0.77142 | 0.6007 | 0.3521 | 0.35595 | 0.42846 | 0.72179 | 0.26412 | 0.95806 | 0.18771 | 0.55864 | 0.34355 | 0.78211 | 0.75975 | 0.8693 | 0.25286 | 0
Apr | 22 | 11 | Weekend | Saturday | 0.99489 | 0.9878 | 0.99455 | 0.75209 | 0.004395 | 0.75209 | 0.75209 | 0.85519 | 0.75209 | 0.99489 | 0.99489 | 0.94519 | 0.79653 | 0.54974 | 0.3536 | 0.34455 | 0.48481 | 0.68978 | 0.23849 | 0.88648 | 0.15257 | 0.57417 | 0.30706 | 0.85519 | 0.82501 | 0.88784 | 0.21575 | 0.95614 | 0.76946 | 0.58839 | 0.3521 | 0.34454 | 0.42535 | 0.66808 | 0.26027 | 0.92661 | 0.18604 | 0.56114 | 0.27684 | 0.86598 | 0.84972 | 0.85471 | 0.17399 | 0
Apr | 22 | 12 | Weekend | Saturday | 0.98411 | 0.98713 | 0.98212 | 0.73503 | 0.004395 | 0.73503 | 0.73503 | 0.83405 | 0.73503 | 0.98411 | 0.98411 | 0.79925 | 0.7944 | 0.52892 | 0.35285 | 0.33196 | 0.46291 | 0.74031 | 0.23548 | 0.87907 | 0.15269 | 0.5692 | 0.3101 | 0.83405 | 0.79832 | 0.87422 | 0.21048 | 0.78435 | 0.76867 | 0.55943 | 0.35209 | 0.33187 | 0.41445 | 0.71718 | 0.26052 | 0.91946 | 0.18619 | 0.56306 | 0.27684 | 0.86557 | 0.84972 | 0.84843 | 0.17396 | 0
Apr | 22 | 13 | Weekend | Saturday | 0.95145 | 0.9831 | 0.98346 | 0.71266 | 0.004395 | 0.71266 | 0.71266 | 0.82349 | 0.71266 | 0.95145 | 0.95145 | 0.76827 | 0.79574 | 0.5308 | 0.25213 | 0.26401 | 0.44958 | 0.70847 | 0.23678 | 0.73605 | 0.152 | 0.56825 | 0.31013 | 0.82349 | 0.78622 | 0.85715 | 0.20615 | 0.78438 | 0.77097 | 0.56046 | 0.24065 | 0.26374 | 0.41083 | 0.69194 | 0.26061 | 0.74085 | 0.18624 | 0.56376 | 0.27684 | 0.86544 | 0.84972 | 0.8348 | 0.17349 | 0
Apr | 22 | 14 | Weekend | Saturday | 0.93074 | 0.9908 | 0.97063 | 0.70533 | 0.004395 | 0.70533 | 0.70533 | 0.81507 | 0.70533 | 0.93074 | 0.93074 | 0.80862 | 0.75987 | 0.53121 | 0.25623 | 0.26632 | 0.4852 | 0.74102 | 0.23633 | 0.73796 | 0.15196 | 0.56992 | 0.30583 | 0.81507 | 0.77832 | 0.8434 | 0.20645 | 0.78412 | 0.74355 | 0.55904 | 0.24425 | 0.26663 | 0.44622 | 0.71797 | 0.26057 | 0.74029 | 0.18619 | 0.56079 | 0.27688 | 0.86541 | 0.84972 | 0.82253 | 0.17365 | 0
Apr | 22 | 15 | Weekend | Saturday | 0.88421 | 0.9861 | 0.95077 | 0.72813 | 0.004395 | 0.72813 | 0.72813 | 0.81729 | 0.72813 | 0.88421 | 0.88421 | 0.97895 | 0.74981 | 0.55417 | 0.32336 | 0.27592 | 0.66083 | 0.67304 | 0.23666 | 0.73673 | 0.15019 | 0.5565 | 0.31089 | 0.81729 | 0.78308 | 0.84194 | 0.12724 | 0.95395 | 0.7327 | 0.62134 | 0.31203 | 0.27652 | 0.6385 | 0.65591 | 0.26004 | 0.73734 | 0.18581 | 0.59776 | 0.27684 | 0.86562 | 0.84972 | 0.82257 | 0.10018 | 0
Apr | 22 | 16 | Weekend | Saturday | 0.82951 | 0.95572 | 0.92932 | 0.81131 | 0.004395 | 0.81131 | 0.81131 | 0.78688 | 0.81131 | 0.82951 | 0.82951 | 0.98764 | 0.71536 | 0.62656 | 0.33215 | 0.27387 | 0.84499 | 0.65511 | 0.23544 | 0.89173 | 0.15018 | 0.62854 | 0.28932 | 0.78688 | 0.76046 | 0.80687 | 0.13568 | 0.95423 | 0.69479 | 0.69781 | 0.3128 | 0.27436 | 0.82717 | 0.62907 | 0.26003 | 0.9161 | 0.18579 | 0.67725 | 0.24348 | 0.78003 | 0.75975 | 0.76631 | 0.10158 | 0
Apr | 22 | 17 | Weekend | Saturday | 0.79259 | 0.92359 | 0.91115 | 0.90236 | 0.004395 | 0.90236 | 0.90236 | 0.6575 | 0.90236 | 0.79259 | 0.79259 | 0.9851 | 0.69574 | 0.76958 | 0.27075 | 0.12925 | 0.91196 | 0.46249 | 0.23662 | 0.89455 | 0.14907 | 0.78048 | 0.15446 | 0.6575 | 0.63483 | 0.80503 | 0.14695 | 0.95486 | 0.66736 | 0.8671 | 0.28231 | 0.12953 | 0.88694 | 0.42557 | 0.25999 | 0.91614 | 0.18577 | 0.8362 | 0.15567 | 0.58802 | 0.55261 | 0.74242 | 0.10332 | 0
Apr | 22 | 18 | Weekend | Saturday | 0.76744 | 0.90189 | 0.89487 | 0.93956 | 1 | 0.93956 | 0.93956 | 0.51202 | 0.93956 | 0.76744 | 0.76744 | 0.85938 | 0.70114 | 0.83344 | 0.27088 | 0.2035 | 0.97611 | 0.51955 | 0.26846 | 0.96855 | 0.17046 | 0.85245 | 0.29488 | 0.51202 | 0.54967 | 0.74851 | 0.26304 | 0.86316 | 0.66994 | 0.905 | 0.28248 | 0.20456 | 0.96205 | 0.48115 | 0.29669 | 0.99335 | 0.21153 | 0.90943 | 0.29535 | 0.51533 | 0.56429 | 0.66304 | 0.20413 | 0
Apr | 22 | 19 | Weekend | Saturday | 0.80517 | 0.91582 | 0.89012 | 0.98643 | 1 | 0.98643 | 0.98643 | 0.51805 | 0.98643 | 0.80517 | 0.80517 | 0.87552 | 0.65462 | 0.88068 | 0.28231 | 0.22879 | 0.98845 | 0.5108 | 0.27941 | 0.83817 | 0.17671 | 0.93028 | 0.34009 | 0.51805 | 0.57563 | 0.72908 | 0.31794 | 0.8819 | 0.61115 | 0.97101 | 0.29416 | 0.22991 | 0.98284 | 0.46124 | 0.3084 | 0.83178 | 0.21977 | 0.99189 | 0.34191 | 0.51052 | 0.5799 | 0.63273 | 0.24029 | 0
Apr | 22 | 20 | Weekend | Saturday | 0.82518 | 0.88016 | 0.87753 | 0.94671 | 1 | 0.94671 | 0.94671 | 0.23416 | 0.94671 | 0.82518 | 0.82518 | 0.86787 | 0.65555 | 0.85133 | 0.26125 | 0.22879 | 0.84849 | 0.43747 | 0.27879 | 0.8452 | 0.18946 | 0.91149 | 0.33816 | 0.23416 | 0.29316 | 0.60122 | 0.32956 | 0.88014 | 0.61019 | 0.92867 | 0.27191 | 0.22991 | 0.84126 | 0.39306 | 0.30772 | 0.82911 | 0.21938 | 0.96891 | 0.34191 | 0.27773 | 0.36637 | 0.52231 | 0.24222 | 0
Apr | 22 | 21 | Weekend | Saturday | 0.77518 | 0.82801 | 0.85372 | 0.85668 | 1 | 0.85668 | 0.85668 | 0.17593 | 0.85668 | 0.77518 | 0.77518 | 0.8345 | 0.65112 | 0.81598 | 0.23972 | 0.22858 | 0.68613 | 0.41985 | 0.27798 | 0.849 | 0.17624 | 0.71142 | 0.33912 | 0.17593 | 0.23561 | 0.28819 | 0.34596 | 0.87753 | 0.60174 | 0.78261 | 0.24973 | 0.22991 | 0.66029 | 0.3629 | 0.30681 | 0.82514 | 0.21873 | 0.72208 | 0.34191 | 0.20865 | 0.29444 | 0.32834 | 0.24479 | 0
Apr | 22 | 22 | Weekend | Saturday | 0.76687 | 0.81283 | 0.82576 | 0.74471 | 1 | 0.74471 | 0.74471 | 0.17593 | 0.74471 | 0.76687 | 0.76687 | 0.8107 | 0.63607 | 0.57834 | 0.21837 | 0.22796 | 0.53128 | 0.40206 | 0.28184 | 0.89822 | 0.17685 | 0.47536 | 0.33912 | 0.17593 | 0.23561 | 0.39873 | 0.35366 | 0.89506 | 0.58421 | 0.55714 | 0.22748 | 0.22991 | 0.50702 | 0.34703 | 0.31065 | 0.86641 | 0.2204 | 0.46699 | 0.34191 | 0.20865 | 0.29444 | 0.4542 | 0.2461 | 0
Apr | 22 | 23 | Weekend | Saturday | 0.72865 | 0.82794 | 0.80327 | 0.63948 | 1 | 0.63948 | 0.63948 | 0.17164 | 0.63948 | 0.72865 | 0.72865 | 0.58305 | 0.62232 | 0.40224 | 0.22896 | 0.24632 | 0.43335 | 0.39933 | 0.27877 | 0.63602 | 0.17663 | 0.40107 | 0.36071 | 0.17164 | 0.23205 | 0.31285 | 0.35227 | 0.51298 | 0.57402 | 0.42229 | 0.23888 | 0.24826 | 0.41319 | 0.34163 | 0.30679 | 0.49298 | 0.21876 | 0.39048 | 0.36415 | 0.20357 | 0.29 | 0.35636 | 0.24588 | 0
Apr | 23 | 24 | Weekend | Sunday | 0.71338 | 0.82263 | 0.80669 | 0.58166 | 1 | 0.58166 | 0.58166 | 0.17593 | 0.58166 | 0.71338 | 0.71338 | 0.2315 | 0.61578 | 0.37505 | 0.20731 | 0.22879 | 0.42375 | 0.44118 | 0.27753 | 0.29512 | 0.17589 | 0.40094 | 0.33912 | 0.17593 | 0.23561 | 0.2832 | 0.35364 | 0.33702 | 0.5657 | 0.41546 | 0.21623 | 0.22991 | 0.3981 | 0.37245 | 0.30676 | 0.34239 | 0.21874 | 0.39266 | 0.34191 | 0.20865 | 0.29444 | 0.32254 | 0.2461 | 0
Apr | 23 | 1 | Weekend | Sunday | 0.71186 | 0.78232 | 0.79654 | 0.55945 | 1 | 0.55945 | 0.55945 | 0.17593 | 0.55945 | 0.71186 | 0.71186 | 0.2328 | 0.61539 | 0.33203 | 0.20737 | 0.22837 | 0.42111 | 0.41101 | 0.27749 | 0.29643 | 0.17696 | 0.35948 | 0.33816 | 0.17593 | 0.23561 | 0.27941 | 0.37309 | 0.33756 | 0.56421 | 0.36078 | 0.21623 | 0.22991 | 0.39095 | 0.35332 | 0.30671 | 0.34334 | 0.21872 | 0.33976 | 0.34191 | 0.20865 | 0.29444 | 0.31845 | 0.24918 | 0
Apr | 23 | 2 | Weekend | Sunday | 0.70433 | 0.77009 | 0.79049 | 0.55013 | 1 | 0.55013 | 0.55013 | 0.17593 | 0.55013 | 0.70433 | 0.70433 | 0.23202 | 0.61702 | 0.32432 | 0.20731 | 0.22879 | 0.42437 | 0.45203 | 0.27907 | 0.29731 | 0.17607 | 0.35549 | 0.3372 | 0.17593 | 0.23561 | 0.27694 | 0.36723 | 0.33783 | 0.56479 | 0.35455 | 0.21623 | 0.22991 | 0.38772 | 0.38385 | 0.30668 | 0.34379 | 0.2187 | 0.33723 | 0.34191 | 0.20865 | 0.29444 | 0.31539 | 0.24824 | 0
Apr | 23 | 3 | Weekend | Sunday | 0.69832 | 0.76834 | 0.79082 | 0.54304 | 1 | 0.54304 | 0.54304 | 0.17593 | 0.54304 | 0.69832 | 0.69832 | 0.23469 | 0.62052 | 0.3489 | 0.21819 | 0.22816 | 0.48094 | 0.48938 | 0.27809 | 0.30088 | 0.17736 | 0.37592 | 0.34009 | 0.17593 | 0.23561 | 0.29613 | 0.38951 | 0.34123 | 0.57014 | 0.37106 | 0.22744 | 0.22991 | 0.44148 | 0.42592 | 0.30783 | 0.34912 | 0.21948 | 0.35198 | 0.34191 | 0.20865 | 0.29444 | 0.33728 | 0.2518 | 0
Apr | 23 | 4 | Weekend | Sunday | 0.7168 | 0.77146 | 0.81006 | 0.56378 | 1 | 0.56378 | 0.56378 | 0.16408 | 0.56378 | 0.7168 | 0.7168 | 0.61 | 0.61857 | 0.38604 | 0.23563 | 0.21917 | 0.60178 | 0.62481 | 0.27534 | 0.65734 | 0.17339 | 0.40528 | 0.32104 | 0.16408 | 0.21743 | 0.29615 | 0.36732 | 0.50572 | 0.56672 | 0.40103 | 0.24507 | 0.21977 | 0.54429 | 0.52179 | 0.30298 | 0.48212 | 0.21608 | 0.38564 | 0.32329 | 0.1946 | 0.27172 | 0.33484 | 0.23729 | 0
Apr | 23 | 5 | Weekend | Sunday | 0.6985 | 0.80577 | 0.86157 | 0.71762 | 0.7511 | 0.71762 | 0.71762 | 0.43951 | 0.71762 | 0.6985 | 0.6985 | 0.83131 | 0.64211 | 0.54858 | 0.33872 | 0.37005 | 0.70786 | 0.62497 | 0.24217 | 1 | 0.15374 | 0.54695 | 0.33575 | 0.43951 | 0.4662 | 0.66448 | 0.29515 | 0.7978 | 0.60483 | 0.5833 | 0.30203 | 0.3733 | 0.57735 | 0.56198 | 0.2675 | 0.93142 | 0.19114 | 0.53963 | 0.3054 | 0.19563 | 0.1723 | 0.44092 | 0.14355 | 0
Apr | 23 | 6 | Weekend | Sunday | 0.71583 | 0.85074 | 0.93227 | 0.84693 | 0.004395 | 0.84693 | 0.84693 | 0.40123 | 0.84693 | 0.71583 | 0.71583 | 0.91008 | 0.70928 | 0.79081 | 0.34802 | 0.34395 | 0.75229 | 0.68174 | 0.2363 | 0.94857 | 0.15066 | 0.70862 | 0.34394 | 0.40123 | 0.41465 | 0.67096 | 0.34952 | 0.95389 | 0.65377 | 0.7662 | 0.31687 | 0.33746 | 0.62674 | 0.62698 | 0.26009 | 0.91651 | 0.18594 | 0.71366 | 0.27687 | 0.24532 | 0.21772 | 0.47591 | 0.18456 | 0
Apr | 23 | 7 | Weekend | Sunday | 0.76106 | 0.88072 | 0.9794 | 0.84281 | 0.004395 | 0.84281 | 0.84281 | 0.83835 | 0.84281 | 0.76106 | 0.76106 | 0.92865 | 0.73994 | 1 | 0.44314 | 0.38687 | 0.69973 | 0.71061 | 0.23637 | 0.79407 | 0.1496 | 1 | 0.38295 | 0.83835 | 0.85764 | 0.7986 | 0.32358 | 0.95412 | 0.69988 | 0.93427 | 0.43107 | 0.38277 | 0.57018 | 0.68038 | 0.26016 | 0.73802 | 0.18598 | 0.99573 | 0.34356 | 0.5135 | 0.46264 | 0.65628 | 0.1899 | 0
Apr | 23 | 8 | Weekend | Sunday | 0.80478 | 0.92673 | 0.99641 | 0.85488 | 0.004395 | 0.85488 | 0.85488 | 0.83166 | 0.85488 | 0.80478 | 0.80478 | 0.81266 | 0.77866 | 0.80764 | 0.41022 | 0.3761 | 0.61565 | 0.758 | 0.23771 | 0.79113 | 0.15077 | 0.84561 | 0.37479 | 0.83166 | 0.83918 | 0.76567 | 0.35223 | 0.78334 | 0.74577 | 0.77901 | 0.40264 | 0.37363 | 0.49807 | 0.72699 | 0.26031 | 0.73869 | 0.18608 | 0.84678 | 0.34355 | 0.65925 | 0.6248 | 0.64613 | 0.25727 | 0
Apr | 23 | 9 | Weekend | Sunday | 0.89341 | 0.94732 | 0.99842 | 0.81513 | 0.004395 | 0.81513 | 0.81513 | 0.87355 | 0.81513 | 0.89341 | 0.89341 | 1 | 0.78984 | 0.64719 | 0.36714 | 0.3569 | 0.52976 | 0.72336 | 0.2365 | 0.9263 | 0.15633 | 0.61029 | 0.37208 | 0.87355 | 0.86752 | 0.83541 | 0.32064 | 0.95478 | 0.75933 | 0.62436 | 0.36233 | 0.35494 | 0.4241 | 0.70048 | 0.2603 | 0.91763 | 0.1861 | 0.58329 | 0.34355 | 0.78452 | 0.75975 | 0.75655 | 0.25411 | 0
Apr | 23 | 10 | Weekend | Sunday | 0.97352 | 0.97249 | 0.99907 | 0.78411 | 0.004395 | 0.78411 | 0.78411 | 0.82793 | 0.78411 | 0.97352 | 0.97352 | 0.98368 | 0.7995 | 0.59443 | 0.35575 | 0.35667 | 0.50564 | 0.74855 | 0.23994 | 0.93489 | 0.15355 | 0.57575 | 0.36759 | 0.82793 | 0.80911 | 0.91677 | 0.30218 | 0.97154 | 0.77142 | 0.6007 | 0.3521 | 0.35595 | 0.42846 | 0.72179 | 0.26412 | 0.95806 | 0.18771 | 0.55864 | 0.34355 | 0.78211 | 0.75975 | 0.8693 | 0.25286 | 0
Apr | 23 | 11 | Weekend | Sunday | 0.99489 | 0.9878 | 0.99455 | 0.75209 | 0.004395 | 0.75209 | 0.75209 | 0.85519 | 0.75209 | 0.99489 | 0.99489 | 0.94519 | 0.79653 | 0.54974 | 0.3536 | 0.34455 | 0.48481 | 0.68978 | 0.23849 | 0.88648 | 0.15257 | 0.57417 | 0.30706 | 0.85519 | 0.82501 | 0.88784 | 0.21575 | 0.95614 | 0.76946 | 0.58839 | 0.3521 | 0.34454 | 0.42535 | 0.66808 | 0.26027 | 0.92661 | 0.18604 | 0.56114 | 0.27684 | 0.86598 | 0.84972 | 0.85471 | 0.17399 | 0
Apr | 23 | 12 | Weekend | Sunday | 0.98411 | 0.98713 | 0.98212 | 0.73503 | 0.004395 | 0.73503 | 0.73503 | 0.83405 | 0.73503 | 0.98411 | 0.98411 | 0.79925 | 0.7944 | 0.52892 | 0.35285 | 0.33196 | 0.46291 | 0.74031 | 0.23548 | 0.87907 | 0.15269 | 0.5692 | 0.3101 | 0.83405 | 0.79832 | 0.87422 | 0.21048 | 0.78435 | 0.76867 | 0.55943 | 0.35209 | 0.33187 | 0.41445 | 0.71718 | 0.26052 | 0.91946 | 0.18619 | 0.56306 | 0.27684 | 0.86557 | 0.84972 | 0.84843 | 0.17396 | 0
Apr | 23 | 13 | Weekend | Sunday | 0.95145 | 0.9831 | 0.98346 | 0.71266 | 0.004395 | 0.71266 | 0.71266 | 0.82349 | 0.71266 | 0.95145 | 0.95145 | 0.76827 | 0.79574 | 0.5308 | 0.25213 | 0.26401 | 0.44958 | 0.70847 | 0.23678 | 0.73605 | 0.152 | 0.56825 | 0.31013 | 0.82349 | 0.78622 | 0.85715 | 0.20615 | 0.78438 | 0.77097 | 0.56046 | 0.24065 | 0.26374 | 0.41083 | 0.69194 | 0.26061 | 0.74085 | 0.18624 | 0.56376 | 0.27684 | 0.86544 | 0.84972 | 0.8348 | 0.17349 | 0
Apr | 23 | 14 | Weekend | Sunday | 0.93074 | 0.9908 | 0.97063 | 0.70533 | 0.004395 | 0.70533 | 0.70533 | 0.81507 | 0.70533 | 0.93074 | 0.93074 | 0.80862 | 0.75987 | 0.53121 | 0.25623 | 0.26632 | 0.4852 | 0.74102 | 0.23633 | 0.73796 | 0.15196 | 0.56992 | 0.30583 | 0.81507 | 0.77832 | 0.8434 | 0.20645 | 0.78412 | 0.74355 | 0.55904 | 0.24425 | 0.26663 | 0.44622 | 0.71797 | 0.26057 | 0.74029 | 0.18619 | 0.56079 | 0.27688 | 0.86541 | 0.84972 | 0.82253 | 0.17365 | 0
Apr | 23 | 15 | Weekend | Sunday | 0.88421 | 0.9861 | 0.95077 | 0.72813 | 0.004395 | 0.72813 | 0.72813 | 0.81729 | 0.72813 | 0.88421 | 0.88421 | 0.97895 | 0.74981 | 0.55417 | 0.32336 | 0.27592 | 0.66083 | 0.67304 | 0.23666 | 0.73673 | 0.15019 | 0.5565 | 0.31089 | 0.81729 | 0.78308 | 0.84194 | 0.12724 | 0.95395 | 0.7327 | 0.62134 | 0.31203 | 0.27652 | 0.6385 | 0.65591 | 0.26004 | 0.73734 | 0.18581 | 0.59776 | 0.27684 | 0.86562 | 0.84972 | 0.82257 | 0.10018 | 0
Apr | 23 | 16 | Weekend | Sunday | 0.82951 | 0.95572 | 0.92932 | 0.81131 | 0.004395 | 0.81131 | 0.81131 | 0.78688 | 0.81131 | 0.82951 | 0.82951 | 0.98764 | 0.71536 | 0.62656 | 0.33215 | 0.27387 | 0.84499 | 0.65511 | 0.23544 | 0.89173 | 0.15018 | 0.62854 | 0.28932 | 0.78688 | 0.76046 | 0.80687 | 0.13568 | 0.95423 | 0.69479 | 0.69781 | 0.3128 | 0.27436 | 0.82717 | 0.62907 | 0.26003 | 0.9161 | 0.18579 | 0.67725 | 0.24348 | 0.78003 | 0.75975 | 0.76631 | 0.10158 | 0
Apr | 23 | 17 | Weekend | Sunday | 0.79259 | 0.92359 | 0.91115 | 0.90236 | 0.004395 | 0.90236 | 0.90236 | 0.6575 | 0.90236 | 0.79259 | 0.79259 | 0.9851 | 0.69574 | 0.76958 | 0.27075 | 0.12925 | 0.91196 | 0.46249 | 0.23662 | 0.89455 | 0.14907 | 0.78048 | 0.15446 | 0.6575 | 0.63483 | 0.80503 | 0.14695 | 0.95486 | 0.66736 | 0.8671 | 0.28231 | 0.12953 | 0.88694 | 0.42557 | 0.25999 | 0.91614 | 0.18577 | 0.8362 | 0.15567 | 0.58802 | 0.55261 | 0.74242 | 0.10332 | 0
Apr | 23 | 18 | Weekend | Sunday | 0.76744 | 0.90189 | 0.89487 | 0.93956 | 1 | 0.93956 | 0.93956 | 0.51202 | 0.93956 | 0.76744 | 0.76744 | 0.85938 | 0.70114 | 0.83344 | 0.27088 | 0.2035 | 0.97611 | 0.51955 | 0.26846 | 0.96855 | 0.17046 | 0.85245 | 0.29488 | 0.51202 | 0.54967 | 0.74851 | 0.26304 | 0.86316 | 0.66994 | 0.905 | 0.28248 | 0.20456 | 0.96205 | 0.48115 | 0.29669 | 0.99335 | 0.21153 | 0.90943 | 0.29535 | 0.51533 | 0.56429 | 0.66304 | 0.20413 | 0
Apr | 23 | 19 | Weekend | Sunday | 0.80517 | 0.91582 | 0.89012 | 0.98643 | 1 | 0.98643 | 0.98643 | 0.51805 | 0.98643 | 0.80517 | 0.80517 | 0.87552 | 0.65462 | 0.88068 | 0.28231 | 0.22879 | 0.98845 | 0.5108 | 0.27941 | 0.83817 | 0.17671 | 0.93028 | 0.34009 | 0.51805 | 0.57563 | 0.72908 | 0.31794 | 0.8819 | 0.61115 | 0.97101 | 0.29416 | 0.22991 | 0.98284 | 0.46124 | 0.3084 | 0.83178 | 0.21977 | 0.99189 | 0.34191 | 0.51052 | 0.5799 | 0.63273 | 0.24029 | 0
Apr | 23 | 20 | Weekend | Sunday | 0.82518 | 0.88016 | 0.87753 | 0.94671 | 1 | 0.94671 | 0.94671 | 0.23416 | 0.94671 | 0.82518 | 0.82518 | 0.86787 | 0.65555 | 0.85133 | 0.26125 | 0.22879 | 0.84849 | 0.43747 | 0.27879 | 0.8452 | 0.18946 | 0.91149 | 0.33816 | 0.23416 | 0.29316 | 0.60122 | 0.32956 | 0.88014 | 0.61019 | 0.92867 | 0.27191 | 0.22991 | 0.84126 | 0.39306 | 0.30772 | 0.82911 | 0.21938 | 0.96891 | 0.34191 | 0.27773 | 0.36637 | 0.52231 | 0.24222 | 0
Apr | 23 | 21 | Weekend | Sunday | 0.77518 | 0.82801 | 0.85372 | 0.85668 | 1 | 0.85668 | 0.85668 | 0.17593 | 0.85668 | 0.77518 | 0.77518 | 0.8345 | 0.65112 | 0.81598 | 0.23972 | 0.22858 | 0.68613 | 0.41985 | 0.27798 | 0.849 | 0.17624 | 0.71142 | 0.33912 | 0.17593 | 0.23561 | 0.28819 | 0.34596 | 0.87753 | 0.60174 | 0.78261 | 0.24973 | 0.22991 | 0.66029 | 0.3629 | 0.30681 | 0.82514 | 0.21873 | 0.72208 | 0.34191 | 0.20865 | 0.29444 | 0.32834 | 0.24479 | 0
Apr | 23 | 22 | Weekend | Sunday | 0.76687 | 0.81283 | 0.82576 | 0.74471 | 1 | 0.74471 | 0.74471 | 0.17593 | 0.74471 | 0.76687 | 0.76687 | 0.8107 | 0.63607 | 0.57834 | 0.21837 | 0.22796 | 0.53128 | 0.40206 | 0.28184 | 0.89822 | 0.17685 | 0.47536 | 0.33912 | 0.17593 | 0.23561 | 0.39873 | 0.35366 | 0.89506 | 0.58421 | 0.55714 | 0.22748 | 0.22991 | 0.50702 | 0.34703 | 0.31065 | 0.86641 | 0.2204 | 0.46699 | 0.34191 | 0.20865 | 0.29444 | 0.4542 | 0.2461 | 0
Apr | 23 | 23 | Weekend | Sunday | 0.72865 | 0.82794 | 0.80327 | 0.63948 | 1 | 0.63948 | 0.63948 | 0.18022 | 0.63948 | 0.72865 | 0.72865 | 0.58172 | 0.64154 | 0.39325 | 0.24225 | 0.25753 | 0.44401 | 0.42886 | 0.27783 | 0.63563 | 0.17702 | 0.39818 | 0.37126 | 0.18022 | 0.23917 | 0.30637 | 0.34702 | 0.51407 | 0.59385 | 0.41274 | 0.25256 | 0.25927 | 0.42031 | 0.37615 | 0.30687 | 0.49423 | 0.21879 | 0.38787 | 0.37749 | 0.21374 | 0.29889 | 0.3489 | 0.24504 | 0
Apr | 24 | 24 | Weekday | Monday | 0.69438 | 0.80694 | 0.78568 | 0.56767 | 1 | 0.56767 | 0.56767 | 0.1785 | 0.56767 | 0.69438 | 0.69438 | 0.2318 | 0.63916 | 0.34362 | 0.25096 | 0.26501 | 0.43669 | 0.39776 | 0.27944 | 0.29651 | 0.17702 | 0.3763 | 0.3823 | 0.1785 | 0.23774 | 0.28255 | 0.36477 | 0.33712 | 0.59045 | 0.37507 | 0.2616 | 0.26661 | 0.40579 | 0.35209 | 0.30686 | 0.34257 | 0.21879 | 0.36438 | 0.38639 | 0.21171 | 0.29711 | 0.32203 | 0.24791 | 0
Apr | 24 | 1 | Weekday | Monday | 0.69715 | 0.76909 | 0.77678 | 0.54463 | 1 | 0.54463 | 0.54463 | 0.1785 | 0.54463 | 0.69715 | 0.69715 | 0.23218 | 0.63622 | 0.32366 | 0.25104 | 0.26469 | 0.43542 | 0.43199 | 0.27921 | 0.29639 | 0.17629 | 0.35755 | 0.38375 | 0.1785 | 0.23774 | 0.281 | 0.36382 | 0.33771 | 0.58597 | 0.35423 | 0.26162 | 0.26661 | 0.39896 | 0.37586 | 0.30683 | 0.34359 | 0.21879 | 0.34177 | 0.38639 | 0.21171 | 0.29711 | 0.32014 | 0.24771 | 0
Apr | 24 | 2 | Weekday | Monday | 0.69189 | 0.75837 | 0.77314 | 0.53618 | 1 | 0.53618 | 0.53618 | 0.1785 | 0.53618 | 0.69189 | 0.69189 | 0.23256 | 0.63242 | 0.31424 | 0.25087 | 0.2649 | 0.43851 | 0.40091 | 0.27856 | 0.29745 | 0.17681 | 0.35889 | 0.37845 | 0.1785 | 0.23774 | 0.27935 | 0.37841 | 0.33793 | 0.5808 | 0.34434 | 0.2616 | 0.26661 | 0.394 | 0.35428 | 0.30678 | 0.34396 | 0.21876 | 0.33823 | 0.38639 | 0.21171 | 0.29711 | 0.31808 | 0.25007 | 0
Apr | 24 | 3 | Weekday | Monday | 0.68588 | 0.75745 | 0.77619 | 0.5306 | 1 | 0.5306 | 0.5306 | 0.1785 | 0.5306 | 0.68588 | 0.68588 | 0.23747 | 0.68648 | 0.34468 | 0.26163 | 0.2649 | 0.49264 | 0.55688 | 0.28197 | 0.30845 | 0.17868 | 0.37176 | 0.38375 | 0.1785 | 0.23774 | 0.32224 | 0.37586 | 0.34629 | 0.64292 | 0.3674 | 0.27272 | 0.26661 | 0.44677 | 0.49347 | 0.3099 | 0.35708 | 0.22086 | 0.35284 | 0.38639 | 0.21171 | 0.29711 | 0.36701 | 0.24962 | 0
Apr | 24 | 4 | Weekday | Monday | 0.70658 | 0.76335 | 0.79667 | 0.55446 | 1 | 0.55446 | 0.55446 | 0.16961 | 0.55446 | 0.70658 | 0.70658 | 0.5992 | 0.74356 | 0.45027 | 0.30223 | 0.27742 | 0.6162 | 0.68634 | 0.27886 | 0.6539 | 0.17578 | 0.44278 | 0.39479 | 0.16961 | 0.22411 | 0.32318 | 0.38124 | 0.5132 | 0.64147 | 0.44754 | 0.31485 | 0.27906 | 0.55442 | 0.5704 | 0.30666 | 0.49232 | 0.21861 | 0.42524 | 0.39777 | 0.20116 | 0.28007 | 0.36587 | 0.24411 | 0
Apr | 24 | 5 | Weekday | Monday | 0.68912 | 0.80269 | 0.85128 | 0.71184 | 0.59271 | 0.71184 | 0.71184 | 0.78044 | 0.71184 | 0.68912 | 0.68912 | 0.81347 | 0.8325 | 0.73512 | 0.47534 | 0.68079 | 0.71472 | 0.79552 | 0.66291 | 0.98803 | 0.7582 | 0.69189 | 0.51943 | 0.78044 | 0.82377 | 0.70729 | 0.4611 | 0.79427 | 0.78885 | 0.73063 | 0.37494 | 0.6868 | 0.58027 | 0.7383 | 0.31871 | 0.93014 | 0.36078 | 0.68861 | 0.42325 | 0.30901 | 0.25355 | 0.51617 | 0.26503 | 0
Apr | 24 | 6 | Weekday | Monday | 0.71001 | 0.85057 | 0.92553 | 0.84591 | 0.004395 | 0.84591 | 0.84591 | 0.72588 | 0.84591 | 0.71001 | 0.71001 | 0.9599 | 0.90948 | 0.97004 | 0.55552 | 0.70015 | 0.76682 | 0.91973 | 0.8441 | 0.96439 | 0.93594 | 0.87119 | 0.62378 | 0.72588 | 0.75136 | 0.70607 | 0.66733 | 0.95813 | 0.8812 | 0.93326 | 0.48751 | 0.69148 | 0.64073 | 0.88768 | 0.67205 | 0.9197 | 0.69898 | 0.89787 | 0.49024 | 0.41032 | 0.35467 | 0.5466 | 0.54501 | 0
Apr | 24 | 7 | Weekday | Monday | 0.76472 | 0.88296 | 0.97448 | 0.83628 | 0.004395 | 0.83628 | 0.83628 | 0.84636 | 0.83628 | 0.76472 | 0.76472 | 0.96743 | 0.94714 | 0.80114 | 1 | 1 | 0.74729 | 0.94666 | 0.99816 | 0.79574 | 1 | 0.78526 | 1 | 0.84636 | 0.85865 | 0.90604 | 0.87989 | 0.96165 | 0.92578 | 0.7841 | 1 | 1 | 0.62519 | 0.92588 | 0.92944 | 0.74241 | 0.90073 | 0.77003 | 0.98617 | 0.64686 | 0.60661 | 0.81708 | 0.82648 | 0
Apr | 24 | 8 | Weekday | Monday | 0.8131 | 0.93235 | 0.99318 | 0.83366 | 0.004395 | 0.83366 | 0.83366 | 1 | 0.83366 | 0.8131 | 0.8131 | 0.79937 | 0.98076 | 0.68862 | 0.96231 | 0.90307 | 0.663 | 1 | 0.98718 | 0.77792 | 0.9868 | 0.73712 | 0.98482 | 1 | 1 | 0.96032 | 1 | 0.79434 | 0.96447 | 0.69984 | 0.97456 | 0.90375 | 0.55632 | 0.99379 | 0.93818 | 0.74642 | 0.92694 | 0.74199 | 0.98966 | 0.94181 | 0.92604 | 0.92009 | 0.99952 | 0
Apr | 24 | 9 | Weekday | Monday | 0.89907 | 0.9516 | 0.99659 | 0.78619 | 0.004395 | 0.78619 | 0.78619 | 0.99525 | 0.78619 | 0.89907 | 0.89907 | 0.97641 | 0.99489 | 0.55625 | 0.91477 | 0.86422 | 0.58018 | 0.99798 | 1 | 0.90756 | 0.99765 | 0.57305 | 0.98418 | 0.99525 | 0.98514 | 0.9179 | 0.97958 | 0.97375 | 0.982 | 0.56017 | 0.93265 | 0.86557 | 0.48641 | 0.99468 | 0.97065 | 0.93124 | 0.97129 | 0.55561 | 0.995 | 0.98787 | 0.97952 | 0.89063 | 0.99952 | 0
Apr | 24 | 10 | Weekday | Monday | 0.97955 | 0.97663 | 1 | 0.75555 | 0.004395 | 0.75555 | 0.75555 | 0.95481 | 0.75555 | 0.97955 | 0.97955 | 0.96642 | 0.99659 | 0.52598 | 0.92097 | 0.86861 | 0.56043 | 0.99673 | 0.99472 | 0.92743 | 0.98751 | 0.56617 | 0.98898 | 0.95481 | 0.93333 | 1 | 0.97006 | 1 | 0.98661 | 0.56352 | 0.94159 | 0.86968 | 0.4955 | 1 | 0.98973 | 0.97893 | 0.987 | 0.55987 | 0.99958 | 0.99598 | 0.99218 | 1 | 0.99971 | 0
Apr | 24 | 11 | Weekday | Monday | 1 | 0.99412 | 0.99601 | 0.72969 | 0.004395 | 0.72969 | 0.72969 | 0.93313 | 0.72969 | 1 | 1 | 0.91993 | 0.96947 | 0.53446 | 0.89275 | 0.87702 | 0.53843 | 0.95113 | 0.99775 | 0.8811 | 0.98095 | 0.56746 | 0.94805 | 0.93313 | 0.90482 | 0.93614 | 0.8786 | 0.98928 | 0.96033 | 0.58019 | 0.91099 | 0.87757 | 0.49184 | 0.95291 | 1 | 0.95158 | 1 | 0.56417 | 0.95481 | 1 | 1 | 0.93825 | 0.90602 | 0
Apr | 24 | 12 | Weekday | Monday | 0.98455 | 0.99524 | 0.98589 | 0.71433 | 0.004395 | 0.71433 | 0.71433 | 0.91307 | 0.71433 | 0.98455 | 0.98455 | 0.76762 | 0.99485 | 0.52133 | 0.94212 | 0.86637 | 0.51726 | 0.98205 | 0.99193 | 0.86387 | 0.97015 | 0.5655 | 0.98466 | 0.91307 | 0.87989 | 0.92123 | 0.96074 | 0.80794 | 0.98838 | 0.56335 | 0.96847 | 0.86787 | 0.48332 | 0.99011 | 0.97618 | 0.93869 | 0.98642 | 0.56572 | 1 | 0.99658 | 0.99691 | 0.92903 | 0.99979 | 0
Apr | 24 | 13 | Weekday | Monday | 0.94795 | 0.9924 | 0.98552 | 0.69421 | 0.004395 | 0.69421 | 0.69421 | 0.89819 | 0.69421 | 0.94795 | 0.94795 | 0.74191 | 0.9981 | 0.51584 | 0.9314 | 0.82007 | 0.49834 | 0.97441 | 0.97646 | 0.71671 | 0.95011 | 0.56263 | 0.97886 | 0.89819 | 0.86402 | 0.90061 | 0.95799 | 0.79615 | 0.99349 | 0.55517 | 0.96287 | 0.82331 | 0.47431 | 0.98284 | 0.96676 | 0.75059 | 0.96771 | 0.56244 | 0.99504 | 0.98797 | 0.98707 | 0.90944 | 0.99973 | 0
Apr | 24 | 14 | Weekday | Monday | 0.92747 | 1 | 0.96967 | 0.68808 | 0.004395 | 0.68808 | 0.68808 | 0.88999 | 0.68808 | 0.92747 | 0.92747 | 0.79601 | 0.99839 | 0.5123 | 0.91639 | 0.81065 | 0.53297 | 0.93323 | 0.97226 | 0.72781 | 0.90623 | 0.56271 | 0.97786 | 0.88999 | 0.85473 | 0.88588 | 0.95713 | 0.79534 | 0.99624 | 0.54646 | 0.94816 | 0.81455 | 0.50878 | 0.94924 | 0.9525 | 0.74894 | 0.92857 | 0.5593 | 0.99485 | 0.98825 | 0.98634 | 0.89556 | 0.99992 | 0
Apr | 24 | 15 | Weekday | Monday | 0.8799 | 0.99398 | 0.94929 | 0.715 | 0.004395 | 0.715 | 0.715 | 0.89354 | 0.715 | 0.8799 | 0.8799 | 0.97237 | 1 | 0.53128 | 0.94276 | 0.83218 | 0.71049 | 0.92798 | 0.92358 | 0.72891 | 0.83919 | 0.54922 | 0.97991 | 0.89354 | 0.86108 | 0.88818 | 0.95886 | 0.96962 | 1 | 0.60142 | 0.97351 | 0.83525 | 0.7026 | 0.94604 | 0.93525 | 0.74815 | 0.89942 | 0.59881 | 0.99613 | 0.99118 | 0.98901 | 0.89541 | 1 | 0
Apr | 24 | 16 | Weekday | Monday | 0.82069 | 0.96148 | 0.92807 | 0.80304 | 0.004395 | 0.80304 | 0.80304 | 0.91114 | 0.80304 | 0.82069 | 0.82069 | 0.97301 | 0.98651 | 0.64006 | 0.84104 | 0.77092 | 0.86162 | 0.91695 | 0.71198 | 0.87621 | 0.75263 | 0.6685 | 0.63556 | 0.91114 | 0.88328 | 0.89148 | 0.29492 | 0.97226 | 0.98747 | 0.70338 | 0.86463 | 0.7751 | 0.85264 | 0.93503 | 0.68936 | 0.92903 | 0.74286 | 0.72008 | 0.63292 | 0.99206 | 0.98904 | 0.89086 | 0.29885 | 0
Apr | 24 | 17 | Weekday | Monday | 0.77929 | 0.92563 | 0.91106 | 0.90423 | 0.004395 | 0.90423 | 0.90423 | 0.7479 | 0.90423 | 0.77929 | 0.77929 | 0.97645 | 0.79984 | 0.84836 | 0.67352 | 0.54588 | 0.92518 | 0.59712 | 0.72652 | 0.89428 | 0.76995 | 0.75286 | 0.51218 | 0.7479 | 0.72053 | 0.89236 | 0.11941 | 0.97349 | 0.78723 | 0.86903 | 0.68062 | 0.54818 | 0.90772 | 0.58459 | 0.68627 | 0.92866 | 0.738 | 0.79606 | 0.49606 | 0.75954 | 0.73464 | 0.87835 | 0.09897 | 0
Apr | 24 | 18 | Weekday | Monday | 0.75437 | 0.90551 | 0.89604 | 0.95342 | 1 | 0.95342 | 0.95342 | 0.8416 | 0.95342 | 0.75437 | 0.75437 | 0.86651 | 0.80213 | 0.83329 | 0.68701 | 0.63529 | 0.98755 | 0.64618 | 0.7729 | 0.96907 | 0.79476 | 0.83246 | 0.65651 | 0.8416 | 0.87088 | 0.87903 | 0.23808 | 0.87562 | 0.78609 | 0.90855 | 0.68729 | 0.63895 | 0.98057 | 0.63349 | 0.71785 | 1 | 0.75729 | 0.88641 | 0.63355 | 0.82644 | 0.86083 | 0.84969 | 0.20023 | 0
Apr | 24 | 19 | Weekday | Monday | 0.79007 | 0.91968 | 0.89312 | 1 | 1 | 1 | 1 | 0.83904 | 1 | 0.79007 | 0.79007 | 0.87619 | 0.72176 | 0.90148 | 0.58933 | 0.60781 | 1 | 0.59438 | 0.79424 | 0.84211 | 0.82436 | 0.93408 | 0.6726 | 0.83904 | 0.89224 | 0.81223 | 0.28932 | 0.89525 | 0.69002 | 1 | 0.56819 | 0.61063 | 1 | 0.5539 | 0.72799 | 0.83906 | 0.76775 | 1 | 0.63438 | 0.79422 | 0.84656 | 0.76298 | 0.23584 | 0
Apr | 24 | 20 | Weekday | Monday | 0.81241 | 0.88213 | 0.88159 | 0.95367 | 1 | 0.95367 | 0.95367 | 0.3654 | 0.95367 | 0.81241 | 0.81241 | 0.87709 | 0.69267 | 0.95297 | 0.57748 | 0.62621 | 0.86128 | 0.44209 | 0.28658 | 0.85595 | 0.1799 | 0.90046 | 0.67951 | 0.3654 | 0.42397 | 0.60012 | 0.31061 | 0.89087 | 0.65764 | 0.9723 | 0.54886 | 0.62879 | 0.85674 | 0.41515 | 0.3071 | 0.83552 | 0.21895 | 0.94469 | 0.63372 | 0.37702 | 0.45618 | 0.54585 | 0.23926 | 0
Apr | 24 | 21 | Weekday | Monday | 0.7601 | 0.82556 | 0.85931 | 0.86024 | 1 | 0.86024 | 0.86024 | 0.1785 | 0.86024 | 0.7601 | 0.7601 | 0.84972 | 0.65182 | 0.75605 | 0.30418 | 0.28275 | 0.70027 | 0.41419 | 0.28241 | 0.86312 | 0.17851 | 0.65739 | 0.40437 | 0.1785 | 0.23774 | 0.29652 | 0.32152 | 0.88658 | 0.6095 | 0.75859 | 0.3175 | 0.28497 | 0.67383 | 0.36779 | 0.30678 | 0.83124 | 0.21873 | 0.67191 | 0.40863 | 0.21171 | 0.29711 | 0.33772 | 0.24099 | 0
Apr | 24 | 22 | Weekday | Monday | 0.75427 | 0.80543 | 0.83163 | 0.74118 | 1 | 0.74118 | 0.74118 | 0.1785 | 0.74118 | 0.75427 | 0.75427 | 0.82201 | 0.65029 | 0.53111 | 0.26123 | 0.26512 | 0.54581 | 0.39944 | 0.28494 | 0.90863 | 0.17821 | 0.45044 | 0.38278 | 0.1785 | 0.23774 | 0.40609 | 0.33814 | 0.90043 | 0.60641 | 0.52967 | 0.27264 | 0.26661 | 0.51847 | 0.35711 | 0.31094 | 0.86989 | 0.2206 | 0.44602 | 0.38639 | 0.21171 | 0.29711 | 0.46283 | 0.24366 | 0
Apr | 24 | 23 | Weekday | Monday | 0.71688 | 0.82183 | 0.81 | 0.6301 | 1 | 0.6301 | 0.6301 | 0.18022 | 0.6301 | 0.71688 | 0.71688 | 0.58172 | 0.64154 | 0.39325 | 0.24225 | 0.25753 | 0.44401 | 0.42886 | 0.27783 | 0.63563 | 0.17702 | 0.39818 | 0.37126 | 0.18022 | 0.23917 | 0.30637 | 0.34702 | 0.51407 | 0.59385 | 0.41274 | 0.25256 | 0.25927 | 0.42031 | 0.37615 | 0.30687 | 0.49423 | 0.21879 | 0.38787 | 0.37749 | 0.21374 | 0.29889 | 0.3489 | 0.24504 | 0
Apr | 25 | 24 | Weekday | Tuesday | 0.69438 | 0.80694 | 0.78568 | 0.56767 | 1 | 0.56767 | 0.56767 | 0.1785 | 0.56767 | 0.69438 | 0.69438 | 0.2318 | 0.63916 | 0.34362 | 0.25096 | 0.26501 | 0.43669 | 0.39776 | 0.27944 | 0.29651 | 0.17702 | 0.3763 | 0.3823 | 0.1785 | 0.23774 | 0.28255 | 0.36477 | 0.33712 | 0.59045 | 0.37507 | 0.2616 | 0.26661 | 0.40579 | 0.35209 | 0.30686 | 0.34257 | 0.21879 | 0.36438 | 0.38639 | 0.21171 | 0.29711 | 0.32203 | 0.24791 | 0
Apr | 25 | 1 | Weekday | Tuesday | 0.69715 | 0.76909 | 0.77678 | 0.54463 | 1 | 0.54463 | 0.54463 | 0.1785 | 0.54463 | 0.69715 | 0.69715 | 0.23218 | 0.63622 | 0.32366 | 0.25104 | 0.26469 | 0.43542 | 0.43199 | 0.27921 | 0.29639 | 0.17629 | 0.35755 | 0.38375 | 0.1785 | 0.23774 | 0.281 | 0.36382 | 0.33771 | 0.58597 | 0.35423 | 0.26162 | 0.26661 | 0.39896 | 0.37586 | 0.30683 | 0.34359 | 0.21879 | 0.34177 | 0.38639 | 0.21171 | 0.29711 | 0.32014 | 0.24771 | 0
Apr | 25 | 2 | Weekday | Tuesday | 0.69189 | 0.75837 | 0.77314 | 0.53618 | 1 | 0.53618 | 0.53618 | 0.1785 | 0.53618 | 0.69189 | 0.69189 | 0.23256 | 0.63242 | 0.31424 | 0.25087 | 0.2649 | 0.43851 | 0.40091 | 0.27856 | 0.29745 | 0.17681 | 0.35889 | 0.37845 | 0.1785 | 0.23774 | 0.27935 | 0.37841 | 0.33793 | 0.5808 | 0.34434 | 0.2616 | 0.26661 | 0.394 | 0.35428 | 0.30678 | 0.34396 | 0.21876 | 0.33823 | 0.38639 | 0.21171 | 0.29711 | 0.31808 | 0.25007 | 0
Apr | 25 | 3 | Weekday | Tuesday | 0.68588 | 0.75745 | 0.77619 | 0.5306 | 1 | 0.5306 | 0.5306 | 0.1785 | 0.5306 | 0.68588 | 0.68588 | 0.23747 | 0.68648 | 0.34468 | 0.26163 | 0.2649 | 0.49264 | 0.55688 | 0.28197 | 0.30845 | 0.17868 | 0.37176 | 0.38375 | 0.1785 | 0.23774 | 0.32224 | 0.37586 | 0.34629 | 0.64292 | 0.3674 | 0.27272 | 0.26661 | 0.44677 | 0.49347 | 0.3099 | 0.35708 | 0.22086 | 0.35284 | 0.38639 | 0.21171 | 0.29711 | 0.36701 | 0.24962 | 0
Apr | 25 | 4 | Weekday | Tuesday | 0.70658 | 0.76335 | 0.79667 | 0.55446 | 1 | 0.55446 | 0.55446 | 0.16961 | 0.55446 | 0.70658 | 0.70658 | 0.5992 | 0.74356 | 0.45027 | 0.30223 | 0.27742 | 0.6162 | 0.68634 | 0.27886 | 0.6539 | 0.17578 | 0.44278 | 0.39479 | 0.16961 | 0.22411 | 0.32318 | 0.38124 | 0.5132 | 0.64147 | 0.44754 | 0.31485 | 0.27906 | 0.55442 | 0.5704 | 0.30666 | 0.49232 | 0.21861 | 0.42524 | 0.39777 | 0.20116 | 0.28007 | 0.36587 | 0.24411 | 0
Apr | 25 | 5 | Weekday | Tuesday | 0.68912 | 0.80269 | 0.85128 | 0.71184 | 0.59271 | 0.71184 | 0.71184 | 0.78044 | 0.71184 | 0.68912 | 0.68912 | 0.81347 | 0.8325 | 0.73512 | 0.47534 | 0.68079 | 0.71472 | 0.79552 | 0.66291 | 0.98803 | 0.7582 | 0.69189 | 0.51943 | 0.78044 | 0.82377 | 0.70729 | 0.4611 | 0.79427 | 0.78885 | 0.73063 | 0.37494 | 0.6868 | 0.58027 | 0.7383 | 0.31871 | 0.93014 | 0.36078 | 0.68861 | 0.42325 | 0.30901 | 0.25355 | 0.51617 | 0.26503 | 0
Apr | 25 | 6 | Weekday | Tuesday | 0.71001 | 0.85057 | 0.92553 | 0.84591 | 0.004395 | 0.84591 | 0.84591 | 0.72588 | 0.84591 | 0.71001 | 0.71001 | 0.9599 | 0.90948 | 0.97004 | 0.55552 | 0.70015 | 0.76682 | 0.91973 | 0.8441 | 0.96439 | 0.93594 | 0.87119 | 0.62378 | 0.72588 | 0.75136 | 0.70607 | 0.66733 | 0.95813 | 0.8812 | 0.93326 | 0.48751 | 0.69148 | 0.64073 | 0.88768 | 0.67205 | 0.9197 | 0.69898 | 0.89787 | 0.49024 | 0.41032 | 0.35467 | 0.5466 | 0.54501 | 0
Apr | 25 | 7 | Weekday | Tuesday | 0.76472 | 0.88296 | 0.97448 | 0.83628 | 0.004395 | 0.83628 | 0.83628 | 0.84636 | 0.83628 | 0.76472 | 0.76472 | 0.96743 | 0.94714 | 0.80114 | 1 | 1 | 0.74729 | 0.94666 | 0.99816 | 0.79574 | 1 | 0.78526 | 1 | 0.84636 | 0.85865 | 0.90604 | 0.87989 | 0.96165 | 0.92578 | 0.7841 | 1 | 1 | 0.62519 | 0.92588 | 0.92944 | 0.74241 | 0.90073 | 0.77003 | 0.98617 | 0.64686 | 0.60661 | 0.81708 | 0.82648 | 0
Apr | 25 | 8 | Weekday | Tuesday | 0.8131 | 0.93235 | 0.99318 | 0.83366 | 0.004395 | 0.83366 | 0.83366 | 1 | 0.83366 | 0.8131 | 0.8131 | 0.79937 | 0.98076 | 0.68862 | 0.96231 | 0.90307 | 0.663 | 1 | 0.98718 | 0.77792 | 0.9868 | 0.73712 | 0.98482 | 1 | 1 | 0.96032 | 1 | 0.79434 | 0.96447 | 0.69984 | 0.97456 | 0.90375 | 0.55632 | 0.99379 | 0.93818 | 0.74642 | 0.92694 | 0.74199 | 0.98966 | 0.94181 | 0.92604 | 0.92009 | 0.99952 | 0
Apr | 25 | 9 | Weekday | Tuesday | 0.89907 | 0.9516 | 0.99659 | 0.78619 | 0.004395 | 0.78619 | 0.78619 | 0.99525 | 0.78619 | 0.89907 | 0.89907 | 0.97641 | 0.99489 | 0.55625 | 0.91477 | 0.86422 | 0.58018 | 0.99798 | 1 | 0.90756 | 0.99765 | 0.57305 | 0.98418 | 0.99525 | 0.98514 | 0.9179 | 0.97958 | 0.97375 | 0.982 | 0.56017 | 0.93265 | 0.86557 | 0.48641 | 0.99468 | 0.97065 | 0.93124 | 0.97129 | 0.55561 | 0.995 | 0.98787 | 0.97952 | 0.89063 | 0.99952 | 0
Apr | 25 | 10 | Weekday | Tuesday | 0.97955 | 0.97663 | 1 | 0.75555 | 0.004395 | 0.75555 | 0.75555 | 0.95481 | 0.75555 | 0.97955 | 0.97955 | 0.96642 | 0.99659 | 0.52598 | 0.92097 | 0.86861 | 0.56043 | 0.99673 | 0.99472 | 0.92743 | 0.98751 | 0.56617 | 0.98898 | 0.95481 | 0.93333 | 1 | 0.97006 | 1 | 0.98661 | 0.56352 | 0.94159 | 0.86968 | 0.4955 | 1 | 0.98973 | 0.97893 | 0.987 | 0.55987 | 0.99958 | 0.99598 | 0.99218 | 1 | 0.99971 | 0
Apr | 25 | 11 | Weekday | Tuesday | 1 | 0.99412 | 0.99601 | 0.72969 | 0.004395 | 0.72969 | 0.72969 | 0.93313 | 0.72969 | 1 | 1 | 0.91993 | 0.96947 | 0.53446 | 0.89275 | 0.87702 | 0.53843 | 0.95113 | 0.99775 | 0.8811 | 0.98095 | 0.56746 | 0.94805 | 0.93313 | 0.90482 | 0.93614 | 0.8786 | 0.98928 | 0.96033 | 0.58019 | 0.91099 | 0.87757 | 0.49184 | 0.95291 | 1 | 0.95158 | 1 | 0.56417 | 0.95481 | 1 | 1 | 0.93825 | 0.90602 | 0
Apr | 25 | 12 | Weekday | Tuesday | 0.98455 | 0.99524 | 0.98589 | 0.71433 | 0.004395 | 0.71433 | 0.71433 | 0.91307 | 0.71433 | 0.98455 | 0.98455 | 0.76762 | 0.99485 | 0.52133 | 0.94212 | 0.86637 | 0.51726 | 0.98205 | 0.99193 | 0.86387 | 0.97015 | 0.5655 | 0.98466 | 0.91307 | 0.87989 | 0.92123 | 0.96074 | 0.80794 | 0.98838 | 0.56335 | 0.96847 | 0.86787 | 0.48332 | 0.99011 | 0.97618 | 0.93869 | 0.98642 | 0.56572 | 1 | 0.99658 | 0.99691 | 0.92903 | 0.99979 | 0
Apr | 25 | 13 | Weekday | Tuesday | 0.94795 | 0.9924 | 0.98552 | 0.69421 | 0.004395 | 0.69421 | 0.69421 | 0.89819 | 0.69421 | 0.94795 | 0.94795 | 0.74191 | 0.9981 | 0.51584 | 0.9314 | 0.82007 | 0.49834 | 0.97441 | 0.97646 | 0.71671 | 0.95011 | 0.56263 | 0.97886 | 0.89819 | 0.86402 | 0.90061 | 0.95799 | 0.79615 | 0.99349 | 0.55517 | 0.96287 | 0.82331 | 0.47431 | 0.98284 | 0.96676 | 0.75059 | 0.96771 | 0.56244 | 0.99504 | 0.98797 | 0.98707 | 0.90944 | 0.99973 | 0
Apr | 25 | 14 | Weekday | Tuesday | 0.92747 | 1 | 0.96967 | 0.68808 | 0.004395 | 0.68808 | 0.68808 | 0.88999 | 0.68808 | 0.92747 | 0.92747 | 0.79601 | 0.99839 | 0.5123 | 0.91639 | 0.81065 | 0.53297 | 0.93323 | 0.97226 | 0.72781 | 0.90623 | 0.56271 | 0.97786 | 0.88999 | 0.85473 | 0.88588 | 0.95713 | 0.79534 | 0.99624 | 0.54646 | 0.94816 | 0.81455 | 0.50878 | 0.94924 | 0.9525 | 0.74894 | 0.92857 | 0.5593 | 0.99485 | 0.98825 | 0.98634 | 0.89556 | 0.99992 | 0
Apr | 25 | 15 | Weekday | Tuesday | 0.8799 | 0.99398 | 0.94929 | 0.715 | 0.004395 | 0.715 | 0.715 | 0.89354 | 0.715 | 0.8799 | 0.8799 | 0.97237 | 1 | 0.53128 | 0.94276 | 0.83218 | 0.71049 | 0.92798 | 0.92358 | 0.72891 | 0.83919 | 0.54922 | 0.97991 | 0.89354 | 0.86108 | 0.88818 | 0.95886 | 0.96962 | 1 | 0.60142 | 0.97351 | 0.83525 | 0.7026 | 0.94604 | 0.93525 | 0.74815 | 0.89942 | 0.59881 | 0.99613 | 0.99118 | 0.98901 | 0.89541 | 1 | 0
Apr | 25 | 16 | Weekday | Tuesday | 0.82069 | 0.96148 | 0.92807 | 0.80304 | 0.004395 | 0.80304 | 0.80304 | 0.91114 | 0.80304 | 0.82069 | 0.82069 | 0.97301 | 0.98651 | 0.64006 | 0.84104 | 0.77092 | 0.86162 | 0.91695 | 0.71198 | 0.87621 | 0.75263 | 0.6685 | 0.63556 | 0.91114 | 0.88328 | 0.89148 | 0.29492 | 0.97226 | 0.98747 | 0.70338 | 0.86463 | 0.7751 | 0.85264 | 0.93503 | 0.68936 | 0.92903 | 0.74286 | 0.72008 | 0.63292 | 0.99206 | 0.98904 | 0.89086 | 0.29885 | 0
Apr | 25 | 17 | Weekday | Tuesday | 0.77929 | 0.92563 | 0.91106 | 0.90423 | 0.004395 | 0.90423 | 0.90423 | 0.7479 | 0.90423 | 0.77929 | 0.77929 | 0.97645 | 0.79984 | 0.84836 | 0.67352 | 0.54588 | 0.92518 | 0.59712 | 0.72652 | 0.89428 | 0.76995 | 0.75286 | 0.51218 | 0.7479 | 0.72053 | 0.89236 | 0.11941 | 0.97349 | 0.78723 | 0.86903 | 0.68062 | 0.54818 | 0.90772 | 0.58459 | 0.68627 | 0.92866 | 0.738 | 0.79606 | 0.49606 | 0.75954 | 0.73464 | 0.87835 | 0.09897 | 0
Apr | 25 | 18 | Weekday | Tuesday | 0.75437 | 0.90551 | 0.89604 | 0.95342 | 1 | 0.95342 | 0.95342 | 0.8416 | 0.95342 | 0.75437 | 0.75437 | 0.86651 | 0.80213 | 0.83329 | 0.68701 | 0.63529 | 0.98755 | 0.64618 | 0.7729 | 0.96907 | 0.79476 | 0.83246 | 0.65651 | 0.8416 | 0.87088 | 0.87903 | 0.23808 | 0.87562 | 0.78609 | 0.90855 | 0.68729 | 0.63895 | 0.98057 | 0.63349 | 0.71785 | 1 | 0.75729 | 0.88641 | 0.63355 | 0.82644 | 0.86083 | 0.84969 | 0.20023 | 0
Apr | 25 | 19 | Weekday | Tuesday | 0.79007 | 0.91968 | 0.89312 | 1 | 1 | 1 | 1 | 0.83904 | 1 | 0.79007 | 0.79007 | 0.87619 | 0.72176 | 0.90148 | 0.58933 | 0.60781 | 1 | 0.59438 | 0.79424 | 0.84211 | 0.82436 | 0.93408 | 0.6726 | 0.83904 | 0.89224 | 0.81223 | 0.28932 | 0.89525 | 0.69002 | 1 | 0.56819 | 0.61063 | 1 | 0.5539 | 0.72799 | 0.83906 | 0.76775 | 1 | 0.63438 | 0.79422 | 0.84656 | 0.76298 | 0.23584 | 0
Apr | 25 | 20 | Weekday | Tuesday | 0.81241 | 0.88213 | 0.88159 | 0.95367 | 1 | 0.95367 | 0.95367 | 0.3654 | 0.95367 | 0.81241 | 0.81241 | 0.87709 | 0.69267 | 0.95297 | 0.57748 | 0.62621 | 0.86128 | 0.44209 | 0.28658 | 0.85595 | 0.1799 | 0.90046 | 0.67951 | 0.3654 | 0.42397 | 0.60012 | 0.31061 | 0.89087 | 0.65764 | 0.9723 | 0.54886 | 0.62879 | 0.85674 | 0.41515 | 0.3071 | 0.83552 | 0.21895 | 0.94469 | 0.63372 | 0.37702 | 0.45618 | 0.54585 | 0.23926 | 0
Apr | 25 | 21 | Weekday | Tuesday | 0.7601 | 0.82556 | 0.85931 | 0.86024 | 1 | 0.86024 | 0.86024 | 0.1785 | 0.86024 | 0.7601 | 0.7601 | 0.84972 | 0.65182 | 0.75605 | 0.30418 | 0.28275 | 0.70027 | 0.41419 | 0.28241 | 0.86312 | 0.17851 | 0.65739 | 0.40437 | 0.1785 | 0.23774 | 0.29652 | 0.32152 | 0.88658 | 0.6095 | 0.75859 | 0.3175 | 0.28497 | 0.67383 | 0.36779 | 0.30678 | 0.83124 | 0.21873 | 0.67191 | 0.40863 | 0.21171 | 0.29711 | 0.33772 | 0.24099 | 0
Apr | 25 | 22 | Weekday | Tuesday | 0.75427 | 0.80543 | 0.83163 | 0.74118 | 1 | 0.74118 | 0.74118 | 0.1785 | 0.74118 | 0.75427 | 0.75427 | 0.82201 | 0.65029 | 0.53111 | 0.26123 | 0.26512 | 0.54581 | 0.39944 | 0.28494 | 0.90863 | 0.17821 | 0.45044 | 0.38278 | 0.1785 | 0.23774 | 0.40609 | 0.33814 | 0.90043 | 0.60641 | 0.52967 | 0.27264 | 0.26661 | 0.51847 | 0.35711 | 0.31094 | 0.86989 | 0.2206 | 0.44602 | 0.38639 | 0.21171 | 0.29711 | 0.46283 | 0.24366 | 0
Apr | 25 | 23 | Weekday | Tuesday | 0.71688 | 0.82183 | 0.81 | 0.6301 | 1 | 0.6301 | 0.6301 | 0.18022 | 0.6301 | 0.71688 | 0.71688 | 0.58172 | 0.64154 | 0.39325 | 0.24225 | 0.25753 | 0.44401 | 0.42886 | 0.27783 | 0.63563 | 0.17702 | 0.39818 | 0.37126 | 0.18022 | 0.23917 | 0.30637 | 0.34702 | 0.51407 | 0.59385 | 0.41274 | 0.25256 | 0.25927 | 0.42031 | 0.37615 | 0.30687 | 0.49423 | 0.21879 | 0.38787 | 0.37749 | 0.21374 | 0.29889 | 0.3489 | 0.24504 | 0
Apr | 26 | 24 | Weekday | Wednesday | 0.69438 | 0.80694 | 0.78568 | 0.56767 | 1 | 0.56767 | 0.56767 | 0.1785 | 0.56767 | 0.69438 | 0.69438 | 0.2318 | 0.63916 | 0.34362 | 0.25096 | 0.26501 | 0.43669 | 0.39776 | 0.27944 | 0.29651 | 0.17702 | 0.3763 | 0.3823 | 0.1785 | 0.23774 | 0.28255 | 0.36477 | 0.33712 | 0.59045 | 0.37507 | 0.2616 | 0.26661 | 0.40579 | 0.35209 | 0.30686 | 0.34257 | 0.21879 | 0.36438 | 0.38639 | 0.21171 | 0.29711 | 0.32203 | 0.24791 | 0
Apr | 26 | 1 | Weekday | Wednesday | 0.69715 | 0.76909 | 0.77678 | 0.54463 | 1 | 0.54463 | 0.54463 | 0.1785 | 0.54463 | 0.69715 | 0.69715 | 0.23218 | 0.63622 | 0.32366 | 0.25104 | 0.26469 | 0.43542 | 0.43199 | 0.27921 | 0.29639 | 0.17629 | 0.35755 | 0.38375 | 0.1785 | 0.23774 | 0.281 | 0.36382 | 0.33771 | 0.58597 | 0.35423 | 0.26162 | 0.26661 | 0.39896 | 0.37586 | 0.30683 | 0.34359 | 0.21879 | 0.34177 | 0.38639 | 0.21171 | 0.29711 | 0.32014 | 0.24771 | 0
Apr | 26 | 2 | Weekday | Wednesday | 0.69189 | 0.75837 | 0.77314 | 0.53618 | 1 | 0.53618 | 0.53618 | 0.1785 | 0.53618 | 0.69189 | 0.69189 | 0.23256 | 0.63242 | 0.31424 | 0.25087 | 0.2649 | 0.43851 | 0.40091 | 0.27856 | 0.29745 | 0.17681 | 0.35889 | 0.37845 | 0.1785 | 0.23774 | 0.27935 | 0.37841 | 0.33793 | 0.5808 | 0.34434 | 0.2616 | 0.26661 | 0.394 | 0.35428 | 0.30678 | 0.34396 | 0.21876 | 0.33823 | 0.38639 | 0.21171 | 0.29711 | 0.31808 | 0.25007 | 0
Apr | 26 | 3 | Weekday | Wednesday | 0.68588 | 0.75745 | 0.77619 | 0.5306 | 1 | 0.5306 | 0.5306 | 0.1785 | 0.5306 | 0.68588 | 0.68588 | 0.23747 | 0.68648 | 0.34468 | 0.26163 | 0.2649 | 0.49264 | 0.55688 | 0.28197 | 0.30845 | 0.17868 | 0.37176 | 0.38375 | 0.1785 | 0.23774 | 0.32224 | 0.37586 | 0.34629 | 0.64292 | 0.3674 | 0.27272 | 0.26661 | 0.44677 | 0.49347 | 0.3099 | 0.35708 | 0.22086 | 0.35284 | 0.38639 | 0.21171 | 0.29711 | 0.36701 | 0.24962 | 0
Apr | 26 | 4 | Weekday | Wednesday | 0.70658 | 0.76335 | 0.79667 | 0.55446 | 1 | 0.55446 | 0.55446 | 0.16961 | 0.55446 | 0.70658 | 0.70658 | 0.5992 | 0.74356 | 0.45027 | 0.30223 | 0.27742 | 0.6162 | 0.68634 | 0.27886 | 0.6539 | 0.17578 | 0.44278 | 0.39479 | 0.16961 | 0.22411 | 0.32318 | 0.38124 | 0.5132 | 0.64147 | 0.44754 | 0.31485 | 0.27906 | 0.55442 | 0.5704 | 0.30666 | 0.49232 | 0.21861 | 0.42524 | 0.39777 | 0.20116 | 0.28007 | 0.36587 | 0.24411 | 0
Apr | 26 | 5 | Weekday | Wednesday | 0.68912 | 0.80269 | 0.85128 | 0.71184 | 0.59271 | 0.71184 | 0.71184 | 0.78044 | 0.71184 | 0.68912 | 0.68912 | 0.81347 | 0.8325 | 0.73512 | 0.47534 | 0.68079 | 0.71472 | 0.79552 | 0.66291 | 0.98803 | 0.7582 | 0.69189 | 0.51943 | 0.78044 | 0.82377 | 0.70729 | 0.4611 | 0.79427 | 0.78885 | 0.73063 | 0.37494 | 0.6868 | 0.58027 | 0.7383 | 0.31871 | 0.93014 | 0.36078 | 0.68861 | 0.42325 | 0.30901 | 0.25355 | 0.51617 | 0.26503 | 0
Apr | 26 | 6 | Weekday | Wednesday | 0.71001 | 0.85057 | 0.92553 | 0.84591 | 0.004395 | 0.84591 | 0.84591 | 0.72588 | 0.84591 | 0.71001 | 0.71001 | 0.9599 | 0.90948 | 0.97004 | 0.55552 | 0.70015 | 0.76682 | 0.91973 | 0.8441 | 0.96439 | 0.93594 | 0.87119 | 0.62378 | 0.72588 | 0.75136 | 0.70607 | 0.66733 | 0.95813 | 0.8812 | 0.93326 | 0.48751 | 0.69148 | 0.64073 | 0.88768 | 0.67205 | 0.9197 | 0.69898 | 0.89787 | 0.49024 | 0.41032 | 0.35467 | 0.5466 | 0.54501 | 0
Apr | 26 | 7 | Weekday | Wednesday | 0.76472 | 0.88296 | 0.97448 | 0.83628 | 0.004395 | 0.83628 | 0.83628 | 0.84636 | 0.83628 | 0.76472 | 0.76472 | 0.96743 | 0.94714 | 0.80114 | 1 | 1 | 0.74729 | 0.94666 | 0.99816 | 0.79574 | 1 | 0.78526 | 1 | 0.84636 | 0.85865 | 0.90604 | 0.87989 | 0.96165 | 0.92578 | 0.7841 | 1 | 1 | 0.62519 | 0.92588 | 0.92944 | 0.74241 | 0.90073 | 0.77003 | 0.98617 | 0.64686 | 0.60661 | 0.81708 | 0.82648 | 0
Apr | 26 | 8 | Weekday | Wednesday | 0.8131 | 0.93235 | 0.99318 | 0.83366 | 0.004395 | 0.83366 | 0.83366 | 1 | 0.83366 | 0.8131 | 0.8131 | 0.79937 | 0.98076 | 0.68862 | 0.96231 | 0.90307 | 0.663 | 1 | 0.98718 | 0.77792 | 0.9868 | 0.73712 | 0.98482 | 1 | 1 | 0.96032 | 1 | 0.79434 | 0.96447 | 0.69984 | 0.97456 | 0.90375 | 0.55632 | 0.99379 | 0.93818 | 0.74642 | 0.92694 | 0.74199 | 0.98966 | 0.94181 | 0.92604 | 0.92009 | 0.99952 | 0
Apr | 26 | 9 | Weekday | Wednesday | 0.89907 | 0.9516 | 0.99659 | 0.78619 | 0.004395 | 0.78619 | 0.78619 | 0.99525 | 0.78619 | 0.89907 | 0.89907 | 0.97641 | 0.99489 | 0.55625 | 0.91477 | 0.86422 | 0.58018 | 0.99798 | 1 | 0.90756 | 0.99765 | 0.57305 | 0.98418 | 0.99525 | 0.98514 | 0.9179 | 0.97958 | 0.97375 | 0.982 | 0.56017 | 0.93265 | 0.86557 | 0.48641 | 0.99468 | 0.97065 | 0.93124 | 0.97129 | 0.55561 | 0.995 | 0.98787 | 0.97952 | 0.89063 | 0.99952 | 0
Apr | 26 | 10 | Weekday | Wednesday | 0.97955 | 0.97663 | 1 | 0.75555 | 0.004395 | 0.75555 | 0.75555 | 0.95481 | 0.75555 | 0.97955 | 0.97955 | 0.96642 | 0.99659 | 0.52598 | 0.92097 | 0.86861 | 0.56043 | 0.99673 | 0.99472 | 0.92743 | 0.98751 | 0.56617 | 0.98898 | 0.95481 | 0.93333 | 1 | 0.97006 | 1 | 0.98661 | 0.56352 | 0.94159 | 0.86968 | 0.4955 | 1 | 0.98973 | 0.97893 | 0.987 | 0.55987 | 0.99958 | 0.99598 | 0.99218 | 1 | 0.99971 | 0
Apr | 26 | 11 | Weekday | Wednesday | 1 | 0.99412 | 0.99601 | 0.72969 | 0.004395 | 0.72969 | 0.72969 | 0.93313 | 0.72969 | 1 | 1 | 0.91993 | 0.96947 | 0.53446 | 0.89275 | 0.87702 | 0.53843 | 0.95113 | 0.99775 | 0.8811 | 0.98095 | 0.56746 | 0.94805 | 0.93313 | 0.90482 | 0.93614 | 0.8786 | 0.98928 | 0.96033 | 0.58019 | 0.91099 | 0.87757 | 0.49184 | 0.95291 | 1 | 0.95158 | 1 | 0.56417 | 0.95481 | 1 | 1 | 0.93825 | 0.90602 | 0
Apr | 26 | 12 | Weekday | Wednesday | 0.98455 | 0.99524 | 0.98589 | 0.71433 | 0.004395 | 0.71433 | 0.71433 | 0.91307 | 0.71433 | 0.98455 | 0.98455 | 0.76762 | 0.99485 | 0.52133 | 0.94212 | 0.86637 | 0.51726 | 0.98205 | 0.99193 | 0.86387 | 0.97015 | 0.5655 | 0.98466 | 0.91307 | 0.87989 | 0.92123 | 0.96074 | 0.80794 | 0.98838 | 0.56335 | 0.96847 | 0.86787 | 0.48332 | 0.99011 | 0.97618 | 0.93869 | 0.98642 | 0.56572 | 1 | 0.99658 | 0.99691 | 0.92903 | 0.99979 | 0
Apr | 26 | 13 | Weekday | Wednesday | 0.94795 | 0.9924 | 0.98552 | 0.69421 | 0.004395 | 0.69421 | 0.69421 | 0.89819 | 0.69421 | 0.94795 | 0.94795 | 0.74191 | 0.9981 | 0.51584 | 0.9314 | 0.82007 | 0.49834 | 0.97441 | 0.97646 | 0.71671 | 0.95011 | 0.56263 | 0.97886 | 0.89819 | 0.86402 | 0.90061 | 0.95799 | 0.79615 | 0.99349 | 0.55517 | 0.96287 | 0.82331 | 0.47431 | 0.98284 | 0.96676 | 0.75059 | 0.96771 | 0.56244 | 0.99504 | 0.98797 | 0.98707 | 0.90944 | 0.99973 | 0
Apr | 26 | 14 | Weekday | Wednesday | 0.92747 | 1 | 0.96967 | 0.68808 | 0.004395 | 0.68808 | 0.68808 | 0.88999 | 0.68808 | 0.92747 | 0.92747 | 0.79601 | 0.99839 | 0.5123 | 0.91639 | 0.81065 | 0.53297 | 0.93323 | 0.97226 | 0.72781 | 0.90623 | 0.56271 | 0.97786 | 0.88999 | 0.85473 | 0.88588 | 0.95713 | 0.79534 | 0.99624 | 0.54646 | 0.94816 | 0.81455 | 0.50878 | 0.94924 | 0.9525 | 0.74894 | 0.92857 | 0.5593 | 0.99485 | 0.98825 | 0.98634 | 0.89556 | 0.99992 | 0
Apr | 26 | 15 | Weekday | Wednesday | 0.8799 | 0.99398 | 0.94929 | 0.715 | 0.004395 | 0.715 | 0.715 | 0.89354 | 0.715 | 0.8799 | 0.8799 | 0.97237 | 1 | 0.53128 | 0.94276 | 0.83218 | 0.71049 | 0.92798 | 0.92358 | 0.72891 | 0.83919 | 0.54922 | 0.97991 | 0.89354 | 0.86108 | 0.88818 | 0.95886 | 0.96962 | 1 | 0.60142 | 0.97351 | 0.83525 | 0.7026 | 0.94604 | 0.93525 | 0.74815 | 0.89942 | 0.59881 | 0.99613 | 0.99118 | 0.98901 | 0.89541 | 1 | 0
Apr | 26 | 16 | Weekday | Wednesday | 0.82069 | 0.96148 | 0.92807 | 0.80304 | 0.004395 | 0.80304 | 0.80304 | 0.91114 | 0.80304 | 0.82069 | 0.82069 | 0.97301 | 0.98651 | 0.64006 | 0.84104 | 0.77092 | 0.86162 | 0.91695 | 0.71198 | 0.87621 | 0.75263 | 0.6685 | 0.63556 | 0.91114 | 0.88328 | 0.89148 | 0.29492 | 0.97226 | 0.98747 | 0.70338 | 0.86463 | 0.7751 | 0.85264 | 0.93503 | 0.68936 | 0.92903 | 0.74286 | 0.72008 | 0.63292 | 0.99206 | 0.98904 | 0.89086 | 0.29885 | 0
Apr | 26 | 17 | Weekday | Wednesday | 0.77929 | 0.92563 | 0.91106 | 0.90423 | 0.004395 | 0.90423 | 0.90423 | 0.7479 | 0.90423 | 0.77929 | 0.77929 | 0.97645 | 0.79984 | 0.84836 | 0.67352 | 0.54588 | 0.92518 | 0.59712 | 0.72652 | 0.89428 | 0.76995 | 0.75286 | 0.51218 | 0.7479 | 0.72053 | 0.89236 | 0.11941 | 0.97349 | 0.78723 | 0.86903 | 0.68062 | 0.54818 | 0.90772 | 0.58459 | 0.68627 | 0.92866 | 0.738 | 0.79606 | 0.49606 | 0.75954 | 0.73464 | 0.87835 | 0.09897 | 0
Apr | 26 | 18 | Weekday | Wednesday | 0.75437 | 0.90551 | 0.89604 | 0.95342 | 1 | 0.95342 | 0.95342 | 0.8416 | 0.95342 | 0.75437 | 0.75437 | 0.86651 | 0.80213 | 0.83329 | 0.68701 | 0.63529 | 0.98755 | 0.64618 | 0.7729 | 0.96907 | 0.79476 | 0.83246 | 0.65651 | 0.8416 | 0.87088 | 0.87903 | 0.23808 | 0.87562 | 0.78609 | 0.90855 | 0.68729 | 0.63895 | 0.98057 | 0.63349 | 0.71785 | 1 | 0.75729 | 0.88641 | 0.63355 | 0.82644 | 0.86083 | 0.84969 | 0.20023 | 0
Apr | 26 | 19 | Weekday | Wednesday | 0.79007 | 0.91968 | 0.89312 | 1 | 1 | 1 | 1 | 0.83904 | 1 | 0.79007 | 0.79007 | 0.87619 | 0.72176 | 0.90148 | 0.58933 | 0.60781 | 1 | 0.59438 | 0.79424 | 0.84211 | 0.82436 | 0.93408 | 0.6726 | 0.83904 | 0.89224 | 0.81223 | 0.28932 | 0.89525 | 0.69002 | 1 | 0.56819 | 0.61063 | 1 | 0.5539 | 0.72799 | 0.83906 | 0.76775 | 1 | 0.63438 | 0.79422 | 0.84656 | 0.76298 | 0.23584 | 0
Apr | 26 | 20 | Weekday | Wednesday | 0.81241 | 0.88213 | 0.88159 | 0.95367 | 1 | 0.95367 | 0.95367 | 0.3654 | 0.95367 | 0.81241 | 0.81241 | 0.87709 | 0.69267 | 0.95297 | 0.57748 | 0.62621 | 0.86128 | 0.44209 | 0.28658 | 0.85595 | 0.1799 | 0.90046 | 0.67951 | 0.3654 | 0.42397 | 0.60012 | 0.31061 | 0.89087 | 0.65764 | 0.9723 | 0.54886 | 0.62879 | 0.85674 | 0.41515 | 0.3071 | 0.83552 | 0.21895 | 0.94469 | 0.63372 | 0.37702 | 0.45618 | 0.54585 | 0.23926 | 0
Apr | 26 | 21 | Weekday | Wednesday | 0.7601 | 0.82556 | 0.85931 | 0.86024 | 1 | 0.86024 | 0.86024 | 0.1785 | 0.86024 | 0.7601 | 0.7601 | 0.84972 | 0.65182 | 0.75605 | 0.30418 | 0.28275 | 0.70027 | 0.41419 | 0.28241 | 0.86312 | 0.17851 | 0.65739 | 0.40437 | 0.1785 | 0.23774 | 0.29652 | 0.32152 | 0.88658 | 0.6095 | 0.75859 | 0.3175 | 0.28497 | 0.67383 | 0.36779 | 0.30678 | 0.83124 | 0.21873 | 0.67191 | 0.40863 | 0.21171 | 0.29711 | 0.33772 | 0.24099 | 0
Apr | 26 | 22 | Weekday | Wednesday | 0.75427 | 0.80543 | 0.83163 | 0.74118 | 1 | 0.74118 | 0.74118 | 0.1785 | 0.74118 | 0.75427 | 0.75427 | 0.82201 | 0.65029 | 0.53111 | 0.26123 | 0.26512 | 0.54581 | 0.39944 | 0.28494 | 0.90863 | 0.17821 | 0.45044 | 0.38278 | 0.1785 | 0.23774 | 0.40609 | 0.33814 | 0.90043 | 0.60641 | 0.52967 | 0.27264 | 0.26661 | 0.51847 | 0.35711 | 0.31094 | 0.86989 | 0.2206 | 0.44602 | 0.38639 | 0.21171 | 0.29711 | 0.46283 | 0.24366 | 0
Apr | 26 | 23 | Weekday | Wednesday | 0.71688 | 0.82183 | 0.81 | 0.6301 | 1 | 0.6301 | 0.6301 | 0.18022 | 0.6301 | 0.71688 | 0.71688 | 0.58172 | 0.64154 | 0.39325 | 0.24225 | 0.25753 | 0.44401 | 0.42886 | 0.27783 | 0.63563 | 0.17702 | 0.39818 | 0.37126 | 0.18022 | 0.23917 | 0.30637 | 0.34702 | 0.51407 | 0.59385 | 0.41274 | 0.25256 | 0.25927 | 0.42031 | 0.37615 | 0.30687 | 0.49423 | 0.21879 | 0.38787 | 0.37749 | 0.21374 | 0.29889 | 0.3489 | 0.24504 | 0
Apr | 27 | 24 | Weekday | Thursday | 0.69438 | 0.80694 | 0.78568 | 0.56767 | 1 | 0.56767 | 0.56767 | 0.1785 | 0.56767 | 0.69438 | 0.69438 | 0.2318 | 0.63916 | 0.34362 | 0.25096 | 0.26501 | 0.43669 | 0.39776 | 0.27944 | 0.29651 | 0.17702 | 0.3763 | 0.3823 | 0.1785 | 0.23774 | 0.28255 | 0.36477 | 0.33712 | 0.59045 | 0.37507 | 0.2616 | 0.26661 | 0.40579 | 0.35209 | 0.30686 | 0.34257 | 0.21879 | 0.36438 | 0.38639 | 0.21171 | 0.29711 | 0.32203 | 0.24791 | 0
Apr | 27 | 1 | Weekday | Thursday | 0.69715 | 0.76909 | 0.77678 | 0.54463 | 1 | 0.54463 | 0.54463 | 0.1785 | 0.54463 | 0.69715 | 0.69715 | 0.23218 | 0.63622 | 0.32366 | 0.25104 | 0.26469 | 0.43542 | 0.43199 | 0.27921 | 0.29639 | 0.17629 | 0.35755 | 0.38375 | 0.1785 | 0.23774 | 0.281 | 0.36382 | 0.33771 | 0.58597 | 0.35423 | 0.26162 | 0.26661 | 0.39896 | 0.37586 | 0.30683 | 0.34359 | 0.21879 | 0.34177 | 0.38639 | 0.21171 | 0.29711 | 0.32014 | 0.24771 | 0
Apr | 27 | 2 | Weekday | Thursday | 0.69189 | 0.75837 | 0.77314 | 0.53618 | 1 | 0.53618 | 0.53618 | 0.1785 | 0.53618 | 0.69189 | 0.69189 | 0.23256 | 0.63242 | 0.31424 | 0.25087 | 0.2649 | 0.43851 | 0.40091 | 0.27856 | 0.29745 | 0.17681 | 0.35889 | 0.37845 | 0.1785 | 0.23774 | 0.27935 | 0.37841 | 0.33793 | 0.5808 | 0.34434 | 0.2616 | 0.26661 | 0.394 | 0.35428 | 0.30678 | 0.34396 | 0.21876 | 0.33823 | 0.38639 | 0.21171 | 0.29711 | 0.31808 | 0.25007 | 0
Apr | 27 | 3 | Weekday | Thursday | 0.68588 | 0.75745 | 0.77619 | 0.5306 | 1 | 0.5306 | 0.5306 | 0.1785 | 0.5306 | 0.68588 | 0.68588 | 0.23747 | 0.68648 | 0.34468 | 0.26163 | 0.2649 | 0.49264 | 0.55688 | 0.28197 | 0.30845 | 0.17868 | 0.37176 | 0.38375 | 0.1785 | 0.23774 | 0.32224 | 0.37586 | 0.34629 | 0.64292 | 0.3674 | 0.27272 | 0.26661 | 0.44677 | 0.49347 | 0.3099 | 0.35708 | 0.22086 | 0.35284 | 0.38639 | 0.21171 | 0.29711 | 0.36701 | 0.24962 | 0
Apr | 27 | 4 | Weekday | Thursday | 0.70658 | 0.76335 | 0.79667 | 0.55446 | 1 | 0.55446 | 0.55446 | 0.16961 | 0.55446 | 0.70658 | 0.70658 | 0.5992 | 0.74356 | 0.45027 | 0.30223 | 0.27742 | 0.6162 | 0.68634 | 0.27886 | 0.6539 | 0.17578 | 0.44278 | 0.39479 | 0.16961 | 0.22411 | 0.32318 | 0.38124 | 0.5132 | 0.64147 | 0.44754 | 0.31485 | 0.27906 | 0.55442 | 0.5704 | 0.30666 | 0.49232 | 0.21861 | 0.42524 | 0.39777 | 0.20116 | 0.28007 | 0.36587 | 0.24411 | 0
Apr | 27 | 5 | Weekday | Thursday | 0.68912 | 0.80269 | 0.85128 | 0.71184 | 0.59271 | 0.71184 | 0.71184 | 0.78044 | 0.71184 | 0.68912 | 0.68912 | 0.81347 | 0.8325 | 0.73512 | 0.47534 | 0.68079 | 0.71472 | 0.79552 | 0.66291 | 0.98803 | 0.7582 | 0.69189 | 0.51943 | 0.78044 | 0.82377 | 0.70729 | 0.4611 | 0.79427 | 0.78885 | 0.73063 | 0.37494 | 0.6868 | 0.58027 | 0.7383 | 0.31871 | 0.93014 | 0.36078 | 0.68861 | 0.42325 | 0.30901 | 0.25355 | 0.51617 | 0.26503 | 0
Apr | 27 | 6 | Weekday | Thursday | 0.71001 | 0.85057 | 0.92553 | 0.84591 | 0.004395 | 0.84591 | 0.84591 | 0.72588 | 0.84591 | 0.71001 | 0.71001 | 0.9599 | 0.90948 | 0.97004 | 0.55552 | 0.70015 | 0.76682 | 0.91973 | 0.8441 | 0.96439 | 0.93594 | 0.87119 | 0.62378 | 0.72588 | 0.75136 | 0.70607 | 0.66733 | 0.95813 | 0.8812 | 0.93326 | 0.48751 | 0.69148 | 0.64073 | 0.88768 | 0.67205 | 0.9197 | 0.69898 | 0.89787 | 0.49024 | 0.41032 | 0.35467 | 0.5466 | 0.54501 | 0
Apr | 27 | 7 | Weekday | Thursday | 0.76472 | 0.88296 | 0.97448 | 0.83628 | 0.004395 | 0.83628 | 0.83628 | 0.84636 | 0.83628 | 0.76472 | 0.76472 | 0.96743 | 0.94714 | 0.80114 | 1 | 1 | 0.74729 | 0.94666 | 0.99816 | 0.79574 | 1 | 0.78526 | 1 | 0.84636 | 0.85865 | 0.90604 | 0.87989 | 0.96165 | 0.92578 | 0.7841 | 1 | 1 | 0.62519 | 0.92588 | 0.92944 | 0.74241 | 0.90073 | 0.77003 | 0.98617 | 0.64686 | 0.60661 | 0.81708 | 0.82648 | 0
Apr | 27 | 8 | Weekday | Thursday | 0.8131 | 0.93235 | 0.99318 | 0.83366 | 0.004395 | 0.83366 | 0.83366 | 1 | 0.83366 | 0.8131 | 0.8131 | 0.79937 | 0.98076 | 0.68862 | 0.96231 | 0.90307 | 0.663 | 1 | 0.98718 | 0.77792 | 0.9868 | 0.73712 | 0.98482 | 1 | 1 | 0.96032 | 1 | 0.79434 | 0.96447 | 0.69984 | 0.97456 | 0.90375 | 0.55632 | 0.99379 | 0.93818 | 0.74642 | 0.92694 | 0.74199 | 0.98966 | 0.94181 | 0.92604 | 0.92009 | 0.99952 | 0
Apr | 27 | 9 | Weekday | Thursday | 0.89907 | 0.9516 | 0.99659 | 0.78619 | 0.004395 | 0.78619 | 0.78619 | 0.99525 | 0.78619 | 0.89907 | 0.89907 | 0.97641 | 0.99489 | 0.55625 | 0.91477 | 0.86422 | 0.58018 | 0.99798 | 1 | 0.90756 | 0.99765 | 0.57305 | 0.98418 | 0.99525 | 0.98514 | 0.9179 | 0.97958 | 0.97375 | 0.982 | 0.56017 | 0.93265 | 0.86557 | 0.48641 | 0.99468 | 0.97065 | 0.93124 | 0.97129 | 0.55561 | 0.995 | 0.98787 | 0.97952 | 0.89063 | 0.99952 | 0
Apr | 27 | 10 | Weekday | Thursday | 0.97955 | 0.97663 | 1 | 0.75555 | 0.004395 | 0.75555 | 0.75555 | 0.95481 | 0.75555 | 0.97955 | 0.97955 | 0.96642 | 0.99659 | 0.52598 | 0.92097 | 0.86861 | 0.56043 | 0.99673 | 0.99472 | 0.92743 | 0.98751 | 0.56617 | 0.98898 | 0.95481 | 0.93333 | 1 | 0.97006 | 1 | 0.98661 | 0.56352 | 0.94159 | 0.86968 | 0.4955 | 1 | 0.98973 | 0.97893 | 0.987 | 0.55987 | 0.99958 | 0.99598 | 0.99218 | 1 | 0.99971 | 0
Apr | 27 | 11 | Weekday | Thursday | 1 | 0.99412 | 0.99601 | 0.72969 | 0.004395 | 0.72969 | 0.72969 | 0.93313 | 0.72969 | 1 | 1 | 0.91993 | 0.96947 | 0.53446 | 0.89275 | 0.87702 | 0.53843 | 0.95113 | 0.99775 | 0.8811 | 0.98095 | 0.56746 | 0.94805 | 0.93313 | 0.90482 | 0.93614 | 0.8786 | 0.98928 | 0.96033 | 0.58019 | 0.91099 | 0.87757 | 0.49184 | 0.95291 | 1 | 0.95158 | 1 | 0.56417 | 0.95481 | 1 | 1 | 0.93825 | 0.90602 | 0
Apr | 27 | 12 | Weekday | Thursday | 0.98455 | 0.99524 | 0.98589 | 0.71433 | 0.004395 | 0.71433 | 0.71433 | 0.91307 | 0.71433 | 0.98455 | 0.98455 | 0.76762 | 0.99485 | 0.52133 | 0.94212 | 0.86637 | 0.51726 | 0.98205 | 0.99193 | 0.86387 | 0.97015 | 0.5655 | 0.98466 | 0.91307 | 0.87989 | 0.92123 | 0.96074 | 0.80794 | 0.98838 | 0.56335 | 0.96847 | 0.86787 | 0.48332 | 0.99011 | 0.97618 | 0.93869 | 0.98642 | 0.56572 | 1 | 0.99658 | 0.99691 | 0.92903 | 0.99979 | 0
Apr | 27 | 13 | Weekday | Thursday | 0.94795 | 0.9924 | 0.98552 | 0.69421 | 0.004395 | 0.69421 | 0.69421 | 0.89819 | 0.69421 | 0.94795 | 0.94795 | 0.74191 | 0.9981 | 0.51584 | 0.9314 | 0.82007 | 0.49834 | 0.97441 | 0.97646 | 0.71671 | 0.95011 | 0.56263 | 0.97886 | 0.89819 | 0.86402 | 0.90061 | 0.95799 | 0.79615 | 0.99349 | 0.55517 | 0.96287 | 0.82331 | 0.47431 | 0.98284 | 0.96676 | 0.75059 | 0.96771 | 0.56244 | 0.99504 | 0.98797 | 0.98707 | 0.90944 | 0.99973 | 0
Apr | 27 | 14 | Weekday | Thursday | 0.92747 | 1 | 0.96967 | 0.68808 | 0.004395 | 0.68808 | 0.68808 | 0.88999 | 0.68808 | 0.92747 | 0.92747 | 0.79601 | 0.99839 | 0.5123 | 0.91639 | 0.81065 | 0.53297 | 0.93323 | 0.97226 | 0.72781 | 0.90623 | 0.56271 | 0.97786 | 0.88999 | 0.85473 | 0.88588 | 0.95713 | 0.79534 | 0.99624 | 0.54646 | 0.94816 | 0.81455 | 0.50878 | 0.94924 | 0.9525 | 0.74894 | 0.92857 | 0.5593 | 0.99485 | 0.98825 | 0.98634 | 0.89556 | 0.99992 | 0
Apr | 27 | 15 | Weekday | Thursday | 0.8799 | 0.99398 | 0.94929 | 0.715 | 0.004395 | 0.715 | 0.715 | 0.89354 | 0.715 | 0.8799 | 0.8799 | 0.97237 | 1 | 0.53128 | 0.94276 | 0.83218 | 0.71049 | 0.92798 | 0.92358 | 0.72891 | 0.83919 | 0.54922 | 0.97991 | 0.89354 | 0.86108 | 0.88818 | 0.95886 | 0.96962 | 1 | 0.60142 | 0.97351 | 0.83525 | 0.7026 | 0.94604 | 0.93525 | 0.74815 | 0.89942 | 0.59881 | 0.99613 | 0.99118 | 0.98901 | 0.89541 | 1 | 0
Apr | 27 | 16 | Weekday | Thursday | 0.82069 | 0.96148 | 0.92807 | 0.80304 | 0.004395 | 0.80304 | 0.80304 | 0.91114 | 0.80304 | 0.82069 | 0.82069 | 0.97301 | 0.98651 | 0.64006 | 0.84104 | 0.77092 | 0.86162 | 0.91695 | 0.71198 | 0.87621 | 0.75263 | 0.6685 | 0.63556 | 0.91114 | 0.88328 | 0.89148 | 0.29492 | 0.97226 | 0.98747 | 0.70338 | 0.86463 | 0.7751 | 0.85264 | 0.93503 | 0.68936 | 0.92903 | 0.74286 | 0.72008 | 0.63292 | 0.99206 | 0.98904 | 0.89086 | 0.29885 | 0
Apr | 27 | 17 | Weekday | Thursday | 0.77929 | 0.92563 | 0.91106 | 0.90423 | 0.004395 | 0.90423 | 0.90423 | 0.7479 | 0.90423 | 0.77929 | 0.77929 | 0.97645 | 0.79984 | 0.84836 | 0.67352 | 0.54588 | 0.92518 | 0.59712 | 0.72652 | 0.89428 | 0.76995 | 0.75286 | 0.51218 | 0.7479 | 0.72053 | 0.89236 | 0.11941 | 0.97349 | 0.78723 | 0.86903 | 0.68062 | 0.54818 | 0.90772 | 0.58459 | 0.68627 | 0.92866 | 0.738 | 0.79606 | 0.49606 | 0.75954 | 0.73464 | 0.87835 | 0.09897 | 0
Apr | 27 | 18 | Weekday | Thursday | 0.75437 | 0.90551 | 0.89604 | 0.95342 | 1 | 0.95342 | 0.95342 | 0.8416 | 0.95342 | 0.75437 | 0.75437 | 0.86651 | 0.80213 | 0.83329 | 0.68701 | 0.63529 | 0.98755 | 0.64618 | 0.7729 | 0.96907 | 0.79476 | 0.83246 | 0.65651 | 0.8416 | 0.87088 | 0.87903 | 0.23808 | 0.87562 | 0.78609 | 0.90855 | 0.68729 | 0.63895 | 0.98057 | 0.63349 | 0.71785 | 1 | 0.75729 | 0.88641 | 0.63355 | 0.82644 | 0.86083 | 0.84969 | 0.20023 | 0
Apr | 27 | 19 | Weekday | Thursday | 0.79007 | 0.91968 | 0.89312 | 1 | 1 | 1 | 1 | 0.83904 | 1 | 0.79007 | 0.79007 | 0.87619 | 0.72176 | 0.90148 | 0.58933 | 0.60781 | 1 | 0.59438 | 0.79424 | 0.84211 | 0.82436 | 0.93408 | 0.6726 | 0.83904 | 0.89224 | 0.81223 | 0.28932 | 0.89525 | 0.69002 | 1 | 0.56819 | 0.61063 | 1 | 0.5539 | 0.72799 | 0.83906 | 0.76775 | 1 | 0.63438 | 0.79422 | 0.84656 | 0.76298 | 0.23584 | 0
Apr | 27 | 20 | Weekday | Thursday | 0.81241 | 0.88213 | 0.88159 | 0.95367 | 1 | 0.95367 | 0.95367 | 0.3654 | 0.95367 | 0.81241 | 0.81241 | 0.87709 | 0.69267 | 0.95297 | 0.57748 | 0.62621 | 0.86128 | 0.44209 | 0.28658 | 0.85595 | 0.1799 | 0.90046 | 0.67951 | 0.3654 | 0.42397 | 0.60012 | 0.31061 | 0.89087 | 0.65764 | 0.9723 | 0.54886 | 0.62879 | 0.85674 | 0.41515 | 0.3071 | 0.83552 | 0.21895 | 0.94469 | 0.63372 | 0.37702 | 0.45618 | 0.54585 | 0.23926 | 0
Apr | 27 | 21 | Weekday | Thursday | 0.7601 | 0.82556 | 0.85931 | 0.86024 | 1 | 0.86024 | 0.86024 | 0.1785 | 0.86024 | 0.7601 | 0.7601 | 0.84972 | 0.65182 | 0.75605 | 0.30418 | 0.28275 | 0.70027 | 0.41419 | 0.28241 | 0.86312 | 0.17851 | 0.65739 | 0.40437 | 0.1785 | 0.23774 | 0.29652 | 0.32152 | 0.88658 | 0.6095 | 0.75859 | 0.3175 | 0.28497 | 0.67383 | 0.36779 | 0.30678 | 0.83124 | 0.21873 | 0.67191 | 0.40863 | 0.21171 | 0.29711 | 0.33772 | 0.24099 | 0
Apr | 27 | 22 | Weekday | Thursday | 0.75427 | 0.80543 | 0.83163 | 0.74118 | 1 | 0.74118 | 0.74118 | 0.1785 | 0.74118 | 0.75427 | 0.75427 | 0.82201 | 0.65029 | 0.53111 | 0.26123 | 0.26512 | 0.54581 | 0.39944 | 0.28494 | 0.90863 | 0.17821 | 0.45044 | 0.38278 | 0.1785 | 0.23774 | 0.40609 | 0.33814 | 0.90043 | 0.60641 | 0.52967 | 0.27264 | 0.26661 | 0.51847 | 0.35711 | 0.31094 | 0.86989 | 0.2206 | 0.44602 | 0.38639 | 0.21171 | 0.29711 | 0.46283 | 0.24366 | 0
Apr | 27 | 23 | Weekday | Thursday | 0.71688 | 0.82183 | 0.81 | 0.6301 | 1 | 0.6301 | 0.6301 | 0.18022 | 0.6301 | 0.71688 | 0.71688 | 0.58172 | 0.64154 | 0.39325 | 0.24225 | 0.25753 | 0.44401 | 0.42886 | 0.27783 | 0.63563 | 0.17702 | 0.39818 | 0.37126 | 0.18022 | 0.23917 | 0.30637 | 0.34702 | 0.51407 | 0.59385 | 0.41274 | 0.25256 | 0.25927 | 0.42031 | 0.37615 | 0.30687 | 0.49423 | 0.21879 | 0.38787 | 0.37749 | 0.21374 | 0.29889 | 0.3489 | 0.24504 | 0
Apr | 28 | 24 | Weekday | Friday | 0.69438 | 0.80694 | 0.78568 | 0.56767 | 1 | 0.56767 | 0.56767 | 0.1785 | 0.56767 | 0.69438 | 0.69438 | 0.2318 | 0.63916 | 0.34362 | 0.25096 | 0.26501 | 0.43669 | 0.39776 | 0.27944 | 0.29651 | 0.17702 | 0.3763 | 0.3823 | 0.1785 | 0.23774 | 0.28255 | 0.36477 | 0.33712 | 0.59045 | 0.37507 | 0.2616 | 0.26661 | 0.40579 | 0.35209 | 0.30686 | 0.34257 | 0.21879 | 0.36438 | 0.38639 | 0.21171 | 0.29711 | 0.32203 | 0.24791 | 0
Apr | 28 | 1 | Weekday | Friday | 0.69715 | 0.76909 | 0.77678 | 0.54463 | 1 | 0.54463 | 0.54463 | 0.1785 | 0.54463 | 0.69715 | 0.69715 | 0.23218 | 0.63622 | 0.32366 | 0.25104 | 0.26469 | 0.43542 | 0.43199 | 0.27921 | 0.29639 | 0.17629 | 0.35755 | 0.38375 | 0.1785 | 0.23774 | 0.281 | 0.36382 | 0.33771 | 0.58597 | 0.35423 | 0.26162 | 0.26661 | 0.39896 | 0.37586 | 0.30683 | 0.34359 | 0.21879 | 0.34177 | 0.38639 | 0.21171 | 0.29711 | 0.32014 | 0.24771 | 0
Apr | 28 | 2 | Weekday | Friday | 0.69189 | 0.75837 | 0.77314 | 0.53618 | 1 | 0.53618 | 0.53618 | 0.1785 | 0.53618 | 0.69189 | 0.69189 | 0.23256 | 0.63242 | 0.31424 | 0.25087 | 0.2649 | 0.43851 | 0.40091 | 0.27856 | 0.29745 | 0.17681 | 0.35889 | 0.37845 | 0.1785 | 0.23774 | 0.27935 | 0.37841 | 0.33793 | 0.5808 | 0.34434 | 0.2616 | 0.26661 | 0.394 | 0.35428 | 0.30678 | 0.34396 | 0.21876 | 0.33823 | 0.38639 | 0.21171 | 0.29711 | 0.31808 | 0.25007 | 0
Apr | 28 | 3 | Weekday | Friday | 0.68588 | 0.75745 | 0.77619 | 0.5306 | 1 | 0.5306 | 0.5306 | 0.1785 | 0.5306 | 0.68588 | 0.68588 | 0.23747 | 0.68648 | 0.34468 | 0.26163 | 0.2649 | 0.49264 | 0.55688 | 0.28197 | 0.30845 | 0.17868 | 0.37176 | 0.38375 | 0.1785 | 0.23774 | 0.32224 | 0.37586 | 0.34629 | 0.64292 | 0.3674 | 0.27272 | 0.26661 | 0.44677 | 0.49347 | 0.3099 | 0.35708 | 0.22086 | 0.35284 | 0.38639 | 0.21171 | 0.29711 | 0.36701 | 0.24962 | 0
Apr | 28 | 4 | Weekday | Friday | 0.70658 | 0.76335 | 0.79667 | 0.55446 | 1 | 0.55446 | 0.55446 | 0.16961 | 0.55446 | 0.70658 | 0.70658 | 0.5992 | 0.74356 | 0.45027 | 0.30223 | 0.27742 | 0.6162 | 0.68634 | 0.27886 | 0.6539 | 0.17578 | 0.44278 | 0.39479 | 0.16961 | 0.22411 | 0.32318 | 0.38124 | 0.5132 | 0.64147 | 0.44754 | 0.31485 | 0.27906 | 0.55442 | 0.5704 | 0.30666 | 0.49232 | 0.21861 | 0.42524 | 0.39777 | 0.20116 | 0.28007 | 0.36587 | 0.24411 | 0
Apr | 28 | 5 | Weekday | Friday | 0.68912 | 0.80269 | 0.85128 | 0.71184 | 0.59271 | 0.71184 | 0.71184 | 0.78044 | 0.71184 | 0.68912 | 0.68912 | 0.81347 | 0.8325 | 0.73512 | 0.47534 | 0.68079 | 0.71472 | 0.79552 | 0.66291 | 0.98803 | 0.7582 | 0.69189 | 0.51943 | 0.78044 | 0.82377 | 0.70729 | 0.4611 | 0.79427 | 0.78885 | 0.73063 | 0.37494 | 0.6868 | 0.58027 | 0.7383 | 0.31871 | 0.93014 | 0.36078 | 0.68861 | 0.42325 | 0.30901 | 0.25355 | 0.51617 | 0.26503 | 0
Apr | 28 | 6 | Weekday | Friday | 0.71001 | 0.85057 | 0.92553 | 0.84591 | 0.004395 | 0.84591 | 0.84591 | 0.72588 | 0.84591 | 0.71001 | 0.71001 | 0.9599 | 0.90948 | 0.97004 | 0.55552 | 0.70015 | 0.76682 | 0.91973 | 0.8441 | 0.96439 | 0.93594 | 0.87119 | 0.62378 | 0.72588 | 0.75136 | 0.70607 | 0.66733 | 0.95813 | 0.8812 | 0.93326 | 0.48751 | 0.69148 | 0.64073 | 0.88768 | 0.67205 | 0.9197 | 0.69898 | 0.89787 | 0.49024 | 0.41032 | 0.35467 | 0.5466 | 0.54501 | 0
Apr | 28 | 7 | Weekday | Friday | 0.76472 | 0.88296 | 0.97448 | 0.83628 | 0.004395 | 0.83628 | 0.83628 | 0.84636 | 0.83628 | 0.76472 | 0.76472 | 0.96743 | 0.94714 | 0.80114 | 1 | 1 | 0.74729 | 0.94666 | 0.99816 | 0.79574 | 1 | 0.78526 | 1 | 0.84636 | 0.85865 | 0.90604 | 0.87989 | 0.96165 | 0.92578 | 0.7841 | 1 | 1 | 0.62519 | 0.92588 | 0.92944 | 0.74241 | 0.90073 | 0.77003 | 0.98617 | 0.64686 | 0.60661 | 0.81708 | 0.82648 | 0
Apr | 28 | 8 | Weekday | Friday | 0.8131 | 0.93235 | 0.99318 | 0.83366 | 0.004395 | 0.83366 | 0.83366 | 1 | 0.83366 | 0.8131 | 0.8131 | 0.79937 | 0.98076 | 0.68862 | 0.96231 | 0.90307 | 0.663 | 1 | 0.98718 | 0.77792 | 0.9868 | 0.73712 | 0.98482 | 1 | 1 | 0.96032 | 1 | 0.79434 | 0.96447 | 0.69984 | 0.97456 | 0.90375 | 0.55632 | 0.99379 | 0.93818 | 0.74642 | 0.92694 | 0.74199 | 0.98966 | 0.94181 | 0.92604 | 0.92009 | 0.99952 | 0
Apr | 28 | 9 | Weekday | Friday | 0.89907 | 0.9516 | 0.99659 | 0.78619 | 0.004395 | 0.78619 | 0.78619 | 0.99525 | 0.78619 | 0.89907 | 0.89907 | 0.97641 | 0.99489 | 0.55625 | 0.91477 | 0.86422 | 0.58018 | 0.99798 | 1 | 0.90756 | 0.99765 | 0.57305 | 0.98418 | 0.99525 | 0.98514 | 0.9179 | 0.97958 | 0.97375 | 0.982 | 0.56017 | 0.93265 | 0.86557 | 0.48641 | 0.99468 | 0.97065 | 0.93124 | 0.97129 | 0.55561 | 0.995 | 0.98787 | 0.97952 | 0.89063 | 0.99952 | 0
Apr | 28 | 10 | Weekday | Friday | 0.97955 | 0.97663 | 1 | 0.75555 | 0.004395 | 0.75555 | 0.75555 | 0.95481 | 0.75555 | 0.97955 | 0.97955 | 0.96642 | 0.99659 | 0.52598 | 0.92097 | 0.86861 | 0.56043 | 0.99673 | 0.99472 | 0.92743 | 0.98751 | 0.56617 | 0.98898 | 0.95481 | 0.93333 | 1 | 0.97006 | 1 | 0.98661 | 0.56352 | 0.94159 | 0.86968 | 0.4955 | 1 | 0.98973 | 0.97893 | 0.987 | 0.55987 | 0.99958 | 0.99598 | 0.99218 | 1 | 0.99971 | 0
Apr | 28 | 11 | Weekday | Friday | 1 | 0.99412 | 0.99601 | 0.72969 | 0.004395 | 0.72969 | 0.72969 | 0.93313 | 0.72969 | 1 | 1 | 0.91993 | 0.96947 | 0.53446 | 0.89275 | 0.87702 | 0.53843 | 0.95113 | 0.99775 | 0.8811 | 0.98095 | 0.56746 | 0.94805 | 0.93313 | 0.90482 | 0.93614 | 0.8786 | 0.98928 | 0.96033 | 0.58019 | 0.91099 | 0.87757 | 0.49184 | 0.95291 | 1 | 0.95158 | 1 | 0.56417 | 0.95481 | 1 | 1 | 0.93825 | 0.90602 | 0
Apr | 28 | 12 | Weekday | Friday | 0.98455 | 0.99524 | 0.98589 | 0.71433 | 0.004395 | 0.71433 | 0.71433 | 0.91307 | 0.71433 | 0.98455 | 0.98455 | 0.76762 | 0.99485 | 0.52133 | 0.94212 | 0.86637 | 0.51726 | 0.98205 | 0.99193 | 0.86387 | 0.97015 | 0.5655 | 0.98466 | 0.91307 | 0.87989 | 0.92123 | 0.96074 | 0.80794 | 0.98838 | 0.56335 | 0.96847 | 0.86787 | 0.48332 | 0.99011 | 0.97618 | 0.93869 | 0.98642 | 0.56572 | 1 | 0.99658 | 0.99691 | 0.92903 | 0.99979 | 0
Apr | 28 | 13 | Weekday | Friday | 0.94795 | 0.9924 | 0.98552 | 0.69421 | 0.004395 | 0.69421 | 0.69421 | 0.89819 | 0.69421 | 0.94795 | 0.94795 | 0.74191 | 0.9981 | 0.51584 | 0.9314 | 0.82007 | 0.49834 | 0.97441 | 0.97646 | 0.71671 | 0.95011 | 0.56263 | 0.97886 | 0.89819 | 0.86402 | 0.90061 | 0.95799 | 0.79615 | 0.99349 | 0.55517 | 0.96287 | 0.82331 | 0.47431 | 0.98284 | 0.96676 | 0.75059 | 0.96771 | 0.56244 | 0.99504 | 0.98797 | 0.98707 | 0.90944 | 0.99973 | 0
Apr | 28 | 14 | Weekday | Friday | 0.92747 | 1 | 0.96967 | 0.68808 | 0.004395 | 0.68808 | 0.68808 | 0.88999 | 0.68808 | 0.92747 | 0.92747 | 0.79601 | 0.99839 | 0.5123 | 0.91639 | 0.81065 | 0.53297 | 0.93323 | 0.97226 | 0.72781 | 0.90623 | 0.56271 | 0.97786 | 0.88999 | 0.85473 | 0.88588 | 0.95713 | 0.79534 | 0.99624 | 0.54646 | 0.94816 | 0.81455 | 0.50878 | 0.94924 | 0.9525 | 0.74894 | 0.92857 | 0.5593 | 0.99485 | 0.98825 | 0.98634 | 0.89556 | 0.99992 | 0
Apr | 28 | 15 | Weekday | Friday | 0.8799 | 0.99398 | 0.94929 | 0.715 | 0.004395 | 0.715 | 0.715 | 0.89354 | 0.715 | 0.8799 | 0.8799 | 0.97237 | 1 | 0.53128 | 0.94276 | 0.83218 | 0.71049 | 0.92798 | 0.92358 | 0.72891 | 0.83919 | 0.54922 | 0.97991 | 0.89354 | 0.86108 | 0.88818 | 0.95886 | 0.96962 | 1 | 0.60142 | 0.97351 | 0.83525 | 0.7026 | 0.94604 | 0.93525 | 0.74815 | 0.89942 | 0.59881 | 0.99613 | 0.99118 | 0.98901 | 0.89541 | 1 | 0
Apr | 28 | 16 | Weekday | Friday | 0.82069 | 0.96148 | 0.92807 | 0.80304 | 0.004395 | 0.80304 | 0.80304 | 0.91114 | 0.80304 | 0.82069 | 0.82069 | 0.97301 | 0.98651 | 0.64006 | 0.84104 | 0.77092 | 0.86162 | 0.91695 | 0.71198 | 0.87621 | 0.75263 | 0.6685 | 0.63556 | 0.91114 | 0.88328 | 0.89148 | 0.29492 | 0.97226 | 0.98747 | 0.70338 | 0.86463 | 0.7751 | 0.85264 | 0.93503 | 0.68936 | 0.92903 | 0.74286 | 0.72008 | 0.63292 | 0.99206 | 0.98904 | 0.89086 | 0.29885 | 0
Apr | 28 | 17 | Weekday | Friday | 0.77929 | 0.92563 | 0.91106 | 0.90423 | 0.004395 | 0.90423 | 0.90423 | 0.7479 | 0.90423 | 0.77929 | 0.77929 | 0.97645 | 0.79984 | 0.84836 | 0.67352 | 0.54588 | 0.92518 | 0.59712 | 0.72652 | 0.89428 | 0.76995 | 0.75286 | 0.51218 | 0.7479 | 0.72053 | 0.89236 | 0.11941 | 0.97349 | 0.78723 | 0.86903 | 0.68062 | 0.54818 | 0.90772 | 0.58459 | 0.68627 | 0.92866 | 0.738 | 0.79606 | 0.49606 | 0.75954 | 0.73464 | 0.87835 | 0.09897 | 0
Apr | 28 | 18 | Weekday | Friday | 0.75437 | 0.90551 | 0.89604 | 0.95342 | 1 | 0.95342 | 0.95342 | 0.8416 | 0.95342 | 0.75437 | 0.75437 | 0.86651 | 0.80213 | 0.83329 | 0.68701 | 0.63529 | 0.98755 | 0.64618 | 0.7729 | 0.96907 | 0.79476 | 0.83246 | 0.65651 | 0.8416 | 0.87088 | 0.87903 | 0.23808 | 0.87562 | 0.78609 | 0.90855 | 0.68729 | 0.63895 | 0.98057 | 0.63349 | 0.71785 | 1 | 0.75729 | 0.88641 | 0.63355 | 0.82644 | 0.86083 | 0.84969 | 0.20023 | 0
Apr | 28 | 19 | Weekday | Friday | 0.79007 | 0.91968 | 0.89312 | 1 | 1 | 1 | 1 | 0.83904 | 1 | 0.79007 | 0.79007 | 0.87619 | 0.72176 | 0.90148 | 0.58933 | 0.60781 | 1 | 0.59438 | 0.79424 | 0.84211 | 0.82436 | 0.93408 | 0.6726 | 0.83904 | 0.89224 | 0.81223 | 0.28932 | 0.89525 | 0.69002 | 1 | 0.56819 | 0.61063 | 1 | 0.5539 | 0.72799 | 0.83906 | 0.76775 | 1 | 0.63438 | 0.79422 | 0.84656 | 0.76298 | 0.23584 | 0
Apr | 28 | 20 | Weekday | Friday | 0.81241 | 0.88213 | 0.88159 | 0.95367 | 1 | 0.95367 | 0.95367 | 0.3654 | 0.95367 | 0.81241 | 0.81241 | 0.87709 | 0.69267 | 0.95297 | 0.57748 | 0.62621 | 0.86128 | 0.44209 | 0.28658 | 0.85595 | 0.1799 | 0.90046 | 0.67951 | 0.3654 | 0.42397 | 0.60012 | 0.31061 | 0.89087 | 0.65764 | 0.9723 | 0.54886 | 0.62879 | 0.85674 | 0.41515 | 0.3071 | 0.83552 | 0.21895 | 0.94469 | 0.63372 | 0.37702 | 0.45618 | 0.54585 | 0.23926 | 0
Apr | 28 | 21 | Weekday | Friday | 0.7601 | 0.82556 | 0.85931 | 0.86024 | 1 | 0.86024 | 0.86024 | 0.1785 | 0.86024 | 0.7601 | 0.7601 | 0.84972 | 0.65182 | 0.75605 | 0.30418 | 0.28275 | 0.70027 | 0.41419 | 0.28241 | 0.86312 | 0.17851 | 0.65739 | 0.40437 | 0.1785 | 0.23774 | 0.29652 | 0.32152 | 0.88658 | 0.6095 | 0.75859 | 0.3175 | 0.28497 | 0.67383 | 0.36779 | 0.30678 | 0.83124 | 0.21873 | 0.67191 | 0.40863 | 0.21171 | 0.29711 | 0.33772 | 0.24099 | 0
Apr | 28 | 22 | Weekday | Friday | 0.75427 | 0.80543 | 0.83163 | 0.74118 | 1 | 0.74118 | 0.74118 | 0.1785 | 0.74118 | 0.75427 | 0.75427 | 0.82201 | 0.65029 | 0.53111 | 0.26123 | 0.26512 | 0.54581 | 0.39944 | 0.28494 | 0.90863 | 0.17821 | 0.45044 | 0.38278 | 0.1785 | 0.23774 | 0.40609 | 0.33814 | 0.90043 | 0.60641 | 0.52967 | 0.27264 | 0.26661 | 0.51847 | 0.35711 | 0.31094 | 0.86989 | 0.2206 | 0.44602 | 0.38639 | 0.21171 | 0.29711 | 0.46283 | 0.24366 | 0
Apr | 28 | 23 | Weekday | Friday | 0.71688 | 0.82183 | 0.81 | 0.6301 | 1 | 0.6301 | 0.6301 | 0.17164 | 0.6301 | 0.71688 | 0.71688 | 0.58305 | 0.62232 | 0.40224 | 0.22896 | 0.24632 | 0.43335 | 0.39933 | 0.27877 | 0.63602 | 0.17663 | 0.40107 | 0.36071 | 0.17164 | 0.23205 | 0.31285 | 0.35227 | 0.51298 | 0.57402 | 0.42229 | 0.23888 | 0.24826 | 0.41319 | 0.34163 | 0.30679 | 0.49298 | 0.21876 | 0.39048 | 0.36415 | 0.20357 | 0.29 | 0.35636 | 0.24588 | 0
Apr | 29 | 24 | Weekend | Saturday | 0.71338 | 0.82263 | 0.80669 | 0.58166 | 1 | 0.58166 | 0.58166 | 0.17593 | 0.58166 | 0.71338 | 0.71338 | 0.2315 | 0.61578 | 0.37505 | 0.20731 | 0.22879 | 0.42375 | 0.44118 | 0.27753 | 0.29512 | 0.17589 | 0.40094 | 0.33912 | 0.17593 | 0.23561 | 0.2832 | 0.35364 | 0.33702 | 0.5657 | 0.41546 | 0.21623 | 0.22991 | 0.3981 | 0.37245 | 0.30676 | 0.34239 | 0.21874 | 0.39266 | 0.34191 | 0.20865 | 0.29444 | 0.32254 | 0.2461 | 0
Apr | 29 | 1 | Weekend | Saturday | 0.71186 | 0.78232 | 0.79654 | 0.55945 | 1 | 0.55945 | 0.55945 | 0.17593 | 0.55945 | 0.71186 | 0.71186 | 0.2328 | 0.61539 | 0.33203 | 0.20737 | 0.22837 | 0.42111 | 0.41101 | 0.27749 | 0.29643 | 0.17696 | 0.35948 | 0.33816 | 0.17593 | 0.23561 | 0.27941 | 0.37309 | 0.33756 | 0.56421 | 0.36078 | 0.21623 | 0.22991 | 0.39095 | 0.35332 | 0.30671 | 0.34334 | 0.21872 | 0.33976 | 0.34191 | 0.20865 | 0.29444 | 0.31845 | 0.24918 | 0
Apr | 29 | 2 | Weekend | Saturday | 0.70433 | 0.77009 | 0.79049 | 0.55013 | 1 | 0.55013 | 0.55013 | 0.17593 | 0.55013 | 0.70433 | 0.70433 | 0.23202 | 0.61702 | 0.32432 | 0.20731 | 0.22879 | 0.42437 | 0.45203 | 0.27907 | 0.29731 | 0.17607 | 0.35549 | 0.3372 | 0.17593 | 0.23561 | 0.27694 | 0.36723 | 0.33783 | 0.56479 | 0.35455 | 0.21623 | 0.22991 | 0.38772 | 0.38385 | 0.30668 | 0.34379 | 0.2187 | 0.33723 | 0.34191 | 0.20865 | 0.29444 | 0.31539 | 0.24824 | 0
Apr | 29 | 3 | Weekend | Saturday | 0.69832 | 0.76834 | 0.79082 | 0.54304 | 1 | 0.54304 | 0.54304 | 0.17593 | 0.54304 | 0.69832 | 0.69832 | 0.23469 | 0.62052 | 0.3489 | 0.21819 | 0.22816 | 0.48094 | 0.48938 | 0.27809 | 0.30088 | 0.17736 | 0.37592 | 0.34009 | 0.17593 | 0.23561 | 0.29613 | 0.38951 | 0.34123 | 0.57014 | 0.37106 | 0.22744 | 0.22991 | 0.44148 | 0.42592 | 0.30783 | 0.34912 | 0.21948 | 0.35198 | 0.34191 | 0.20865 | 0.29444 | 0.33728 | 0.2518 | 0
Apr | 29 | 4 | Weekend | Saturday | 0.7168 | 0.77146 | 0.81006 | 0.56378 | 1 | 0.56378 | 0.56378 | 0.16408 | 0.56378 | 0.7168 | 0.7168 | 0.61 | 0.61857 | 0.38604 | 0.23563 | 0.21917 | 0.60178 | 0.62481 | 0.27534 | 0.65734 | 0.17339 | 0.40528 | 0.32104 | 0.16408 | 0.21743 | 0.29615 | 0.36732 | 0.50572 | 0.56672 | 0.40103 | 0.24507 | 0.21977 | 0.54429 | 0.52179 | 0.30298 | 0.48212 | 0.21608 | 0.38564 | 0.32329 | 0.1946 | 0.27172 | 0.33484 | 0.23729 | 0
Apr | 29 | 5 | Weekend | Saturday | 0.6985 | 0.80577 | 0.86157 | 0.71762 | 0.7511 | 0.71762 | 0.71762 | 0.43951 | 0.71762 | 0.6985 | 0.6985 | 0.83131 | 0.64211 | 0.54858 | 0.33872 | 0.37005 | 0.70786 | 0.62497 | 0.24217 | 1 | 0.15374 | 0.54695 | 0.33575 | 0.43951 | 0.4662 | 0.66448 | 0.29515 | 0.7978 | 0.60483 | 0.5833 | 0.30203 | 0.3733 | 0.57735 | 0.56198 | 0.2675 | 0.93142 | 0.19114 | 0.53963 | 0.3054 | 0.19563 | 0.1723 | 0.44092 | 0.14355 | 0
Apr | 29 | 6 | Weekend | Saturday | 0.71583 | 0.85074 | 0.93227 | 0.84693 | 0.004395 | 0.84693 | 0.84693 | 0.40123 | 0.84693 | 0.71583 | 0.71583 | 0.91008 | 0.70928 | 0.79081 | 0.34802 | 0.34395 | 0.75229 | 0.68174 | 0.2363 | 0.94857 | 0.15066 | 0.70862 | 0.34394 | 0.40123 | 0.41465 | 0.67096 | 0.34952 | 0.95389 | 0.65377 | 0.7662 | 0.31687 | 0.33746 | 0.62674 | 0.62698 | 0.26009 | 0.91651 | 0.18594 | 0.71366 | 0.27687 | 0.24532 | 0.21772 | 0.47591 | 0.18456 | 0
Apr | 29 | 7 | Weekend | Saturday | 0.76106 | 0.88072 | 0.9794 | 0.84281 | 0.004395 | 0.84281 | 0.84281 | 0.83835 | 0.84281 | 0.76106 | 0.76106 | 0.92865 | 0.73994 | 1 | 0.44314 | 0.38687 | 0.69973 | 0.71061 | 0.23637 | 0.79407 | 0.1496 | 1 | 0.38295 | 0.83835 | 0.85764 | 0.7986 | 0.32358 | 0.95412 | 0.69988 | 0.93427 | 0.43107 | 0.38277 | 0.57018 | 0.68038 | 0.26016 | 0.73802 | 0.18598 | 0.99573 | 0.34356 | 0.5135 | 0.46264 | 0.65628 | 0.1899 | 0
Apr | 29 | 8 | Weekend | Saturday | 0.80478 | 0.92673 | 0.99641 | 0.85488 | 0.004395 | 0.85488 | 0.85488 | 0.83166 | 0.85488 | 0.80478 | 0.80478 | 0.81266 | 0.77866 | 0.80764 | 0.41022 | 0.3761 | 0.61565 | 0.758 | 0.23771 | 0.79113 | 0.15077 | 0.84561 | 0.37479 | 0.83166 | 0.83918 | 0.76567 | 0.35223 | 0.78334 | 0.74577 | 0.77901 | 0.40264 | 0.37363 | 0.49807 | 0.72699 | 0.26031 | 0.73869 | 0.18608 | 0.84678 | 0.34355 | 0.65925 | 0.6248 | 0.64613 | 0.25727 | 0
Apr | 29 | 9 | Weekend | Saturday | 0.89341 | 0.94732 | 0.99842 | 0.81513 | 0.004395 | 0.81513 | 0.81513 | 0.87355 | 0.81513 | 0.89341 | 0.89341 | 1 | 0.78984 | 0.64719 | 0.36714 | 0.3569 | 0.52976 | 0.72336 | 0.2365 | 0.9263 | 0.15633 | 0.61029 | 0.37208 | 0.87355 | 0.86752 | 0.83541 | 0.32064 | 0.95478 | 0.75933 | 0.62436 | 0.36233 | 0.35494 | 0.4241 | 0.70048 | 0.2603 | 0.91763 | 0.1861 | 0.58329 | 0.34355 | 0.78452 | 0.75975 | 0.75655 | 0.25411 | 0
Apr | 29 | 10 | Weekend | Saturday | 0.97352 | 0.97249 | 0.99907 | 0.78411 | 0.004395 | 0.78411 | 0.78411 | 0.82793 | 0.78411 | 0.97352 | 0.97352 | 0.98368 | 0.7995 | 0.59443 | 0.35575 | 0.35667 | 0.50564 | 0.74855 | 0.23994 | 0.93489 | 0.15355 | 0.57575 | 0.36759 | 0.82793 | 0.80911 | 0.91677 | 0.30218 | 0.97154 | 0.77142 | 0.6007 | 0.3521 | 0.35595 | 0.42846 | 0.72179 | 0.26412 | 0.95806 | 0.18771 | 0.55864 | 0.34355 | 0.78211 | 0.75975 | 0.8693 | 0.25286 | 0
Apr | 29 | 11 | Weekend | Saturday | 0.99489 | 0.9878 | 0.99455 | 0.75209 | 0.004395 | 0.75209 | 0.75209 | 0.85519 | 0.75209 | 0.99489 | 0.99489 | 0.94519 | 0.79653 | 0.54974 | 0.3536 | 0.34455 | 0.48481 | 0.68978 | 0.23849 | 0.88648 | 0.15257 | 0.57417 | 0.30706 | 0.85519 | 0.82501 | 0.88784 | 0.21575 | 0.95614 | 0.76946 | 0.58839 | 0.3521 | 0.34454 | 0.42535 | 0.66808 | 0.26027 | 0.92661 | 0.18604 | 0.56114 | 0.27684 | 0.86598 | 0.84972 | 0.85471 | 0.17399 | 0
Apr | 29 | 12 | Weekend | Saturday | 0.98411 | 0.98713 | 0.98212 | 0.73503 | 0.004395 | 0.73503 | 0.73503 | 0.83405 | 0.73503 | 0.98411 | 0.98411 | 0.79925 | 0.7944 | 0.52892 | 0.35285 | 0.33196 | 0.46291 | 0.74031 | 0.23548 | 0.87907 | 0.15269 | 0.5692 | 0.3101 | 0.83405 | 0.79832 | 0.87422 | 0.21048 | 0.78435 | 0.76867 | 0.55943 | 0.35209 | 0.33187 | 0.41445 | 0.71718 | 0.26052 | 0.91946 | 0.18619 | 0.56306 | 0.27684 | 0.86557 | 0.84972 | 0.84843 | 0.17396 | 0
Apr | 29 | 13 | Weekend | Saturday | 0.95145 | 0.9831 | 0.98346 | 0.71266 | 0.004395 | 0.71266 | 0.71266 | 0.82349 | 0.71266 | 0.95145 | 0.95145 | 0.76827 | 0.79574 | 0.5308 | 0.25213 | 0.26401 | 0.44958 | 0.70847 | 0.23678 | 0.73605 | 0.152 | 0.56825 | 0.31013 | 0.82349 | 0.78622 | 0.85715 | 0.20615 | 0.78438 | 0.77097 | 0.56046 | 0.24065 | 0.26374 | 0.41083 | 0.69194 | 0.26061 | 0.74085 | 0.18624 | 0.56376 | 0.27684 | 0.86544 | 0.84972 | 0.8348 | 0.17349 | 0
Apr | 29 | 14 | Weekend | Saturday | 0.93074 | 0.9908 | 0.97063 | 0.70533 | 0.004395 | 0.70533 | 0.70533 | 0.81507 | 0.70533 | 0.93074 | 0.93074 | 0.80862 | 0.75987 | 0.53121 | 0.25623 | 0.26632 | 0.4852 | 0.74102 | 0.23633 | 0.73796 | 0.15196 | 0.56992 | 0.30583 | 0.81507 | 0.77832 | 0.8434 | 0.20645 | 0.78412 | 0.74355 | 0.55904 | 0.24425 | 0.26663 | 0.44622 | 0.71797 | 0.26057 | 0.74029 | 0.18619 | 0.56079 | 0.27688 | 0.86541 | 0.84972 | 0.82253 | 0.17365 | 0
Apr | 29 | 15 | Weekend | Saturday | 0.88421 | 0.9861 | 0.95077 | 0.72813 | 0.004395 | 0.72813 | 0.72813 | 0.81729 | 0.72813 | 0.88421 | 0.88421 | 0.97895 | 0.74981 | 0.55417 | 0.32336 | 0.27592 | 0.66083 | 0.67304 | 0.23666 | 0.73673 | 0.15019 | 0.5565 | 0.31089 | 0.81729 | 0.78308 | 0.84194 | 0.12724 | 0.95395 | 0.7327 | 0.62134 | 0.31203 | 0.27652 | 0.6385 | 0.65591 | 0.26004 | 0.73734 | 0.18581 | 0.59776 | 0.27684 | 0.86562 | 0.84972 | 0.82257 | 0.10018 | 0
Apr | 29 | 16 | Weekend | Saturday | 0.82951 | 0.95572 | 0.92932 | 0.81131 | 0.004395 | 0.81131 | 0.81131 | 0.78688 | 0.81131 | 0.82951 | 0.82951 | 0.98764 | 0.71536 | 0.62656 | 0.33215 | 0.27387 | 0.84499 | 0.65511 | 0.23544 | 0.89173 | 0.15018 | 0.62854 | 0.28932 | 0.78688 | 0.76046 | 0.80687 | 0.13568 | 0.95423 | 0.69479 | 0.69781 | 0.3128 | 0.27436 | 0.82717 | 0.62907 | 0.26003 | 0.9161 | 0.18579 | 0.67725 | 0.24348 | 0.78003 | 0.75975 | 0.76631 | 0.10158 | 0
Apr | 29 | 17 | Weekend | Saturday | 0.79259 | 0.92359 | 0.91115 | 0.90236 | 0.004395 | 0.90236 | 0.90236 | 0.6575 | 0.90236 | 0.79259 | 0.79259 | 0.9851 | 0.69574 | 0.76958 | 0.27075 | 0.12925 | 0.91196 | 0.46249 | 0.23662 | 0.89455 | 0.14907 | 0.78048 | 0.15446 | 0.6575 | 0.63483 | 0.80503 | 0.14695 | 0.95486 | 0.66736 | 0.8671 | 0.28231 | 0.12953 | 0.88694 | 0.42557 | 0.25999 | 0.91614 | 0.18577 | 0.8362 | 0.15567 | 0.58802 | 0.55261 | 0.74242 | 0.10332 | 0
Apr | 29 | 18 | Weekend | Saturday | 0.76744 | 0.90189 | 0.89487 | 0.93956 | 1 | 0.93956 | 0.93956 | 0.51202 | 0.93956 | 0.76744 | 0.76744 | 0.85938 | 0.70114 | 0.83344 | 0.27088 | 0.2035 | 0.97611 | 0.51955 | 0.26846 | 0.96855 | 0.17046 | 0.85245 | 0.29488 | 0.51202 | 0.54967 | 0.74851 | 0.26304 | 0.86316 | 0.66994 | 0.905 | 0.28248 | 0.20456 | 0.96205 | 0.48115 | 0.29669 | 0.99335 | 0.21153 | 0.90943 | 0.29535 | 0.51533 | 0.56429 | 0.66304 | 0.20413 | 0
Apr | 29 | 19 | Weekend | Saturday | 0.80517 | 0.91582 | 0.89012 | 0.98643 | 1 | 0.98643 | 0.98643 | 0.51805 | 0.98643 | 0.80517 | 0.80517 | 0.87552 | 0.65462 | 0.88068 | 0.28231 | 0.22879 | 0.98845 | 0.5108 | 0.27941 | 0.83817 | 0.17671 | 0.93028 | 0.34009 | 0.51805 | 0.57563 | 0.72908 | 0.31794 | 0.8819 | 0.61115 | 0.97101 | 0.29416 | 0.22991 | 0.98284 | 0.46124 | 0.3084 | 0.83178 | 0.21977 | 0.99189 | 0.34191 | 0.51052 | 0.5799 | 0.63273 | 0.24029 | 0
Apr | 29 | 20 | Weekend | Saturday | 0.82518 | 0.88016 | 0.87753 | 0.94671 | 1 | 0.94671 | 0.94671 | 0.23416 | 0.94671 | 0.82518 | 0.82518 | 0.86787 | 0.65555 | 0.85133 | 0.26125 | 0.22879 | 0.84849 | 0.43747 | 0.27879 | 0.8452 | 0.18946 | 0.91149 | 0.33816 | 0.23416 | 0.29316 | 0.60122 | 0.32956 | 0.88014 | 0.61019 | 0.92867 | 0.27191 | 0.22991 | 0.84126 | 0.39306 | 0.30772 | 0.82911 | 0.21938 | 0.96891 | 0.34191 | 0.27773 | 0.36637 | 0.52231 | 0.24222 | 0
Apr | 29 | 21 | Weekend | Saturday | 0.77518 | 0.82801 | 0.85372 | 0.85668 | 1 | 0.85668 | 0.85668 | 0.17593 | 0.85668 | 0.77518 | 0.77518 | 0.8345 | 0.65112 | 0.81598 | 0.23972 | 0.22858 | 0.68613 | 0.41985 | 0.27798 | 0.849 | 0.17624 | 0.71142 | 0.33912 | 0.17593 | 0.23561 | 0.28819 | 0.34596 | 0.87753 | 0.60174 | 0.78261 | 0.24973 | 0.22991 | 0.66029 | 0.3629 | 0.30681 | 0.82514 | 0.21873 | 0.72208 | 0.34191 | 0.20865 | 0.29444 | 0.32834 | 0.24479 | 0
Apr | 29 | 22 | Weekend | Saturday | 0.76687 | 0.81283 | 0.82576 | 0.74471 | 1 | 0.74471 | 0.74471 | 0.17593 | 0.74471 | 0.76687 | 0.76687 | 0.8107 | 0.63607 | 0.57834 | 0.21837 | 0.22796 | 0.53128 | 0.40206 | 0.28184 | 0.89822 | 0.17685 | 0.47536 | 0.33912 | 0.17593 | 0.23561 | 0.39873 | 0.35366 | 0.89506 | 0.58421 | 0.55714 | 0.22748 | 0.22991 | 0.50702 | 0.34703 | 0.31065 | 0.86641 | 0.2204 | 0.46699 | 0.34191 | 0.20865 | 0.29444 | 0.4542 | 0.2461 | 0
Apr | 29 | 23 | Weekend | Saturday | 0.72865 | 0.82794 | 0.80327 | 0.63948 | 1 | 0.63948 | 0.63948 | 0.17164 | 0.63948 | 0.72865 | 0.72865 | 0.58305 | 0.62232 | 0.40224 | 0.22896 | 0.24632 | 0.43335 | 0.39933 | 0.27877 | 0.63602 | 0.17663 | 0.40107 | 0.36071 | 0.17164 | 0.23205 | 0.31285 | 0.35227 | 0.51298 | 0.57402 | 0.42229 | 0.23888 | 0.24826 | 0.41319 | 0.34163 | 0.30679 | 0.49298 | 0.21876 | 0.39048 | 0.36415 | 0.20357 | 0.29 | 0.35636 | 0.24588 | 0
Apr | 30 | 24 | Weekend | Sunday | 0.71338 | 0.82263 | 0.80669 | 0.58166 | 1 | 0.58166 | 0.58166 | 0.17593 | 0.58166 | 0.71338 | 0.71338 | 0.2315 | 0.61578 | 0.37505 | 0.20731 | 0.22879 | 0.42375 | 0.44118 | 0.27753 | 0.29512 | 0.17589 | 0.40094 | 0.33912 | 0.17593 | 0.23561 | 0.2832 | 0.35364 | 0.33702 | 0.5657 | 0.41546 | 0.21623 | 0.22991 | 0.3981 | 0.37245 | 0.30676 | 0.34239 | 0.21874 | 0.39266 | 0.34191 | 0.20865 | 0.29444 | 0.32254 | 0.2461 | 0
Apr | 30 | 1 | Weekend | Sunday | 0.71186 | 0.78232 | 0.79654 | 0.55945 | 1 | 0.55945 | 0.55945 | 0.17593 | 0.55945 | 0.71186 | 0.71186 | 0.2328 | 0.61539 | 0.33203 | 0.20737 | 0.22837 | 0.42111 | 0.41101 | 0.27749 | 0.29643 | 0.17696 | 0.35948 | 0.33816 | 0.17593 | 0.23561 | 0.27941 | 0.37309 | 0.33756 | 0.56421 | 0.36078 | 0.21623 | 0.22991 | 0.39095 | 0.35332 | 0.30671 | 0.34334 | 0.21872 | 0.33976 | 0.34191 | 0.20865 | 0.29444 | 0.31845 | 0.24918 | 0
Apr | 30 | 2 | Weekend | Sunday | 0.70433 | 0.77009 | 0.79049 | 0.55013 | 1 | 0.55013 | 0.55013 | 0.17593 | 0.55013 | 0.70433 | 0.70433 | 0.23202 | 0.61702 | 0.32432 | 0.20731 | 0.22879 | 0.42437 | 0.45203 | 0.27907 | 0.29731 | 0.17607 | 0.35549 | 0.3372 | 0.17593 | 0.23561 | 0.27694 | 0.36723 | 0.33783 | 0.56479 | 0.35455 | 0.21623 | 0.22991 | 0.38772 | 0.38385 | 0.30668 | 0.34379 | 0.2187 | 0.33723 | 0.34191 | 0.20865 | 0.29444 | 0.31539 | 0.24824 | 0
Apr | 30 | 3 | Weekend | Sunday | 0.69832 | 0.76834 | 0.79082 | 0.54304 | 1 | 0.54304 | 0.54304 | 0.17593 | 0.54304 | 0.69832 | 0.69832 | 0.23469 | 0.62052 | 0.3489 | 0.21819 | 0.22816 | 0.48094 | 0.48938 | 0.27809 | 0.30088 | 0.17736 | 0.37592 | 0.34009 | 0.17593 | 0.23561 | 0.29613 | 0.38951 | 0.34123 | 0.57014 | 0.37106 | 0.22744 | 0.22991 | 0.44148 | 0.42592 | 0.30783 | 0.34912 | 0.21948 | 0.35198 | 0.34191 | 0.20865 | 0.29444 | 0.33728 | 0.2518 | 0
Apr | 30 | 4 | Weekend | Sunday | 0.7168 | 0.77146 | 0.81006 | 0.56378 | 1 | 0.56378 | 0.56378 | 0.16408 | 0.56378 | 0.7168 | 0.7168 | 0.61 | 0.61857 | 0.38604 | 0.23563 | 0.21917 | 0.60178 | 0.62481 | 0.27534 | 0.65734 | 0.17339 | 0.40528 | 0.32104 | 0.16408 | 0.21743 | 0.29615 | 0.36732 | 0.50572 | 0.56672 | 0.40103 | 0.24507 | 0.21977 | 0.54429 | 0.52179 | 0.30298 | 0.48212 | 0.21608 | 0.38564 | 0.32329 | 0.1946 | 0.27172 | 0.33484 | 0.23729 | 0
Apr | 30 | 5 | Weekend | Sunday | 0.6985 | 0.80577 | 0.86157 | 0.71762 | 0.7511 | 0.71762 | 0.71762 | 0.43951 | 0.71762 | 0.6985 | 0.6985 | 0.83131 | 0.64211 | 0.54858 | 0.33872 | 0.37005 | 0.70786 | 0.62497 | 0.24217 | 1 | 0.15374 | 0.54695 | 0.33575 | 0.43951 | 0.4662 | 0.66448 | 0.29515 | 0.7978 | 0.60483 | 0.5833 | 0.30203 | 0.3733 | 0.57735 | 0.56198 | 0.2675 | 0.93142 | 0.19114 | 0.53963 | 0.3054 | 0.19563 | 0.1723 | 0.44092 | 0.14355 | 0
Apr | 30 | 6 | Weekend | Sunday | 0.71583 | 0.85074 | 0.93227 | 0.84693 | 0.004395 | 0.84693 | 0.84693 | 0.40123 | 0.84693 | 0.71583 | 0.71583 | 0.91008 | 0.70928 | 0.79081 | 0.34802 | 0.34395 | 0.75229 | 0.68174 | 0.2363 | 0.94857 | 0.15066 | 0.70862 | 0.34394 | 0.40123 | 0.41465 | 0.67096 | 0.34952 | 0.95389 | 0.65377 | 0.7662 | 0.31687 | 0.33746 | 0.62674 | 0.62698 | 0.26009 | 0.91651 | 0.18594 | 0.71366 | 0.27687 | 0.24532 | 0.21772 | 0.47591 | 0.18456 | 0
Apr | 30 | 7 | Weekend | Sunday | 0.76106 | 0.88072 | 0.9794 | 0.84281 | 0.004395 | 0.84281 | 0.84281 | 0.83835 | 0.84281 | 0.76106 | 0.76106 | 0.92865 | 0.73994 | 1 | 0.44314 | 0.38687 | 0.69973 | 0.71061 | 0.23637 | 0.79407 | 0.1496 | 1 | 0.38295 | 0.83835 | 0.85764 | 0.7986 | 0.32358 | 0.95412 | 0.69988 | 0.93427 | 0.43107 | 0.38277 | 0.57018 | 0.68038 | 0.26016 | 0.73802 | 0.18598 | 0.99573 | 0.34356 | 0.5135 | 0.46264 | 0.65628 | 0.1899 | 0
Apr | 30 | 8 | Weekend | Sunday | 0.80478 | 0.92673 | 0.99641 | 0.85488 | 0.004395 | 0.85488 | 0.85488 | 0.83166 | 0.85488 | 0.80478 | 0.80478 | 0.81266 | 0.77866 | 0.80764 | 0.41022 | 0.3761 | 0.61565 | 0.758 | 0.23771 | 0.79113 | 0.15077 | 0.84561 | 0.37479 | 0.83166 | 0.83918 | 0.76567 | 0.35223 | 0.78334 | 0.74577 | 0.77901 | 0.40264 | 0.37363 | 0.49807 | 0.72699 | 0.26031 | 0.73869 | 0.18608 | 0.84678 | 0.34355 | 0.65925 | 0.6248 | 0.64613 | 0.25727 | 0
Apr | 30 | 9 | Weekend | Sunday | 0.89341 | 0.94732 | 0.99842 | 0.81513 | 0.004395 | 0.81513 | 0.81513 | 0.87355 | 0.81513 | 0.89341 | 0.89341 | 1 | 0.78984 | 0.64719 | 0.36714 | 0.3569 | 0.52976 | 0.72336 | 0.2365 | 0.9263 | 0.15633 | 0.61029 | 0.37208 | 0.87355 | 0.86752 | 0.83541 | 0.32064 | 0.95478 | 0.75933 | 0.62436 | 0.36233 | 0.35494 | 0.4241 | 0.70048 | 0.2603 | 0.91763 | 0.1861 | 0.58329 | 0.34355 | 0.78452 | 0.75975 | 0.75655 | 0.25411 | 0
Apr | 30 | 10 | Weekend | Sunday | 0.97352 | 0.97249 | 0.99907 | 0.78411 | 0.004395 | 0.78411 | 0.78411 | 0.82793 | 0.78411 | 0.97352 | 0.97352 | 0.98368 | 0.7995 | 0.59443 | 0.35575 | 0.35667 | 0.50564 | 0.74855 | 0.23994 | 0.93489 | 0.15355 | 0.57575 | 0.36759 | 0.82793 | 0.80911 | 0.91677 | 0.30218 | 0.97154 | 0.77142 | 0.6007 | 0.3521 | 0.35595 | 0.42846 | 0.72179 | 0.26412 | 0.95806 | 0.18771 | 0.55864 | 0.34355 | 0.78211 | 0.75975 | 0.8693 | 0.25286 | 0
Apr | 30 | 11 | Weekend | Sunday | 0.99489 | 0.9878 | 0.99455 | 0.75209 | 0.004395 | 0.75209 | 0.75209 | 0.85519 | 0.75209 | 0.99489 | 0.99489 | 0.94519 | 0.79653 | 0.54974 | 0.3536 | 0.34455 | 0.48481 | 0.68978 | 0.23849 | 0.88648 | 0.15257 | 0.57417 | 0.30706 | 0.85519 | 0.82501 | 0.88784 | 0.21575 | 0.95614 | 0.76946 | 0.58839 | 0.3521 | 0.34454 | 0.42535 | 0.66808 | 0.26027 | 0.92661 | 0.18604 | 0.56114 | 0.27684 | 0.86598 | 0.84972 | 0.85471 | 0.17399 | 0
Apr | 30 | 12 | Weekend | Sunday | 0.98411 | 0.98713 | 0.98212 | 0.73503 | 0.004395 | 0.73503 | 0.73503 | 0.83405 | 0.73503 | 0.98411 | 0.98411 | 0.79925 | 0.7944 | 0.52892 | 0.35285 | 0.33196 | 0.46291 | 0.74031 | 0.23548 | 0.87907 | 0.15269 | 0.5692 | 0.3101 | 0.83405 | 0.79832 | 0.87422 | 0.21048 | 0.78435 | 0.76867 | 0.55943 | 0.35209 | 0.33187 | 0.41445 | 0.71718 | 0.26052 | 0.91946 | 0.18619 | 0.56306 | 0.27684 | 0.86557 | 0.84972 | 0.84843 | 0.17396 | 0
Apr | 30 | 13 | Weekend | Sunday | 0.95145 | 0.9831 | 0.98346 | 0.71266 | 0.004395 | 0.71266 | 0.71266 | 0.82349 | 0.71266 | 0.95145 | 0.95145 | 0.76827 | 0.79574 | 0.5308 | 0.25213 | 0.26401 | 0.44958 | 0.70847 | 0.23678 | 0.73605 | 0.152 | 0.56825 | 0.31013 | 0.82349 | 0.78622 | 0.85715 | 0.20615 | 0.78438 | 0.77097 | 0.56046 | 0.24065 | 0.26374 | 0.41083 | 0.69194 | 0.26061 | 0.74085 | 0.18624 | 0.56376 | 0.27684 | 0.86544 | 0.84972 | 0.8348 | 0.17349 | 0
Apr | 30 | 14 | Weekend | Sunday | 0.93074 | 0.9908 | 0.97063 | 0.70533 | 0.004395 | 0.70533 | 0.70533 | 0.81507 | 0.70533 | 0.93074 | 0.93074 | 0.80862 | 0.75987 | 0.53121 | 0.25623 | 0.26632 | 0.4852 | 0.74102 | 0.23633 | 0.73796 | 0.15196 | 0.56992 | 0.30583 | 0.81507 | 0.77832 | 0.8434 | 0.20645 | 0.78412 | 0.74355 | 0.55904 | 0.24425 | 0.26663 | 0.44622 | 0.71797 | 0.26057 | 0.74029 | 0.18619 | 0.56079 | 0.27688 | 0.86541 | 0.84972 | 0.82253 | 0.17365 | 0
Apr | 30 | 15 | Weekend | Sunday | 0.88421 | 0.9861 | 0.95077 | 0.72813 | 0.004395 | 0.72813 | 0.72813 | 0.81729 | 0.72813 | 0.88421 | 0.88421 | 0.97895 | 0.74981 | 0.55417 | 0.32336 | 0.27592 | 0.66083 | 0.67304 | 0.23666 | 0.73673 | 0.15019 | 0.5565 | 0.31089 | 0.81729 | 0.78308 | 0.84194 | 0.12724 | 0.95395 | 0.7327 | 0.62134 | 0.31203 | 0.27652 | 0.6385 | 0.65591 | 0.26004 | 0.73734 | 0.18581 | 0.59776 | 0.27684 | 0.86562 | 0.84972 | 0.82257 | 0.10018 | 0
Apr | 30 | 16 | Weekend | Sunday | 0.82951 | 0.95572 | 0.92932 | 0.81131 | 0.004395 | 0.81131 | 0.81131 | 0.78688 | 0.81131 | 0.82951 | 0.82951 | 0.98764 | 0.71536 | 0.62656 | 0.33215 | 0.27387 | 0.84499 | 0.65511 | 0.23544 | 0.89173 | 0.15018 | 0.62854 | 0.28932 | 0.78688 | 0.76046 | 0.80687 | 0.13568 | 0.95423 | 0.69479 | 0.69781 | 0.3128 | 0.27436 | 0.82717 | 0.62907 | 0.26003 | 0.9161 | 0.18579 | 0.67725 | 0.24348 | 0.78003 | 0.75975 | 0.76631 | 0.10158 | 0
Apr | 30 | 17 | Weekend | Sunday | 0.79259 | 0.92359 | 0.91115 | 0.90236 | 0.004395 | 0.90236 | 0.90236 | 0.6575 | 0.90236 | 0.79259 | 0.79259 | 0.9851 | 0.69574 | 0.76958 | 0.27075 | 0.12925 | 0.91196 | 0.46249 | 0.23662 | 0.89455 | 0.14907 | 0.78048 | 0.15446 | 0.6575 | 0.63483 | 0.80503 | 0.14695 | 0.95486 | 0.66736 | 0.8671 | 0.28231 | 0.12953 | 0.88694 | 0.42557 | 0.25999 | 0.91614 | 0.18577 | 0.8362 | 0.15567 | 0.58802 | 0.55261 | 0.74242 | 0.10332 | 0
Apr | 30 | 18 | Weekend | Sunday | 0.76744 | 0.90189 | 0.89487 | 0.93956 | 1 | 0.93956 | 0.93956 | 0.51202 | 0.93956 | 0.76744 | 0.76744 | 0.85938 | 0.70114 | 0.83344 | 0.27088 | 0.2035 | 0.97611 | 0.51955 | 0.26846 | 0.96855 | 0.17046 | 0.85245 | 0.29488 | 0.51202 | 0.54967 | 0.74851 | 0.26304 | 0.86316 | 0.66994 | 0.905 | 0.28248 | 0.20456 | 0.96205 | 0.48115 | 0.29669 | 0.99335 | 0.21153 | 0.90943 | 0.29535 | 0.51533 | 0.56429 | 0.66304 | 0.20413 | 0
Apr | 30 | 19 | Weekend | Sunday | 0.80517 | 0.91582 | 0.89012 | 0.98643 | 1 | 0.98643 | 0.98643 | 0.51805 | 0.98643 | 0.80517 | 0.80517 | 0.87552 | 0.65462 | 0.88068 | 0.28231 | 0.22879 | 0.98845 | 0.5108 | 0.27941 | 0.83817 | 0.17671 | 0.93028 | 0.34009 | 0.51805 | 0.57563 | 0.72908 | 0.31794 | 0.8819 | 0.61115 | 0.97101 | 0.29416 | 0.22991 | 0.98284 | 0.46124 | 0.3084 | 0.83178 | 0.21977 | 0.99189 | 0.34191 | 0.51052 | 0.5799 | 0.63273 | 0.24029 | 0
Apr | 30 | 20 | Weekend | Sunday | 0.82518 | 0.88016 | 0.87753 | 0.94671 | 1 | 0.94671 | 0.94671 | 0.23416 | 0.94671 | 0.82518 | 0.82518 | 0.86787 | 0.65555 | 0.85133 | 0.26125 | 0.22879 | 0.84849 | 0.43747 | 0.27879 | 0.8452 | 0.18946 | 0.91149 | 0.33816 | 0.23416 | 0.29316 | 0.60122 | 0.32956 | 0.88014 | 0.61019 | 0.92867 | 0.27191 | 0.22991 | 0.84126 | 0.39306 | 0.30772 | 0.82911 | 0.21938 | 0.96891 | 0.34191 | 0.27773 | 0.36637 | 0.52231 | 0.24222 | 0
Apr | 30 | 21 | Weekend | Sunday | 0.77518 | 0.82801 | 0.85372 | 0.85668 | 1 | 0.85668 | 0.85668 | 0.17593 | 0.85668 | 0.77518 | 0.77518 | 0.8345 | 0.65112 | 0.81598 | 0.23972 | 0.22858 | 0.68613 | 0.41985 | 0.27798 | 0.849 | 0.17624 | 0.71142 | 0.33912 | 0.17593 | 0.23561 | 0.28819 | 0.34596 | 0.87753 | 0.60174 | 0.78261 | 0.24973 | 0.22991 | 0.66029 | 0.3629 | 0.30681 | 0.82514 | 0.21873 | 0.72208 | 0.34191 | 0.20865 | 0.29444 | 0.32834 | 0.24479 | 0
Apr | 30 | 22 | Weekend | Sunday | 0.76687 | 0.81283 | 0.82576 | 0.74471 | 1 | 0.74471 | 0.74471 | 0.17593 | 0.74471 | 0.76687 | 0.76687 | 0.8107 | 0.63607 | 0.57834 | 0.21837 | 0.22796 | 0.53128 | 0.40206 | 0.28184 | 0.89822 | 0.17685 | 0.47536 | 0.33912 | 0.17593 | 0.23561 | 0.39873 | 0.35366 | 0.89506 | 0.58421 | 0.55714 | 0.22748 | 0.22991 | 0.50702 | 0.34703 | 0.31065 | 0.86641 | 0.2204 | 0.46699 | 0.34191 | 0.20865 | 0.29444 | 0.4542 | 0.2461 | 0
Apr | 30 | 23 | Weekend | Sunday | 0.72865 | 0.82794 | 0.80327 | 0.63948 | 1 | 0.63948 | 0.63948 | 0.20603 | 0.63948 | 0.72865 | 0.72865 | 0.49894 | 0.67925 | 0.41261 | 0.20873 | 0.28505 | 0.38827 | 0.40927 | 0.28748 | 0.57872 | 0.15196 | 0.39427 | 0.36885 | 0.20603 | 0.2859 | 0.36444 | 0.2464 | 0.50079 | 0.64189 | 0.42587 | 0.20931 | 0.28534 | 0.402 | 0.35319 | 0.29887 | 0.49973 | 0.15835 | 0.39513 | 0.36682 | 0.20748 | 0.2889 | 0.38834 | 0.23432 | 0
May | 1 | 24 | Weekday | Monday | 0.64976 | 0.72327 | 0.73689 | 0.58645 | 1 | 0.58645 | 0.58645 | 0.20475 | 0.58645 | 0.64976 | 0.64976 | 0.24849 | 0.68495 | 0.36305 | 0.21698 | 0.29438 | 0.36769 | 0.32269 | 0.28673 | 0.33586 | 0.15168 | 0.36873 | 0.37989 | 0.20475 | 0.28479 | 0.33567 | 0.25373 | 0.32981 | 0.64738 | 0.38436 | 0.21756 | 0.2942 | 0.381 | 0.29046 | 0.29883 | 0.34791 | 0.15834 | 0.36827 | 0.37628 | 0.20619 | 0.28777 | 0.35774 | 0.23544 | 0
May | 1 | 1 | Weekday | Monday | 0.64703 | 0.68052 | 0.72648 | 0.54519 | 1 | 0.54519 | 0.54519 | 0.20475 | 0.54519 | 0.64703 | 0.64703 | 0.24864 | 0.6875 | 0.35504 | 0.21701 | 0.29388 | 0.35663 | 0.40884 | 0.2865 | 0.33773 | 0.15248 | 0.34246 | 0.37863 | 0.20475 | 0.28479 | 0.33094 | 0.25906 | 0.33035 | 0.64908 | 0.37644 | 0.21759 | 0.2942 | 0.36898 | 0.35327 | 0.29878 | 0.34884 | 0.15832 | 0.34155 | 0.37628 | 0.20619 | 0.28777 | 0.35289 | 0.23629 | 0
May | 1 | 2 | Weekday | Monday | 0.64387 | 0.66654 | 0.72091 | 0.52452 | 1 | 0.52452 | 0.52452 | 0.20475 | 0.52452 | 0.64387 | 0.64387 | 0.24879 | 0.68563 | 0.3487 | 0.21702 | 0.29448 | 0.35328 | 0.32127 | 0.28663 | 0.33681 | 0.15138 | 0.34068 | 0.37905 | 0.20475 | 0.28479 | 0.32729 | 0.25906 | 0.33055 | 0.64659 | 0.36938 | 0.21761 | 0.2942 | 0.36193 | 0.28758 | 0.29873 | 0.34916 | 0.1583 | 0.33647 | 0.37628 | 0.20619 | 0.28777 | 0.34885 | 0.23628 | 0
May | 1 | 3 | Weekday | Monday | 0.63569 | 0.66215 | 0.72182 | 0.50066 | 1 | 0.50066 | 0.50066 | 0.20475 | 0.50066 | 0.63569 | 0.63569 | 0.25463 | 0.73545 | 0.37644 | 0.22634 | 0.29378 | 0.40125 | 0.54519 | 0.28936 | 0.35016 | 0.15325 | 0.35702 | 0.37989 | 0.20475 | 0.28479 | 0.36883 | 0.26271 | 0.3387 | 0.70319 | 0.38441 | 0.22694 | 0.2942 | 0.40843 | 0.47983 | 0.30179 | 0.36232 | 0.15984 | 0.34789 | 0.37628 | 0.20619 | 0.28777 | 0.39303 | 0.23684 | 0
May | 1 | 4 | Weekday | Monday | 0.64828 | 0.66952 | 0.73866 | 0.50668 | 1 | 0.50668 | 0.50668 | 0.12211 | 0.50668 | 0.64828 | 0.64828 | 0.49224 | 0.77342 | 0.46491 | 0.24018 | 0.2475 | 0.45725 | 0.61069 | 0.26359 | 0.54805 | 0.13953 | 0.38535 | 0.29164 | 0.12211 | 0.15232 | 0.33651 | 0.188 | 0.44859 | 0.69642 | 0.43899 | 0.2405 | 0.24682 | 0.44211 | 0.48496 | 0.27395 | 0.44735 | 0.14531 | 0.37442 | 0.28879 | 0.12297 | 0.15391 | 0.35884 | 0.15779 | 0
May | 1 | 5 | Weekday | Monday | 0.61511 | 0.69267 | 0.78616 | 0.61554 | 0.004576 | 0.61554 | 0.61554 | 0.53576 | 0.61554 | 0.61511 | 0.61511 | 0.74875 | 0.87431 | 0.76534 | 0.4233 | 0.44926 | 0.60152 | 0.7536 | 0.44653 | 0.97748 | 0.48025 | 0.66152 | 0.40461 | 0.53576 | 0.57915 | 0.64775 | 0.32005 | 0.76575 | 0.84754 | 0.72657 | 0.38866 | 0.44991 | 0.52329 | 0.69197 | 0.31008 | 0.92915 | 0.30898 | 0.65786 | 0.38524 | 0.27482 | 0.21996 | 0.52584 | 0.25184 | 0
May | 1 | 6 | Weekday | Monday | 0.62212 | 0.73807 | 0.85408 | 0.72576 | 0.004576 | 0.72576 | 0.72576 | 0.56692 | 0.72576 | 0.62212 | 0.62212 | 0.9078 | 0.94564 | 0.98487 | 0.52028 | 0.56634 | 0.67461 | 0.88826 | 0.70597 | 0.97475 | 0.66821 | 0.85676 | 0.50085 | 0.56692 | 0.59372 | 0.68078 | 0.57992 | 0.92971 | 0.93225 | 0.9201 | 0.49233 | 0.56486 | 0.59816 | 0.8526 | 0.64555 | 0.92521 | 0.54105 | 0.86503 | 0.46558 | 0.394 | 0.34553 | 0.56649 | 0.54637 | 0
May | 1 | 7 | Weekday | Monday | 0.68182 | 0.77931 | 0.90753 | 0.73104 | 0.004576 | 0.73104 | 0.73104 | 0.74165 | 0.73104 | 0.68182 | 0.68182 | 0.92424 | 0.97398 | 0.84357 | 0.95027 | 1 | 0.65658 | 0.93107 | 0.91628 | 0.79779 | 0.77935 | 0.78033 | 0.94406 | 0.74165 | 0.75911 | 0.89117 | 0.83986 | 0.93165 | 0.96664 | 0.80942 | 0.94231 | 1 | 0.5829 | 0.90453 | 0.89145 | 0.74719 | 0.71152 | 0.76188 | 0.94137 | 0.62693 | 0.59161 | 0.81945 | 0.82636 | 0
May | 1 | 8 | Weekday | Monday | 0.74945 | 0.83366 | 0.93565 | 0.75546 | 0.004576 | 0.75546 | 0.75546 | 0.95971 | 0.75546 | 0.74945 | 0.74945 | 0.75195 | 0.99445 | 0.73701 | 0.94641 | 0.9372 | 0.58725 | 0.99071 | 0.93316 | 0.788 | 0.82189 | 0.74431 | 0.95437 | 0.95971 | 0.97122 | 0.95268 | 1 | 0.76578 | 0.99046 | 0.73855 | 0.9416 | 0.93635 | 0.52352 | 0.97983 | 0.90973 | 0.75058 | 0.7718 | 0.73001 | 0.95349 | 0.91122 | 0.89662 | 0.91686 | 0.99848 | 0
May | 1 | 9 | Weekday | Monday | 0.85211 | 0.87522 | 0.95065 | 0.72821 | 0.004576 | 0.72821 | 0.72821 | 0.98096 | 0.72821 | 0.85211 | 0.85211 | 0.94383 | 0.99765 | 0.61447 | 0.92702 | 0.91918 | 0.52248 | 0.99556 | 0.96137 | 0.95334 | 0.88982 | 0.5706 | 0.96517 | 0.98096 | 0.98395 | 0.92053 | 0.99577 | 0.9415 | 0.99615 | 0.62185 | 0.92408 | 0.91826 | 0.46567 | 0.9914 | 0.94878 | 0.93535 | 0.85654 | 0.55108 | 0.96475 | 0.95245 | 0.94084 | 0.89926 | 0.99848 | 0
May | 1 | 10 | Weekday | Monday | 0.94616 | 0.9206 | 0.96294 | 0.73855 | 0.004576 | 0.73855 | 0.73855 | 0.97719 | 0.73855 | 0.94616 | 0.94616 | 0.95494 | 1 | 0.5858 | 0.92653 | 0.93024 | 0.51514 | 1 | 0.97029 | 0.99414 | 0.91354 | 0.5677 | 0.97295 | 0.97719 | 0.97325 | 1 | 0.99347 | 0.97496 | 1 | 0.62451 | 0.92408 | 0.92885 | 0.47835 | 0.99605 | 0.97209 | 0.98567 | 0.89307 | 0.55437 | 0.97266 | 0.96601 | 0.95679 | 1 | 0.99848 | 0
May | 1 | 11 | Weekday | Monday | 0.99707 | 0.96039 | 0.96677 | 0.74443 | 0.004576 | 0.74443 | 0.74443 | 0.98072 | 0.74443 | 0.99707 | 0.99707 | 0.93365 | 0.97369 | 0.58963 | 0.90656 | 0.93421 | 0.50532 | 0.95151 | 0.98101 | 0.96372 | 0.9392 | 0.57514 | 0.92768 | 0.98072 | 0.97592 | 0.95113 | 0.90026 | 0.97718 | 0.97397 | 0.63342 | 0.90271 | 0.93131 | 0.47951 | 0.94844 | 0.98348 | 0.96611 | 0.92594 | 0.56096 | 0.92468 | 0.97587 | 0.96918 | 0.95515 | 0.90519 | 0
May | 1 | 12 | Weekday | Monday | 0.98827 | 0.97526 | 0.96266 | 0.7531 | 0.004576 | 0.7531 | 0.7531 | 0.9869 | 0.7531 | 0.98827 | 0.98827 | 0.77371 | 0.99303 | 0.57441 | 0.95669 | 0.9535 | 0.49997 | 0.99647 | 0.98477 | 0.95734 | 0.96639 | 0.57746 | 0.98464 | 0.9869 | 0.98135 | 0.94273 | 0.99139 | 0.80586 | 0.99499 | 0.6144 | 0.95484 | 0.95108 | 0.48197 | 0.99649 | 0.97749 | 0.96141 | 0.95354 | 0.56841 | 0.98236 | 0.98415 | 0.97766 | 0.95261 | 0.99902 | 0
May | 1 | 13 | Weekday | Monday | 0.96454 | 0.98626 | 0.96676 | 0.74089 | 0.004576 | 0.74089 | 0.74089 | 0.99249 | 0.74089 | 0.96454 | 0.96454 | 0.73663 | 0.99068 | 0.5703 | 0.96158 | 0.92843 | 0.4989 | 0.99329 | 0.99077 | 0.77949 | 0.99296 | 0.58327 | 0.98849 | 0.99249 | 0.98849 | 0.92561 | 0.99165 | 0.80067 | 0.9947 | 0.6104 | 0.96216 | 0.92795 | 0.48864 | 1 | 0.99387 | 0.77655 | 0.98695 | 0.57404 | 0.98921 | 0.99072 | 0.98603 | 0.93932 | 0.99965 | 0
May | 1 | 14 | Weekday | Monday | 0.94657 | 1 | 0.95611 | 0.75843 | 0.004576 | 0.75843 | 0.75843 | 0.99652 | 0.75843 | 0.94657 | 0.94657 | 0.78112 | 0.98782 | 0.56495 | 0.96652 | 0.93471 | 0.54311 | 0.97065 | 1 | 0.78428 | 1 | 0.58532 | 0.9962 | 0.99652 | 0.99504 | 0.91043 | 0.99178 | 0.79791 | 0.9936 | 0.6042 | 0.96743 | 0.93476 | 0.53032 | 0.98488 | 1 | 0.77473 | 1 | 0.57507 | 0.99659 | 0.99679 | 0.99556 | 0.92755 | 1 | 0
May | 1 | 15 | Weekday | Monday | 0.89738 | 0.99991 | 0.93759 | 0.79962 | 0.004576 | 0.79962 | 0.79962 | 1 | 0.79962 | 0.89738 | 0.89738 | 0.97596 | 0.98956 | 0.5945 | 1 | 0.96309 | 0.72134 | 0.96647 | 0.94486 | 0.78096 | 0.97146 | 0.57905 | 1 | 1 | 1 | 0.91078 | 0.99195 | 0.9741 | 0.99731 | 0.66782 | 1 | 0.96163 | 0.71598 | 0.98647 | 0.96638 | 0.77236 | 0.98744 | 0.61373 | 1 | 1 | 1 | 0.92746 | 0.99996 | 0
May | 1 | 16 | Weekday | Monday | 0.84078 | 0.97088 | 0.91612 | 0.89036 | 0.004576 | 0.89036 | 0.89036 | 0.99879 | 0.89036 | 0.84078 | 0.84078 | 0.98729 | 0.98559 | 0.696 | 0.91145 | 0.88037 | 0.87405 | 0.95831 | 0.70896 | 0.96239 | 0.82908 | 0.6893 | 0.63558 | 0.99879 | 0.99866 | 0.90817 | 0.29565 | 0.98273 | 0.99515 | 0.75453 | 0.91137 | 0.88071 | 0.86215 | 0.97524 | 0.71539 | 0.95917 | 0.82517 | 0.72612 | 0.63193 | 0.99654 | 0.99499 | 0.91964 | 0.29877 | 0
May | 1 | 17 | Weekday | Monday | 0.80289 | 0.93297 | 0.89373 | 0.98153 | 0.004576 | 0.98153 | 0.98153 | 0.76685 | 0.98153 | 0.80289 | 0.80289 | 1 | 0.82216 | 0.87879 | 0.75834 | 0.60404 | 0.93566 | 0.6066 | 0.70196 | 0.96916 | 0.79389 | 0.77201 | 0.49266 | 0.76685 | 0.74662 | 0.90171 | 0.097688 | 0.98802 | 0.8186 | 0.88876 | 0.75456 | 0.60378 | 0.91451 | 0.5949 | 0.70112 | 0.95465 | 0.78102 | 0.79726 | 0.48906 | 0.75986 | 0.73523 | 0.90415 | 0.097749 | 0
May | 1 | 18 | Weekday | Monday | 0.76485 | 0.89972 | 0.87116 | 0.9993 | 0.52599 | 0.9993 | 0.9993 | 0.75941 | 0.9993 | 0.76485 | 0.76485 | 0.82088 | 0.82647 | 0.85409 | 0.73763 | 0.60939 | 0.92226 | 0.61904 | 0.70183 | 0.99124 | 0.75561 | 0.80377 | 0.52091 | 0.75941 | 0.75247 | 0.86571 | 0.12651 | 0.82535 | 0.81981 | 0.91049 | 0.73141 | 0.60966 | 0.90453 | 0.60147 | 0.69641 | 0.97113 | 0.74718 | 0.8416 | 0.51735 | 0.744 | 0.73005 | 0.85584 | 0.12608 | 0
May | 1 | 19 | Weekday | Monday | 0.78068 | 0.89446 | 0.8575 | 1 | 1 | 1 | 1 | 0.80008 | 1 | 0.78068 | 0.78068 | 0.85473 | 0.76006 | 0.92418 | 0.63645 | 0.59593 | 0.98311 | 0.58875 | 0.72911 | 0.87444 | 0.7364 | 0.93829 | 0.61899 | 0.80008 | 0.86161 | 0.81766 | 0.23134 | 0.88736 | 0.73888 | 1 | 0.62282 | 0.59595 | 0.97881 | 0.5473 | 0.71896 | 0.85133 | 0.72024 | 0.98194 | 0.61345 | 0.77794 | 0.82704 | 0.79547 | 0.23199 | 0
May | 1 | 20 | Weekday | Monday | 0.79952 | 0.8605 | 0.84293 | 0.99177 | 1 | 0.99177 | 0.99177 | 0.36747 | 0.99177 | 0.79952 | 0.79952 | 0.83049 | 0.73283 | 0.9521 | 0.59847 | 0.59309 | 0.83842 | 0.3994 | 0.29364 | 0.87538 | 0.16839 | 0.89967 | 0.6173 | 0.36747 | 0.44643 | 0.59354 | 0.23679 | 0.87144 | 0.70743 | 0.95612 | 0.58158 | 0.5938 | 0.83695 | 0.38132 | 0.29923 | 0.84497 | 0.17282 | 0.92929 | 0.61088 | 0.36265 | 0.43982 | 0.57704 | 0.23284 | 0
May | 1 | 21 | Weekday | Monday | 0.7476 | 0.79112 | 0.81642 | 0.92964 | 1 | 0.92964 | 0.92964 | 0.20475 | 0.92964 | 0.7476 | 0.7476 | 0.787 | 0.69405 | 0.77934 | 0.2628 | 0.31349 | 0.6635 | 0.39759 | 0.28837 | 0.86971 | 0.15274 | 0.65858 | 0.39923 | 0.20475 | 0.28479 | 0.35274 | 0.23778 | 0.85968 | 0.66193 | 0.78624 | 0.26365 | 0.31369 | 0.65404 | 0.35045 | 0.29884 | 0.83805 | 0.15833 | 0.67207 | 0.3971 | 0.20619 | 0.28777 | 0.37575 | 0.23301 | 0
May | 1 | 22 | Weekday | Monday | 0.73178 | 0.75413 | 0.78556 | 0.79411 | 1 | 0.79411 | 0.79411 | 0.20475 | 0.79411 | 0.73178 | 0.73178 | 0.75109 | 0.6926 | 0.57259 | 0.22616 | 0.29428 | 0.49739 | 0.32232 | 0.29249 | 0.90101 | 0.15369 | 0.44814 | 0.37905 | 0.20475 | 0.28479 | 0.45875 | 0.23951 | 0.87225 | 0.65913 | 0.60066 | 0.22687 | 0.2942 | 0.4993 | 0.29334 | 0.30273 | 0.87558 | 0.15959 | 0.45411 | 0.37628 | 0.20619 | 0.28777 | 0.48912 | 0.23327 | 0
May | 1 | 23 | Weekday | Monday | 0.68236 | 0.75398 | 0.76109 | 0.66752 | 1 | 0.66752 | 0.66752 | 0.20603 | 0.66752 | 0.68236 | 0.68236 | 0.49894 | 0.67925 | 0.41261 | 0.20873 | 0.28505 | 0.38827 | 0.40927 | 0.28748 | 0.57872 | 0.15196 | 0.39427 | 0.36885 | 0.20603 | 0.2859 | 0.36444 | 0.2464 | 0.50079 | 0.64189 | 0.42587 | 0.20931 | 0.28534 | 0.402 | 0.35319 | 0.29887 | 0.49973 | 0.15835 | 0.39513 | 0.36682 | 0.20748 | 0.2889 | 0.38834 | 0.23432 | 0
May | 2 | 24 | Weekday | Tuesday | 0.64976 | 0.72327 | 0.73689 | 0.58645 | 1 | 0.58645 | 0.58645 | 0.20475 | 0.58645 | 0.64976 | 0.64976 | 0.24849 | 0.68495 | 0.36305 | 0.21698 | 0.29438 | 0.36769 | 0.32269 | 0.28673 | 0.33586 | 0.15168 | 0.36873 | 0.37989 | 0.20475 | 0.28479 | 0.33567 | 0.25373 | 0.32981 | 0.64738 | 0.38436 | 0.21756 | 0.2942 | 0.381 | 0.29046 | 0.29883 | 0.34791 | 0.15834 | 0.36827 | 0.37628 | 0.20619 | 0.28777 | 0.35774 | 0.23544 | 0
May | 2 | 1 | Weekday | Tuesday | 0.64703 | 0.68052 | 0.72648 | 0.54519 | 1 | 0.54519 | 0.54519 | 0.20475 | 0.54519 | 0.64703 | 0.64703 | 0.24864 | 0.6875 | 0.35504 | 0.21701 | 0.29388 | 0.35663 | 0.40884 | 0.2865 | 0.33773 | 0.15248 | 0.34246 | 0.37863 | 0.20475 | 0.28479 | 0.33094 | 0.25906 | 0.33035 | 0.64908 | 0.37644 | 0.21759 | 0.2942 | 0.36898 | 0.35327 | 0.29878 | 0.34884 | 0.15832 | 0.34155 | 0.37628 | 0.20619 | 0.28777 | 0.35289 | 0.23629 | 0
May | 2 | 2 | Weekday | Tuesday | 0.64387 | 0.66654 | 0.72091 | 0.52452 | 1 | 0.52452 | 0.52452 | 0.20475 | 0.52452 | 0.64387 | 0.64387 | 0.24879 | 0.68563 | 0.3487 | 0.21702 | 0.29448 | 0.35328 | 0.32127 | 0.28663 | 0.33681 | 0.15138 | 0.34068 | 0.37905 | 0.20475 | 0.28479 | 0.32729 | 0.25906 | 0.33055 | 0.64659 | 0.36938 | 0.21761 | 0.2942 | 0.36193 | 0.28758 | 0.29873 | 0.34916 | 0.1583 | 0.33647 | 0.37628 | 0.20619 | 0.28777 | 0.34885 | 0.23628 | 0
May | 2 | 3 | Weekday | Tuesday | 0.63569 | 0.66215 | 0.72182 | 0.50066 | 1 | 0.50066 | 0.50066 | 0.20475 | 0.50066 | 0.63569 | 0.63569 | 0.25463 | 0.73545 | 0.37644 | 0.22634 | 0.29378 | 0.40125 | 0.54519 | 0.28936 | 0.35016 | 0.15325 | 0.35702 | 0.37989 | 0.20475 | 0.28479 | 0.36883 | 0.26271 | 0.3387 | 0.70319 | 0.38441 | 0.22694 | 0.2942 | 0.40843 | 0.47983 | 0.30179 | 0.36232 | 0.15984 | 0.34789 | 0.37628 | 0.20619 | 0.28777 | 0.39303 | 0.23684 | 0
May | 2 | 4 | Weekday | Tuesday | 0.64828 | 0.66952 | 0.73866 | 0.50668 | 1 | 0.50668 | 0.50668 | 0.12211 | 0.50668 | 0.64828 | 0.64828 | 0.49224 | 0.77342 | 0.46491 | 0.24018 | 0.2475 | 0.45725 | 0.61069 | 0.26359 | 0.54805 | 0.13953 | 0.38535 | 0.29164 | 0.12211 | 0.15232 | 0.33651 | 0.188 | 0.44859 | 0.69642 | 0.43899 | 0.2405 | 0.24682 | 0.44211 | 0.48496 | 0.27395 | 0.44735 | 0.14531 | 0.37442 | 0.28879 | 0.12297 | 0.15391 | 0.35884 | 0.15779 | 0
May | 2 | 5 | Weekday | Tuesday | 0.61511 | 0.69267 | 0.78616 | 0.61554 | 0.004576 | 0.61554 | 0.61554 | 0.53576 | 0.61554 | 0.61511 | 0.61511 | 0.74875 | 0.87431 | 0.76534 | 0.4233 | 0.44926 | 0.60152 | 0.7536 | 0.44653 | 0.97748 | 0.48025 | 0.66152 | 0.40461 | 0.53576 | 0.57915 | 0.64775 | 0.32005 | 0.76575 | 0.84754 | 0.72657 | 0.38866 | 0.44991 | 0.52329 | 0.69197 | 0.31008 | 0.92915 | 0.30898 | 0.65786 | 0.38524 | 0.27482 | 0.21996 | 0.52584 | 0.25184 | 0
May | 2 | 6 | Weekday | Tuesday | 0.62212 | 0.73807 | 0.85408 | 0.72576 | 0.004576 | 0.72576 | 0.72576 | 0.56692 | 0.72576 | 0.62212 | 0.62212 | 0.9078 | 0.94564 | 0.98487 | 0.52028 | 0.56634 | 0.67461 | 0.88826 | 0.70597 | 0.97475 | 0.66821 | 0.85676 | 0.50085 | 0.56692 | 0.59372 | 0.68078 | 0.57992 | 0.92971 | 0.93225 | 0.9201 | 0.49233 | 0.56486 | 0.59816 | 0.8526 | 0.64555 | 0.92521 | 0.54105 | 0.86503 | 0.46558 | 0.394 | 0.34553 | 0.56649 | 0.54637 | 0
May | 2 | 7 | Weekday | Tuesday | 0.68182 | 0.77931 | 0.90753 | 0.73104 | 0.004576 | 0.73104 | 0.73104 | 0.74165 | 0.73104 | 0.68182 | 0.68182 | 0.92424 | 0.97398 | 0.84357 | 0.95027 | 1 | 0.65658 | 0.93107 | 0.91628 | 0.79779 | 0.77935 | 0.78033 | 0.94406 | 0.74165 | 0.75911 | 0.89117 | 0.83986 | 0.93165 | 0.96664 | 0.80942 | 0.94231 | 1 | 0.5829 | 0.90453 | 0.89145 | 0.74719 | 0.71152 | 0.76188 | 0.94137 | 0.62693 | 0.59161 | 0.81945 | 0.82636 | 0
May | 2 | 8 | Weekday | Tuesday | 0.74945 | 0.83366 | 0.93565 | 0.75546 | 0.004576 | 0.75546 | 0.75546 | 0.95971 | 0.75546 | 0.74945 | 0.74945 | 0.75195 | 0.99445 | 0.73701 | 0.94641 | 0.9372 | 0.58725 | 0.99071 | 0.93316 | 0.788 | 0.82189 | 0.74431 | 0.95437 | 0.95971 | 0.97122 | 0.95268 | 1 | 0.76578 | 0.99046 | 0.73855 | 0.9416 | 0.93635 | 0.52352 | 0.97983 | 0.90973 | 0.75058 | 0.7718 | 0.73001 | 0.95349 | 0.91122 | 0.89662 | 0.91686 | 0.99848 | 0
May | 2 | 9 | Weekday | Tuesday | 0.85211 | 0.87522 | 0.95065 | 0.72821 | 0.004576 | 0.72821 | 0.72821 | 0.98096 | 0.72821 | 0.85211 | 0.85211 | 0.94383 | 0.99765 | 0.61447 | 0.92702 | 0.91918 | 0.52248 | 0.99556 | 0.96137 | 0.95334 | 0.88982 | 0.5706 | 0.96517 | 0.98096 | 0.98395 | 0.92053 | 0.99577 | 0.9415 | 0.99615 | 0.62185 | 0.92408 | 0.91826 | 0.46567 | 0.9914 | 0.94878 | 0.93535 | 0.85654 | 0.55108 | 0.96475 | 0.95245 | 0.94084 | 0.89926 | 0.99848 | 0
May | 2 | 10 | Weekday | Tuesday | 0.94616 | 0.9206 | 0.96294 | 0.73855 | 0.004576 | 0.73855 | 0.73855 | 0.97719 | 0.73855 | 0.94616 | 0.94616 | 0.95494 | 1 | 0.5858 | 0.92653 | 0.93024 | 0.51514 | 1 | 0.97029 | 0.99414 | 0.91354 | 0.5677 | 0.97295 | 0.97719 | 0.97325 | 1 | 0.99347 | 0.97496 | 1 | 0.62451 | 0.92408 | 0.92885 | 0.47835 | 0.99605 | 0.97209 | 0.98567 | 0.89307 | 0.55437 | 0.97266 | 0.96601 | 0.95679 | 1 | 0.99848 | 0
May | 2 | 11 | Weekday | Tuesday | 0.99707 | 0.96039 | 0.96677 | 0.74443 | 0.004576 | 0.74443 | 0.74443 | 0.98072 | 0.74443 | 0.99707 | 0.99707 | 0.93365 | 0.97369 | 0.58963 | 0.90656 | 0.93421 | 0.50532 | 0.95151 | 0.98101 | 0.96372 | 0.9392 | 0.57514 | 0.92768 | 0.98072 | 0.97592 | 0.95113 | 0.90026 | 0.97718 | 0.97397 | 0.63342 | 0.90271 | 0.93131 | 0.47951 | 0.94844 | 0.98348 | 0.96611 | 0.92594 | 0.56096 | 0.92468 | 0.97587 | 0.96918 | 0.95515 | 0.90519 | 0
May | 2 | 12 | Weekday | Tuesday | 0.98827 | 0.97526 | 0.96266 | 0.7531 | 0.004576 | 0.7531 | 0.7531 | 0.9869 | 0.7531 | 0.98827 | 0.98827 | 0.77371 | 0.99303 | 0.57441 | 0.95669 | 0.9535 | 0.49997 | 0.99647 | 0.98477 | 0.95734 | 0.96639 | 0.57746 | 0.98464 | 0.9869 | 0.98135 | 0.94273 | 0.99139 | 0.80586 | 0.99499 | 0.6144 | 0.95484 | 0.95108 | 0.48197 | 0.99649 | 0.97749 | 0.96141 | 0.95354 | 0.56841 | 0.98236 | 0.98415 | 0.97766 | 0.95261 | 0.99902 | 0
May | 2 | 13 | Weekday | Tuesday | 0.96454 | 0.98626 | 0.96676 | 0.74089 | 0.004576 | 0.74089 | 0.74089 | 0.99249 | 0.74089 | 0.96454 | 0.96454 | 0.73663 | 0.99068 | 0.5703 | 0.96158 | 0.92843 | 0.4989 | 0.99329 | 0.99077 | 0.77949 | 0.99296 | 0.58327 | 0.98849 | 0.99249 | 0.98849 | 0.92561 | 0.99165 | 0.80067 | 0.9947 | 0.6104 | 0.96216 | 0.92795 | 0.48864 | 1 | 0.99387 | 0.77655 | 0.98695 | 0.57404 | 0.98921 | 0.99072 | 0.98603 | 0.93932 | 0.99965 | 0
May | 2 | 14 | Weekday | Tuesday | 0.94657 | 1 | 0.95611 | 0.75843 | 0.004576 | 0.75843 | 0.75843 | 0.99652 | 0.75843 | 0.94657 | 0.94657 | 0.78112 | 0.98782 | 0.56495 | 0.96652 | 0.93471 | 0.54311 | 0.97065 | 1 | 0.78428 | 1 | 0.58532 | 0.9962 | 0.99652 | 0.99504 | 0.91043 | 0.99178 | 0.79791 | 0.9936 | 0.6042 | 0.96743 | 0.93476 | 0.53032 | 0.98488 | 1 | 0.77473 | 1 | 0.57507 | 0.99659 | 0.99679 | 0.99556 | 0.92755 | 1 | 0
May | 2 | 15 | Weekday | Tuesday | 0.89738 | 0.99991 | 0.93759 | 0.79962 | 0.004576 | 0.79962 | 0.79962 | 1 | 0.79962 | 0.89738 | 0.89738 | 0.97596 | 0.98956 | 0.5945 | 1 | 0.96309 | 0.72134 | 0.96647 | 0.94486 | 0.78096 | 0.97146 | 0.57905 | 1 | 1 | 1 | 0.91078 | 0.99195 | 0.9741 | 0.99731 | 0.66782 | 1 | 0.96163 | 0.71598 | 0.98647 | 0.96638 | 0.77236 | 0.98744 | 0.61373 | 1 | 1 | 1 | 0.92746 | 0.99996 | 0
May | 2 | 16 | Weekday | Tuesday | 0.84078 | 0.97088 | 0.91612 | 0.89036 | 0.004576 | 0.89036 | 0.89036 | 0.99879 | 0.89036 | 0.84078 | 0.84078 | 0.98729 | 0.98559 | 0.696 | 0.91145 | 0.88037 | 0.87405 | 0.95831 | 0.70896 | 0.96239 | 0.82908 | 0.6893 | 0.63558 | 0.99879 | 0.99866 | 0.90817 | 0.29565 | 0.98273 | 0.99515 | 0.75453 | 0.91137 | 0.88071 | 0.86215 | 0.97524 | 0.71539 | 0.95917 | 0.82517 | 0.72612 | 0.63193 | 0.99654 | 0.99499 | 0.91964 | 0.29877 | 0
May | 2 | 17 | Weekday | Tuesday | 0.80289 | 0.93297 | 0.89373 | 0.98153 | 0.004576 | 0.98153 | 0.98153 | 0.76685 | 0.98153 | 0.80289 | 0.80289 | 1 | 0.82216 | 0.87879 | 0.75834 | 0.60404 | 0.93566 | 0.6066 | 0.70196 | 0.96916 | 0.79389 | 0.77201 | 0.49266 | 0.76685 | 0.74662 | 0.90171 | 0.097688 | 0.98802 | 0.8186 | 0.88876 | 0.75456 | 0.60378 | 0.91451 | 0.5949 | 0.70112 | 0.95465 | 0.78102 | 0.79726 | 0.48906 | 0.75986 | 0.73523 | 0.90415 | 0.097749 | 0
May | 2 | 18 | Weekday | Tuesday | 0.76485 | 0.89972 | 0.87116 | 0.9993 | 0.52599 | 0.9993 | 0.9993 | 0.75941 | 0.9993 | 0.76485 | 0.76485 | 0.82088 | 0.82647 | 0.85409 | 0.73763 | 0.60939 | 0.92226 | 0.61904 | 0.70183 | 0.99124 | 0.75561 | 0.80377 | 0.52091 | 0.75941 | 0.75247 | 0.86571 | 0.12651 | 0.82535 | 0.81981 | 0.91049 | 0.73141 | 0.60966 | 0.90453 | 0.60147 | 0.69641 | 0.97113 | 0.74718 | 0.8416 | 0.51735 | 0.744 | 0.73005 | 0.85584 | 0.12608 | 0
May | 2 | 19 | Weekday | Tuesday | 0.78068 | 0.89446 | 0.8575 | 1 | 1 | 1 | 1 | 0.80008 | 1 | 0.78068 | 0.78068 | 0.85473 | 0.76006 | 0.92418 | 0.63645 | 0.59593 | 0.98311 | 0.58875 | 0.72911 | 0.87444 | 0.7364 | 0.93829 | 0.61899 | 0.80008 | 0.86161 | 0.81766 | 0.23134 | 0.88736 | 0.73888 | 1 | 0.62282 | 0.59595 | 0.97881 | 0.5473 | 0.71896 | 0.85133 | 0.72024 | 0.98194 | 0.61345 | 0.77794 | 0.82704 | 0.79547 | 0.23199 | 0
May | 2 | 20 | Weekday | Tuesday | 0.79952 | 0.8605 | 0.84293 | 0.99177 | 1 | 0.99177 | 0.99177 | 0.36747 | 0.99177 | 0.79952 | 0.79952 | 0.83049 | 0.73283 | 0.9521 | 0.59847 | 0.59309 | 0.83842 | 0.3994 | 0.29364 | 0.87538 | 0.16839 | 0.89967 | 0.6173 | 0.36747 | 0.44643 | 0.59354 | 0.23679 | 0.87144 | 0.70743 | 0.95612 | 0.58158 | 0.5938 | 0.83695 | 0.38132 | 0.29923 | 0.84497 | 0.17282 | 0.92929 | 0.61088 | 0.36265 | 0.43982 | 0.57704 | 0.23284 | 0
May | 2 | 21 | Weekday | Tuesday | 0.7476 | 0.79112 | 0.81642 | 0.92964 | 1 | 0.92964 | 0.92964 | 0.20475 | 0.92964 | 0.7476 | 0.7476 | 0.787 | 0.69405 | 0.77934 | 0.2628 | 0.31349 | 0.6635 | 0.39759 | 0.28837 | 0.86971 | 0.15274 | 0.65858 | 0.39923 | 0.20475 | 0.28479 | 0.35274 | 0.23778 | 0.85968 | 0.66193 | 0.78624 | 0.26365 | 0.31369 | 0.65404 | 0.35045 | 0.29884 | 0.83805 | 0.15833 | 0.67207 | 0.3971 | 0.20619 | 0.28777 | 0.37575 | 0.23301 | 0
May | 2 | 22 | Weekday | Tuesday | 0.73178 | 0.75413 | 0.78556 | 0.79411 | 1 | 0.79411 | 0.79411 | 0.20475 | 0.79411 | 0.73178 | 0.73178 | 0.75109 | 0.6926 | 0.57259 | 0.22616 | 0.29428 | 0.49739 | 0.32232 | 0.29249 | 0.90101 | 0.15369 | 0.44814 | 0.37905 | 0.20475 | 0.28479 | 0.45875 | 0.23951 | 0.87225 | 0.65913 | 0.60066 | 0.22687 | 0.2942 | 0.4993 | 0.29334 | 0.30273 | 0.87558 | 0.15959 | 0.45411 | 0.37628 | 0.20619 | 0.28777 | 0.48912 | 0.23327 | 0
May | 2 | 23 | Weekday | Tuesday | 0.68236 | 0.75398 | 0.76109 | 0.66752 | 1 | 0.66752 | 0.66752 | 0.20603 | 0.66752 | 0.68236 | 0.68236 | 0.49894 | 0.67925 | 0.41261 | 0.20873 | 0.28505 | 0.38827 | 0.40927 | 0.28748 | 0.57872 | 0.15196 | 0.39427 | 0.36885 | 0.20603 | 0.2859 | 0.36444 | 0.2464 | 0.50079 | 0.64189 | 0.42587 | 0.20931 | 0.28534 | 0.402 | 0.35319 | 0.29887 | 0.49973 | 0.15835 | 0.39513 | 0.36682 | 0.20748 | 0.2889 | 0.38834 | 0.23432 | 0
May | 3 | 24 | Weekday | Wednesday | 0.64976 | 0.72327 | 0.73689 | 0.58645 | 1 | 0.58645 | 0.58645 | 0.20475 | 0.58645 | 0.64976 | 0.64976 | 0.24849 | 0.68495 | 0.36305 | 0.21698 | 0.29438 | 0.36769 | 0.32269 | 0.28673 | 0.33586 | 0.15168 | 0.36873 | 0.37989 | 0.20475 | 0.28479 | 0.33567 | 0.25373 | 0.32981 | 0.64738 | 0.38436 | 0.21756 | 0.2942 | 0.381 | 0.29046 | 0.29883 | 0.34791 | 0.15834 | 0.36827 | 0.37628 | 0.20619 | 0.28777 | 0.35774 | 0.23544 | 0
May | 3 | 1 | Weekday | Wednesday | 0.64703 | 0.68052 | 0.72648 | 0.54519 | 1 | 0.54519 | 0.54519 | 0.20475 | 0.54519 | 0.64703 | 0.64703 | 0.24864 | 0.6875 | 0.35504 | 0.21701 | 0.29388 | 0.35663 | 0.40884 | 0.2865 | 0.33773 | 0.15248 | 0.34246 | 0.37863 | 0.20475 | 0.28479 | 0.33094 | 0.25906 | 0.33035 | 0.64908 | 0.37644 | 0.21759 | 0.2942 | 0.36898 | 0.35327 | 0.29878 | 0.34884 | 0.15832 | 0.34155 | 0.37628 | 0.20619 | 0.28777 | 0.35289 | 0.23629 | 0
May | 3 | 2 | Weekday | Wednesday | 0.64387 | 0.66654 | 0.72091 | 0.52452 | 1 | 0.52452 | 0.52452 | 0.20475 | 0.52452 | 0.64387 | 0.64387 | 0.24879 | 0.68563 | 0.3487 | 0.21702 | 0.29448 | 0.35328 | 0.32127 | 0.28663 | 0.33681 | 0.15138 | 0.34068 | 0.37905 | 0.20475 | 0.28479 | 0.32729 | 0.25906 | 0.33055 | 0.64659 | 0.36938 | 0.21761 | 0.2942 | 0.36193 | 0.28758 | 0.29873 | 0.34916 | 0.1583 | 0.33647 | 0.37628 | 0.20619 | 0.28777 | 0.34885 | 0.23628 | 0
May | 3 | 3 | Weekday | Wednesday | 0.63569 | 0.66215 | 0.72182 | 0.50066 | 1 | 0.50066 | 0.50066 | 0.20475 | 0.50066 | 0.63569 | 0.63569 | 0.25463 | 0.73545 | 0.37644 | 0.22634 | 0.29378 | 0.40125 | 0.54519 | 0.28936 | 0.35016 | 0.15325 | 0.35702 | 0.37989 | 0.20475 | 0.28479 | 0.36883 | 0.26271 | 0.3387 | 0.70319 | 0.38441 | 0.22694 | 0.2942 | 0.40843 | 0.47983 | 0.30179 | 0.36232 | 0.15984 | 0.34789 | 0.37628 | 0.20619 | 0.28777 | 0.39303 | 0.23684 | 0
May | 3 | 4 | Weekday | Wednesday | 0.64828 | 0.66952 | 0.73866 | 0.50668 | 1 | 0.50668 | 0.50668 | 0.12211 | 0.50668 | 0.64828 | 0.64828 | 0.49224 | 0.77342 | 0.46491 | 0.24018 | 0.2475 | 0.45725 | 0.61069 | 0.26359 | 0.54805 | 0.13953 | 0.38535 | 0.29164 | 0.12211 | 0.15232 | 0.33651 | 0.188 | 0.44859 | 0.69642 | 0.43899 | 0.2405 | 0.24682 | 0.44211 | 0.48496 | 0.27395 | 0.44735 | 0.14531 | 0.37442 | 0.28879 | 0.12297 | 0.15391 | 0.35884 | 0.15779 | 0
May | 3 | 5 | Weekday | Wednesday | 0.61511 | 0.69267 | 0.78616 | 0.61554 | 0.004576 | 0.61554 | 0.61554 | 0.53576 | 0.61554 | 0.61511 | 0.61511 | 0.74875 | 0.87431 | 0.76534 | 0.4233 | 0.44926 | 0.60152 | 0.7536 | 0.44653 | 0.97748 | 0.48025 | 0.66152 | 0.40461 | 0.53576 | 0.57915 | 0.64775 | 0.32005 | 0.76575 | 0.84754 | 0.72657 | 0.38866 | 0.44991 | 0.52329 | 0.69197 | 0.31008 | 0.92915 | 0.30898 | 0.65786 | 0.38524 | 0.27482 | 0.21996 | 0.52584 | 0.25184 | 0
May | 3 | 6 | Weekday | Wednesday | 0.62212 | 0.73807 | 0.85408 | 0.72576 | 0.004576 | 0.72576 | 0.72576 | 0.56692 | 0.72576 | 0.62212 | 0.62212 | 0.9078 | 0.94564 | 0.98487 | 0.52028 | 0.56634 | 0.67461 | 0.88826 | 0.70597 | 0.97475 | 0.66821 | 0.85676 | 0.50085 | 0.56692 | 0.59372 | 0.68078 | 0.57992 | 0.92971 | 0.93225 | 0.9201 | 0.49233 | 0.56486 | 0.59816 | 0.8526 | 0.64555 | 0.92521 | 0.54105 | 0.86503 | 0.46558 | 0.394 | 0.34553 | 0.56649 | 0.54637 | 0
May | 3 | 7 | Weekday | Wednesday | 0.68182 | 0.77931 | 0.90753 | 0.73104 | 0.004576 | 0.73104 | 0.73104 | 0.74165 | 0.73104 | 0.68182 | 0.68182 | 0.92424 | 0.97398 | 0.84357 | 0.95027 | 1 | 0.65658 | 0.93107 | 0.91628 | 0.79779 | 0.77935 | 0.78033 | 0.94406 | 0.74165 | 0.75911 | 0.89117 | 0.83986 | 0.93165 | 0.96664 | 0.80942 | 0.94231 | 1 | 0.5829 | 0.90453 | 0.89145 | 0.74719 | 0.71152 | 0.76188 | 0.94137 | 0.62693 | 0.59161 | 0.81945 | 0.82636 | 0
May | 3 | 8 | Weekday | Wednesday | 0.74945 | 0.83366 | 0.93565 | 0.75546 | 0.004576 | 0.75546 | 0.75546 | 0.95971 | 0.75546 | 0.74945 | 0.74945 | 0.75195 | 0.99445 | 0.73701 | 0.94641 | 0.9372 | 0.58725 | 0.99071 | 0.93316 | 0.788 | 0.82189 | 0.74431 | 0.95437 | 0.95971 | 0.97122 | 0.95268 | 1 | 0.76578 | 0.99046 | 0.73855 | 0.9416 | 0.93635 | 0.52352 | 0.97983 | 0.90973 | 0.75058 | 0.7718 | 0.73001 | 0.95349 | 0.91122 | 0.89662 | 0.91686 | 0.99848 | 0
May | 3 | 9 | Weekday | Wednesday | 0.85211 | 0.87522 | 0.95065 | 0.72821 | 0.004576 | 0.72821 | 0.72821 | 0.98096 | 0.72821 | 0.85211 | 0.85211 | 0.94383 | 0.99765 | 0.61447 | 0.92702 | 0.91918 | 0.52248 | 0.99556 | 0.96137 | 0.95334 | 0.88982 | 0.5706 | 0.96517 | 0.98096 | 0.98395 | 0.92053 | 0.99577 | 0.9415 | 0.99615 | 0.62185 | 0.92408 | 0.91826 | 0.46567 | 0.9914 | 0.94878 | 0.93535 | 0.85654 | 0.55108 | 0.96475 | 0.95245 | 0.94084 | 0.89926 | 0.99848 | 0
May | 3 | 10 | Weekday | Wednesday | 0.94616 | 0.9206 | 0.96294 | 0.73855 | 0.004576 | 0.73855 | 0.73855 | 0.97719 | 0.73855 | 0.94616 | 0.94616 | 0.95494 | 1 | 0.5858 | 0.92653 | 0.93024 | 0.51514 | 1 | 0.97029 | 0.99414 | 0.91354 | 0.5677 | 0.97295 | 0.97719 | 0.97325 | 1 | 0.99347 | 0.97496 | 1 | 0.62451 | 0.92408 | 0.92885 | 0.47835 | 0.99605 | 0.97209 | 0.98567 | 0.89307 | 0.55437 | 0.97266 | 0.96601 | 0.95679 | 1 | 0.99848 | 0
May | 3 | 11 | Weekday | Wednesday | 0.99707 | 0.96039 | 0.96677 | 0.74443 | 0.004576 | 0.74443 | 0.74443 | 0.98072 | 0.74443 | 0.99707 | 0.99707 | 0.93365 | 0.97369 | 0.58963 | 0.90656 | 0.93421 | 0.50532 | 0.95151 | 0.98101 | 0.96372 | 0.9392 | 0.57514 | 0.92768 | 0.98072 | 0.97592 | 0.95113 | 0.90026 | 0.97718 | 0.97397 | 0.63342 | 0.90271 | 0.93131 | 0.47951 | 0.94844 | 0.98348 | 0.96611 | 0.92594 | 0.56096 | 0.92468 | 0.97587 | 0.96918 | 0.95515 | 0.90519 | 0
May | 3 | 12 | Weekday | Wednesday | 0.98827 | 0.97526 | 0.96266 | 0.7531 | 0.004576 | 0.7531 | 0.7531 | 0.9869 | 0.7531 | 0.98827 | 0.98827 | 0.77371 | 0.99303 | 0.57441 | 0.95669 | 0.9535 | 0.49997 | 0.99647 | 0.98477 | 0.95734 | 0.96639 | 0.57746 | 0.98464 | 0.9869 | 0.98135 | 0.94273 | 0.99139 | 0.80586 | 0.99499 | 0.6144 | 0.95484 | 0.95108 | 0.48197 | 0.99649 | 0.97749 | 0.96141 | 0.95354 | 0.56841 | 0.98236 | 0.98415 | 0.97766 | 0.95261 | 0.99902 | 0
May | 3 | 13 | Weekday | Wednesday | 0.96454 | 0.98626 | 0.96676 | 0.74089 | 0.004576 | 0.74089 | 0.74089 | 0.99249 | 0.74089 | 0.96454 | 0.96454 | 0.73663 | 0.99068 | 0.5703 | 0.96158 | 0.92843 | 0.4989 | 0.99329 | 0.99077 | 0.77949 | 0.99296 | 0.58327 | 0.98849 | 0.99249 | 0.98849 | 0.92561 | 0.99165 | 0.80067 | 0.9947 | 0.6104 | 0.96216 | 0.92795 | 0.48864 | 1 | 0.99387 | 0.77655 | 0.98695 | 0.57404 | 0.98921 | 0.99072 | 0.98603 | 0.93932 | 0.99965 | 0
May | 3 | 14 | Weekday | Wednesday | 0.94657 | 1 | 0.95611 | 0.75843 | 0.004576 | 0.75843 | 0.75843 | 0.99652 | 0.75843 | 0.94657 | 0.94657 | 0.78112 | 0.98782 | 0.56495 | 0.96652 | 0.93471 | 0.54311 | 0.97065 | 1 | 0.78428 | 1 | 0.58532 | 0.9962 | 0.99652 | 0.99504 | 0.91043 | 0.99178 | 0.79791 | 0.9936 | 0.6042 | 0.96743 | 0.93476 | 0.53032 | 0.98488 | 1 | 0.77473 | 1 | 0.57507 | 0.99659 | 0.99679 | 0.99556 | 0.92755 | 1 | 0
May | 3 | 15 | Weekday | Wednesday | 0.89738 | 0.99991 | 0.93759 | 0.79962 | 0.004576 | 0.79962 | 0.79962 | 1 | 0.79962 | 0.89738 | 0.89738 | 0.97596 | 0.98956 | 0.5945 | 1 | 0.96309 | 0.72134 | 0.96647 | 0.94486 | 0.78096 | 0.97146 | 0.57905 | 1 | 1 | 1 | 0.91078 | 0.99195 | 0.9741 | 0.99731 | 0.66782 | 1 | 0.96163 | 0.71598 | 0.98647 | 0.96638 | 0.77236 | 0.98744 | 0.61373 | 1 | 1 | 1 | 0.92746 | 0.99996 | 0
May | 3 | 16 | Weekday | Wednesday | 0.84078 | 0.97088 | 0.91612 | 0.89036 | 0.004576 | 0.89036 | 0.89036 | 0.99879 | 0.89036 | 0.84078 | 0.84078 | 0.98729 | 0.98559 | 0.696 | 0.91145 | 0.88037 | 0.87405 | 0.95831 | 0.70896 | 0.96239 | 0.82908 | 0.6893 | 0.63558 | 0.99879 | 0.99866 | 0.90817 | 0.29565 | 0.98273 | 0.99515 | 0.75453 | 0.91137 | 0.88071 | 0.86215 | 0.97524 | 0.71539 | 0.95917 | 0.82517 | 0.72612 | 0.63193 | 0.99654 | 0.99499 | 0.91964 | 0.29877 | 0
May | 3 | 17 | Weekday | Wednesday | 0.80289 | 0.93297 | 0.89373 | 0.98153 | 0.004576 | 0.98153 | 0.98153 | 0.76685 | 0.98153 | 0.80289 | 0.80289 | 1 | 0.82216 | 0.87879 | 0.75834 | 0.60404 | 0.93566 | 0.6066 | 0.70196 | 0.96916 | 0.79389 | 0.77201 | 0.49266 | 0.76685 | 0.74662 | 0.90171 | 0.097688 | 0.98802 | 0.8186 | 0.88876 | 0.75456 | 0.60378 | 0.91451 | 0.5949 | 0.70112 | 0.95465 | 0.78102 | 0.79726 | 0.48906 | 0.75986 | 0.73523 | 0.90415 | 0.097749 | 0
May | 3 | 18 | Weekday | Wednesday | 0.76485 | 0.89972 | 0.87116 | 0.9993 | 0.52599 | 0.9993 | 0.9993 | 0.75941 | 0.9993 | 0.76485 | 0.76485 | 0.82088 | 0.82647 | 0.85409 | 0.73763 | 0.60939 | 0.92226 | 0.61904 | 0.70183 | 0.99124 | 0.75561 | 0.80377 | 0.52091 | 0.75941 | 0.75247 | 0.86571 | 0.12651 | 0.82535 | 0.81981 | 0.91049 | 0.73141 | 0.60966 | 0.90453 | 0.60147 | 0.69641 | 0.97113 | 0.74718 | 0.8416 | 0.51735 | 0.744 | 0.73005 | 0.85584 | 0.12608 | 0
May | 3 | 19 | Weekday | Wednesday | 0.78068 | 0.89446 | 0.8575 | 1 | 1 | 1 | 1 | 0.80008 | 1 | 0.78068 | 0.78068 | 0.85473 | 0.76006 | 0.92418 | 0.63645 | 0.59593 | 0.98311 | 0.58875 | 0.72911 | 0.87444 | 0.7364 | 0.93829 | 0.61899 | 0.80008 | 0.86161 | 0.81766 | 0.23134 | 0.88736 | 0.73888 | 1 | 0.62282 | 0.59595 | 0.97881 | 0.5473 | 0.71896 | 0.85133 | 0.72024 | 0.98194 | 0.61345 | 0.77794 | 0.82704 | 0.79547 | 0.23199 | 0
May | 3 | 20 | Weekday | Wednesday | 0.79952 | 0.8605 | 0.84293 | 0.99177 | 1 | 0.99177 | 0.99177 | 0.36747 | 0.99177 | 0.79952 | 0.79952 | 0.83049 | 0.73283 | 0.9521 | 0.59847 | 0.59309 | 0.83842 | 0.3994 | 0.29364 | 0.87538 | 0.16839 | 0.89967 | 0.6173 | 0.36747 | 0.44643 | 0.59354 | 0.23679 | 0.87144 | 0.70743 | 0.95612 | 0.58158 | 0.5938 | 0.83695 | 0.38132 | 0.29923 | 0.84497 | 0.17282 | 0.92929 | 0.61088 | 0.36265 | 0.43982 | 0.57704 | 0.23284 | 0
May | 3 | 21 | Weekday | Wednesday | 0.7476 | 0.79112 | 0.81642 | 0.92964 | 1 | 0.92964 | 0.92964 | 0.20475 | 0.92964 | 0.7476 | 0.7476 | 0.787 | 0.69405 | 0.77934 | 0.2628 | 0.31349 | 0.6635 | 0.39759 | 0.28837 | 0.86971 | 0.15274 | 0.65858 | 0.39923 | 0.20475 | 0.28479 | 0.35274 | 0.23778 | 0.85968 | 0.66193 | 0.78624 | 0.26365 | 0.31369 | 0.65404 | 0.35045 | 0.29884 | 0.83805 | 0.15833 | 0.67207 | 0.3971 | 0.20619 | 0.28777 | 0.37575 | 0.23301 | 0
May | 3 | 22 | Weekday | Wednesday | 0.73178 | 0.75413 | 0.78556 | 0.79411 | 1 | 0.79411 | 0.79411 | 0.20475 | 0.79411 | 0.73178 | 0.73178 | 0.75109 | 0.6926 | 0.57259 | 0.22616 | 0.29428 | 0.49739 | 0.32232 | 0.29249 | 0.90101 | 0.15369 | 0.44814 | 0.37905 | 0.20475 | 0.28479 | 0.45875 | 0.23951 | 0.87225 | 0.65913 | 0.60066 | 0.22687 | 0.2942 | 0.4993 | 0.29334 | 0.30273 | 0.87558 | 0.15959 | 0.45411 | 0.37628 | 0.20619 | 0.28777 | 0.48912 | 0.23327 | 0
May | 3 | 23 | Weekday | Wednesday | 0.68236 | 0.75398 | 0.76109 | 0.66752 | 1 | 0.66752 | 0.66752 | 0.20603 | 0.66752 | 0.68236 | 0.68236 | 0.49894 | 0.67925 | 0.41261 | 0.20873 | 0.28505 | 0.38827 | 0.40927 | 0.28748 | 0.57872 | 0.15196 | 0.39427 | 0.36885 | 0.20603 | 0.2859 | 0.36444 | 0.2464 | 0.50079 | 0.64189 | 0.42587 | 0.20931 | 0.28534 | 0.402 | 0.35319 | 0.29887 | 0.49973 | 0.15835 | 0.39513 | 0.36682 | 0.20748 | 0.2889 | 0.38834 | 0.23432 | 0
May | 4 | 24 | Weekday | Thursday | 0.64976 | 0.72327 | 0.73689 | 0.58645 | 1 | 0.58645 | 0.58645 | 0.20475 | 0.58645 | 0.64976 | 0.64976 | 0.24849 | 0.68495 | 0.36305 | 0.21698 | 0.29438 | 0.36769 | 0.32269 | 0.28673 | 0.33586 | 0.15168 | 0.36873 | 0.37989 | 0.20475 | 0.28479 | 0.33567 | 0.25373 | 0.32981 | 0.64738 | 0.38436 | 0.21756 | 0.2942 | 0.381 | 0.29046 | 0.29883 | 0.34791 | 0.15834 | 0.36827 | 0.37628 | 0.20619 | 0.28777 | 0.35774 | 0.23544 | 0
May | 4 | 1 | Weekday | Thursday | 0.64703 | 0.68052 | 0.72648 | 0.54519 | 1 | 0.54519 | 0.54519 | 0.20475 | 0.54519 | 0.64703 | 0.64703 | 0.24864 | 0.6875 | 0.35504 | 0.21701 | 0.29388 | 0.35663 | 0.40884 | 0.2865 | 0.33773 | 0.15248 | 0.34246 | 0.37863 | 0.20475 | 0.28479 | 0.33094 | 0.25906 | 0.33035 | 0.64908 | 0.37644 | 0.21759 | 0.2942 | 0.36898 | 0.35327 | 0.29878 | 0.34884 | 0.15832 | 0.34155 | 0.37628 | 0.20619 | 0.28777 | 0.35289 | 0.23629 | 0
May | 4 | 2 | Weekday | Thursday | 0.64387 | 0.66654 | 0.72091 | 0.52452 | 1 | 0.52452 | 0.52452 | 0.20475 | 0.52452 | 0.64387 | 0.64387 | 0.24879 | 0.68563 | 0.3487 | 0.21702 | 0.29448 | 0.35328 | 0.32127 | 0.28663 | 0.33681 | 0.15138 | 0.34068 | 0.37905 | 0.20475 | 0.28479 | 0.32729 | 0.25906 | 0.33055 | 0.64659 | 0.36938 | 0.21761 | 0.2942 | 0.36193 | 0.28758 | 0.29873 | 0.34916 | 0.1583 | 0.33647 | 0.37628 | 0.20619 | 0.28777 | 0.34885 | 0.23628 | 0
May | 4 | 3 | Weekday | Thursday | 0.63569 | 0.66215 | 0.72182 | 0.50066 | 1 | 0.50066 | 0.50066 | 0.20475 | 0.50066 | 0.63569 | 0.63569 | 0.25463 | 0.73545 | 0.37644 | 0.22634 | 0.29378 | 0.40125 | 0.54519 | 0.28936 | 0.35016 | 0.15325 | 0.35702 | 0.37989 | 0.20475 | 0.28479 | 0.36883 | 0.26271 | 0.3387 | 0.70319 | 0.38441 | 0.22694 | 0.2942 | 0.40843 | 0.47983 | 0.30179 | 0.36232 | 0.15984 | 0.34789 | 0.37628 | 0.20619 | 0.28777 | 0.39303 | 0.23684 | 0
May | 4 | 4 | Weekday | Thursday | 0.64828 | 0.66952 | 0.73866 | 0.50668 | 1 | 0.50668 | 0.50668 | 0.12211 | 0.50668 | 0.64828 | 0.64828 | 0.49224 | 0.77342 | 0.46491 | 0.24018 | 0.2475 | 0.45725 | 0.61069 | 0.26359 | 0.54805 | 0.13953 | 0.38535 | 0.29164 | 0.12211 | 0.15232 | 0.33651 | 0.188 | 0.44859 | 0.69642 | 0.43899 | 0.2405 | 0.24682 | 0.44211 | 0.48496 | 0.27395 | 0.44735 | 0.14531 | 0.37442 | 0.28879 | 0.12297 | 0.15391 | 0.35884 | 0.15779 | 0
May | 4 | 5 | Weekday | Thursday | 0.61511 | 0.69267 | 0.78616 | 0.61554 | 0.004576 | 0.61554 | 0.61554 | 0.53576 | 0.61554 | 0.61511 | 0.61511 | 0.74875 | 0.87431 | 0.76534 | 0.4233 | 0.44926 | 0.60152 | 0.7536 | 0.44653 | 0.97748 | 0.48025 | 0.66152 | 0.40461 | 0.53576 | 0.57915 | 0.64775 | 0.32005 | 0.76575 | 0.84754 | 0.72657 | 0.38866 | 0.44991 | 0.52329 | 0.69197 | 0.31008 | 0.92915 | 0.30898 | 0.65786 | 0.38524 | 0.27482 | 0.21996 | 0.52584 | 0.25184 | 0
May | 4 | 6 | Weekday | Thursday | 0.62212 | 0.73807 | 0.85408 | 0.72576 | 0.004576 | 0.72576 | 0.72576 | 0.56692 | 0.72576 | 0.62212 | 0.62212 | 0.9078 | 0.94564 | 0.98487 | 0.52028 | 0.56634 | 0.67461 | 0.88826 | 0.70597 | 0.97475 | 0.66821 | 0.85676 | 0.50085 | 0.56692 | 0.59372 | 0.68078 | 0.57992 | 0.92971 | 0.93225 | 0.9201 | 0.49233 | 0.56486 | 0.59816 | 0.8526 | 0.64555 | 0.92521 | 0.54105 | 0.86503 | 0.46558 | 0.394 | 0.34553 | 0.56649 | 0.54637 | 0
May | 4 | 7 | Weekday | Thursday | 0.68182 | 0.77931 | 0.90753 | 0.73104 | 0.004576 | 0.73104 | 0.73104 | 0.74165 | 0.73104 | 0.68182 | 0.68182 | 0.92424 | 0.97398 | 0.84357 | 0.95027 | 1 | 0.65658 | 0.93107 | 0.91628 | 0.79779 | 0.77935 | 0.78033 | 0.94406 | 0.74165 | 0.75911 | 0.89117 | 0.83986 | 0.93165 | 0.96664 | 0.80942 | 0.94231 | 1 | 0.5829 | 0.90453 | 0.89145 | 0.74719 | 0.71152 | 0.76188 | 0.94137 | 0.62693 | 0.59161 | 0.81945 | 0.82636 | 0
May | 4 | 8 | Weekday | Thursday | 0.74945 | 0.83366 | 0.93565 | 0.75546 | 0.004576 | 0.75546 | 0.75546 | 0.95971 | 0.75546 | 0.74945 | 0.74945 | 0.75195 | 0.99445 | 0.73701 | 0.94641 | 0.9372 | 0.58725 | 0.99071 | 0.93316 | 0.788 | 0.82189 | 0.74431 | 0.95437 | 0.95971 | 0.97122 | 0.95268 | 1 | 0.76578 | 0.99046 | 0.73855 | 0.9416 | 0.93635 | 0.52352 | 0.97983 | 0.90973 | 0.75058 | 0.7718 | 0.73001 | 0.95349 | 0.91122 | 0.89662 | 0.91686 | 0.99848 | 0
May | 4 | 9 | Weekday | Thursday | 0.85211 | 0.87522 | 0.95065 | 0.72821 | 0.004576 | 0.72821 | 0.72821 | 0.98096 | 0.72821 | 0.85211 | 0.85211 | 0.94383 | 0.99765 | 0.61447 | 0.92702 | 0.91918 | 0.52248 | 0.99556 | 0.96137 | 0.95334 | 0.88982 | 0.5706 | 0.96517 | 0.98096 | 0.98395 | 0.92053 | 0.99577 | 0.9415 | 0.99615 | 0.62185 | 0.92408 | 0.91826 | 0.46567 | 0.9914 | 0.94878 | 0.93535 | 0.85654 | 0.55108 | 0.96475 | 0.95245 | 0.94084 | 0.89926 | 0.99848 | 0
May | 4 | 10 | Weekday | Thursday | 0.94616 | 0.9206 | 0.96294 | 0.73855 | 0.004576 | 0.73855 | 0.73855 | 0.97719 | 0.73855 | 0.94616 | 0.94616 | 0.95494 | 1 | 0.5858 | 0.92653 | 0.93024 | 0.51514 | 1 | 0.97029 | 0.99414 | 0.91354 | 0.5677 | 0.97295 | 0.97719 | 0.97325 | 1 | 0.99347 | 0.97496 | 1 | 0.62451 | 0.92408 | 0.92885 | 0.47835 | 0.99605 | 0.97209 | 0.98567 | 0.89307 | 0.55437 | 0.97266 | 0.96601 | 0.95679 | 1 | 0.99848 | 0
May | 4 | 11 | Weekday | Thursday | 0.99707 | 0.96039 | 0.96677 | 0.74443 | 0.004576 | 0.74443 | 0.74443 | 0.98072 | 0.74443 | 0.99707 | 0.99707 | 0.93365 | 0.97369 | 0.58963 | 0.90656 | 0.93421 | 0.50532 | 0.95151 | 0.98101 | 0.96372 | 0.9392 | 0.57514 | 0.92768 | 0.98072 | 0.97592 | 0.95113 | 0.90026 | 0.97718 | 0.97397 | 0.63342 | 0.90271 | 0.93131 | 0.47951 | 0.94844 | 0.98348 | 0.96611 | 0.92594 | 0.56096 | 0.92468 | 0.97587 | 0.96918 | 0.95515 | 0.90519 | 0
May | 4 | 12 | Weekday | Thursday | 0.98827 | 0.97526 | 0.96266 | 0.7531 | 0.004576 | 0.7531 | 0.7531 | 0.9869 | 0.7531 | 0.98827 | 0.98827 | 0.77371 | 0.99303 | 0.57441 | 0.95669 | 0.9535 | 0.49997 | 0.99647 | 0.98477 | 0.95734 | 0.96639 | 0.57746 | 0.98464 | 0.9869 | 0.98135 | 0.94273 | 0.99139 | 0.80586 | 0.99499 | 0.6144 | 0.95484 | 0.95108 | 0.48197 | 0.99649 | 0.97749 | 0.96141 | 0.95354 | 0.56841 | 0.98236 | 0.98415 | 0.97766 | 0.95261 | 0.99902 | 0
May | 4 | 13 | Weekday | Thursday | 0.96454 | 0.98626 | 0.96676 | 0.74089 | 0.004576 | 0.74089 | 0.74089 | 0.99249 | 0.74089 | 0.96454 | 0.96454 | 0.73663 | 0.99068 | 0.5703 | 0.96158 | 0.92843 | 0.4989 | 0.99329 | 0.99077 | 0.77949 | 0.99296 | 0.58327 | 0.98849 | 0.99249 | 0.98849 | 0.92561 | 0.99165 | 0.80067 | 0.9947 | 0.6104 | 0.96216 | 0.92795 | 0.48864 | 1 | 0.99387 | 0.77655 | 0.98695 | 0.57404 | 0.98921 | 0.99072 | 0.98603 | 0.93932 | 0.99965 | 0
May | 4 | 14 | Weekday | Thursday | 0.94657 | 1 | 0.95611 | 0.75843 | 0.004576 | 0.75843 | 0.75843 | 0.99652 | 0.75843 | 0.94657 | 0.94657 | 0.78112 | 0.98782 | 0.56495 | 0.96652 | 0.93471 | 0.54311 | 0.97065 | 1 | 0.78428 | 1 | 0.58532 | 0.9962 | 0.99652 | 0.99504 | 0.91043 | 0.99178 | 0.79791 | 0.9936 | 0.6042 | 0.96743 | 0.93476 | 0.53032 | 0.98488 | 1 | 0.77473 | 1 | 0.57507 | 0.99659 | 0.99679 | 0.99556 | 0.92755 | 1 | 0
May | 4 | 15 | Weekday | Thursday | 0.89738 | 0.99991 | 0.93759 | 0.79962 | 0.004576 | 0.79962 | 0.79962 | 1 | 0.79962 | 0.89738 | 0.89738 | 0.97596 | 0.98956 | 0.5945 | 1 | 0.96309 | 0.72134 | 0.96647 | 0.94486 | 0.78096 | 0.97146 | 0.57905 | 1 | 1 | 1 | 0.91078 | 0.99195 | 0.9741 | 0.99731 | 0.66782 | 1 | 0.96163 | 0.71598 | 0.98647 | 0.96638 | 0.77236 | 0.98744 | 0.61373 | 1 | 1 | 1 | 0.92746 | 0.99996 | 0
May | 4 | 16 | Weekday | Thursday | 0.84078 | 0.97088 | 0.91612 | 0.89036 | 0.004576 | 0.89036 | 0.89036 | 0.99879 | 0.89036 | 0.84078 | 0.84078 | 0.98729 | 0.98559 | 0.696 | 0.91145 | 0.88037 | 0.87405 | 0.95831 | 0.70896 | 0.96239 | 0.82908 | 0.6893 | 0.63558 | 0.99879 | 0.99866 | 0.90817 | 0.29565 | 0.98273 | 0.99515 | 0.75453 | 0.91137 | 0.88071 | 0.86215 | 0.97524 | 0.71539 | 0.95917 | 0.82517 | 0.72612 | 0.63193 | 0.99654 | 0.99499 | 0.91964 | 0.29877 | 0
May | 4 | 17 | Weekday | Thursday | 0.80289 | 0.93297 | 0.89373 | 0.98153 | 0.004576 | 0.98153 | 0.98153 | 0.76685 | 0.98153 | 0.80289 | 0.80289 | 1 | 0.82216 | 0.87879 | 0.75834 | 0.60404 | 0.93566 | 0.6066 | 0.70196 | 0.96916 | 0.79389 | 0.77201 | 0.49266 | 0.76685 | 0.74662 | 0.90171 | 0.097688 | 0.98802 | 0.8186 | 0.88876 | 0.75456 | 0.60378 | 0.91451 | 0.5949 | 0.70112 | 0.95465 | 0.78102 | 0.79726 | 0.48906 | 0.75986 | 0.73523 | 0.90415 | 0.097749 | 0
May | 4 | 18 | Weekday | Thursday | 0.76485 | 0.89972 | 0.87116 | 0.9993 | 0.52599 | 0.9993 | 0.9993 | 0.75941 | 0.9993 | 0.76485 | 0.76485 | 0.82088 | 0.82647 | 0.85409 | 0.73763 | 0.60939 | 0.92226 | 0.61904 | 0.70183 | 0.99124 | 0.75561 | 0.80377 | 0.52091 | 0.75941 | 0.75247 | 0.86571 | 0.12651 | 0.82535 | 0.81981 | 0.91049 | 0.73141 | 0.60966 | 0.90453 | 0.60147 | 0.69641 | 0.97113 | 0.74718 | 0.8416 | 0.51735 | 0.744 | 0.73005 | 0.85584 | 0.12608 | 0
May | 4 | 19 | Weekday | Thursday | 0.78068 | 0.89446 | 0.8575 | 1 | 1 | 1 | 1 | 0.80008 | 1 | 0.78068 | 0.78068 | 0.85473 | 0.76006 | 0.92418 | 0.63645 | 0.59593 | 0.98311 | 0.58875 | 0.72911 | 0.87444 | 0.7364 | 0.93829 | 0.61899 | 0.80008 | 0.86161 | 0.81766 | 0.23134 | 0.88736 | 0.73888 | 1 | 0.62282 | 0.59595 | 0.97881 | 0.5473 | 0.71896 | 0.85133 | 0.72024 | 0.98194 | 0.61345 | 0.77794 | 0.82704 | 0.79547 | 0.23199 | 0
May | 4 | 20 | Weekday | Thursday | 0.79952 | 0.8605 | 0.84293 | 0.99177 | 1 | 0.99177 | 0.99177 | 0.36747 | 0.99177 | 0.79952 | 0.79952 | 0.83049 | 0.73283 | 0.9521 | 0.59847 | 0.59309 | 0.83842 | 0.3994 | 0.29364 | 0.87538 | 0.16839 | 0.89967 | 0.6173 | 0.36747 | 0.44643 | 0.59354 | 0.23679 | 0.87144 | 0.70743 | 0.95612 | 0.58158 | 0.5938 | 0.83695 | 0.38132 | 0.29923 | 0.84497 | 0.17282 | 0.92929 | 0.61088 | 0.36265 | 0.43982 | 0.57704 | 0.23284 | 0
May | 4 | 21 | Weekday | Thursday | 0.7476 | 0.79112 | 0.81642 | 0.92964 | 1 | 0.92964 | 0.92964 | 0.20475 | 0.92964 | 0.7476 | 0.7476 | 0.787 | 0.69405 | 0.77934 | 0.2628 | 0.31349 | 0.6635 | 0.39759 | 0.28837 | 0.86971 | 0.15274 | 0.65858 | 0.39923 | 0.20475 | 0.28479 | 0.35274 | 0.23778 | 0.85968 | 0.66193 | 0.78624 | 0.26365 | 0.31369 | 0.65404 | 0.35045 | 0.29884 | 0.83805 | 0.15833 | 0.67207 | 0.3971 | 0.20619 | 0.28777 | 0.37575 | 0.23301 | 0
May | 4 | 22 | Weekday | Thursday | 0.73178 | 0.75413 | 0.78556 | 0.79411 | 1 | 0.79411 | 0.79411 | 0.20475 | 0.79411 | 0.73178 | 0.73178 | 0.75109 | 0.6926 | 0.57259 | 0.22616 | 0.29428 | 0.49739 | 0.32232 | 0.29249 | 0.90101 | 0.15369 | 0.44814 | 0.37905 | 0.20475 | 0.28479 | 0.45875 | 0.23951 | 0.87225 | 0.65913 | 0.60066 | 0.22687 | 0.2942 | 0.4993 | 0.29334 | 0.30273 | 0.87558 | 0.15959 | 0.45411 | 0.37628 | 0.20619 | 0.28777 | 0.48912 | 0.23327 | 0
May | 4 | 23 | Weekday | Thursday | 0.68236 | 0.75398 | 0.76109 | 0.66752 | 1 | 0.66752 | 0.66752 | 0.20603 | 0.66752 | 0.68236 | 0.68236 | 0.49894 | 0.67925 | 0.41261 | 0.20873 | 0.28505 | 0.38827 | 0.40927 | 0.28748 | 0.57872 | 0.15196 | 0.39427 | 0.36885 | 0.20603 | 0.2859 | 0.36444 | 0.2464 | 0.50079 | 0.64189 | 0.42587 | 0.20931 | 0.28534 | 0.402 | 0.35319 | 0.29887 | 0.49973 | 0.15835 | 0.39513 | 0.36682 | 0.20748 | 0.2889 | 0.38834 | 0.23432 | 0
May | 5 | 24 | Weekday | Friday | 0.64976 | 0.72327 | 0.73689 | 0.58645 | 1 | 0.58645 | 0.58645 | 0.20475 | 0.58645 | 0.64976 | 0.64976 | 0.24849 | 0.68495 | 0.36305 | 0.21698 | 0.29438 | 0.36769 | 0.32269 | 0.28673 | 0.33586 | 0.15168 | 0.36873 | 0.37989 | 0.20475 | 0.28479 | 0.33567 | 0.25373 | 0.32981 | 0.64738 | 0.38436 | 0.21756 | 0.2942 | 0.381 | 0.29046 | 0.29883 | 0.34791 | 0.15834 | 0.36827 | 0.37628 | 0.20619 | 0.28777 | 0.35774 | 0.23544 | 0
May | 5 | 1 | Weekday | Friday | 0.64703 | 0.68052 | 0.72648 | 0.54519 | 1 | 0.54519 | 0.54519 | 0.20475 | 0.54519 | 0.64703 | 0.64703 | 0.24864 | 0.6875 | 0.35504 | 0.21701 | 0.29388 | 0.35663 | 0.40884 | 0.2865 | 0.33773 | 0.15248 | 0.34246 | 0.37863 | 0.20475 | 0.28479 | 0.33094 | 0.25906 | 0.33035 | 0.64908 | 0.37644 | 0.21759 | 0.2942 | 0.36898 | 0.35327 | 0.29878 | 0.34884 | 0.15832 | 0.34155 | 0.37628 | 0.20619 | 0.28777 | 0.35289 | 0.23629 | 0
May | 5 | 2 | Weekday | Friday | 0.64387 | 0.66654 | 0.72091 | 0.52452 | 1 | 0.52452 | 0.52452 | 0.20475 | 0.52452 | 0.64387 | 0.64387 | 0.24879 | 0.68563 | 0.3487 | 0.21702 | 0.29448 | 0.35328 | 0.32127 | 0.28663 | 0.33681 | 0.15138 | 0.34068 | 0.37905 | 0.20475 | 0.28479 | 0.32729 | 0.25906 | 0.33055 | 0.64659 | 0.36938 | 0.21761 | 0.2942 | 0.36193 | 0.28758 | 0.29873 | 0.34916 | 0.1583 | 0.33647 | 0.37628 | 0.20619 | 0.28777 | 0.34885 | 0.23628 | 0
May | 5 | 3 | Weekday | Friday | 0.63569 | 0.66215 | 0.72182 | 0.50066 | 1 | 0.50066 | 0.50066 | 0.20475 | 0.50066 | 0.63569 | 0.63569 | 0.25463 | 0.73545 | 0.37644 | 0.22634 | 0.29378 | 0.40125 | 0.54519 | 0.28936 | 0.35016 | 0.15325 | 0.35702 | 0.37989 | 0.20475 | 0.28479 | 0.36883 | 0.26271 | 0.3387 | 0.70319 | 0.38441 | 0.22694 | 0.2942 | 0.40843 | 0.47983 | 0.30179 | 0.36232 | 0.15984 | 0.34789 | 0.37628 | 0.20619 | 0.28777 | 0.39303 | 0.23684 | 0
May | 5 | 4 | Weekday | Friday | 0.64828 | 0.66952 | 0.73866 | 0.50668 | 1 | 0.50668 | 0.50668 | 0.12211 | 0.50668 | 0.64828 | 0.64828 | 0.49224 | 0.77342 | 0.46491 | 0.24018 | 0.2475 | 0.45725 | 0.61069 | 0.26359 | 0.54805 | 0.13953 | 0.38535 | 0.29164 | 0.12211 | 0.15232 | 0.33651 | 0.188 | 0.44859 | 0.69642 | 0.43899 | 0.2405 | 0.24682 | 0.44211 | 0.48496 | 0.27395 | 0.44735 | 0.14531 | 0.37442 | 0.28879 | 0.12297 | 0.15391 | 0.35884 | 0.15779 | 0
May | 5 | 5 | Weekday | Friday | 0.61511 | 0.69267 | 0.78616 | 0.61554 | 0.004576 | 0.61554 | 0.61554 | 0.53576 | 0.61554 | 0.61511 | 0.61511 | 0.74875 | 0.87431 | 0.76534 | 0.4233 | 0.44926 | 0.60152 | 0.7536 | 0.44653 | 0.97748 | 0.48025 | 0.66152 | 0.40461 | 0.53576 | 0.57915 | 0.64775 | 0.32005 | 0.76575 | 0.84754 | 0.72657 | 0.38866 | 0.44991 | 0.52329 | 0.69197 | 0.31008 | 0.92915 | 0.30898 | 0.65786 | 0.38524 | 0.27482 | 0.21996 | 0.52584 | 0.25184 | 0
May | 5 | 6 | Weekday | Friday | 0.62212 | 0.73807 | 0.85408 | 0.72576 | 0.004576 | 0.72576 | 0.72576 | 0.56692 | 0.72576 | 0.62212 | 0.62212 | 0.9078 | 0.94564 | 0.98487 | 0.52028 | 0.56634 | 0.67461 | 0.88826 | 0.70597 | 0.97475 | 0.66821 | 0.85676 | 0.50085 | 0.56692 | 0.59372 | 0.68078 | 0.57992 | 0.92971 | 0.93225 | 0.9201 | 0.49233 | 0.56486 | 0.59816 | 0.8526 | 0.64555 | 0.92521 | 0.54105 | 0.86503 | 0.46558 | 0.394 | 0.34553 | 0.56649 | 0.54637 | 0
May | 5 | 7 | Weekday | Friday | 0.68182 | 0.77931 | 0.90753 | 0.73104 | 0.004576 | 0.73104 | 0.73104 | 0.74165 | 0.73104 | 0.68182 | 0.68182 | 0.92424 | 0.97398 | 0.84357 | 0.95027 | 1 | 0.65658 | 0.93107 | 0.91628 | 0.79779 | 0.77935 | 0.78033 | 0.94406 | 0.74165 | 0.75911 | 0.89117 | 0.83986 | 0.93165 | 0.96664 | 0.80942 | 0.94231 | 1 | 0.5829 | 0.90453 | 0.89145 | 0.74719 | 0.71152 | 0.76188 | 0.94137 | 0.62693 | 0.59161 | 0.81945 | 0.82636 | 0
May | 5 | 8 | Weekday | Friday | 0.74945 | 0.83366 | 0.93565 | 0.75546 | 0.004576 | 0.75546 | 0.75546 | 0.95971 | 0.75546 | 0.74945 | 0.74945 | 0.75195 | 0.99445 | 0.73701 | 0.94641 | 0.9372 | 0.58725 | 0.99071 | 0.93316 | 0.788 | 0.82189 | 0.74431 | 0.95437 | 0.95971 | 0.97122 | 0.95268 | 1 | 0.76578 | 0.99046 | 0.73855 | 0.9416 | 0.93635 | 0.52352 | 0.97983 | 0.90973 | 0.75058 | 0.7718 | 0.73001 | 0.95349 | 0.91122 | 0.89662 | 0.91686 | 0.99848 | 0
May | 5 | 9 | Weekday | Friday | 0.85211 | 0.87522 | 0.95065 | 0.72821 | 0.004576 | 0.72821 | 0.72821 | 0.98096 | 0.72821 | 0.85211 | 0.85211 | 0.94383 | 0.99765 | 0.61447 | 0.92702 | 0.91918 | 0.52248 | 0.99556 | 0.96137 | 0.95334 | 0.88982 | 0.5706 | 0.96517 | 0.98096 | 0.98395 | 0.92053 | 0.99577 | 0.9415 | 0.99615 | 0.62185 | 0.92408 | 0.91826 | 0.46567 | 0.9914 | 0.94878 | 0.93535 | 0.85654 | 0.55108 | 0.96475 | 0.95245 | 0.94084 | 0.89926 | 0.99848 | 0
May | 5 | 10 | Weekday | Friday | 0.94616 | 0.9206 | 0.96294 | 0.73855 | 0.004576 | 0.73855 | 0.73855 | 0.97719 | 0.73855 | 0.94616 | 0.94616 | 0.95494 | 1 | 0.5858 | 0.92653 | 0.93024 | 0.51514 | 1 | 0.97029 | 0.99414 | 0.91354 | 0.5677 | 0.97295 | 0.97719 | 0.97325 | 1 | 0.99347 | 0.97496 | 1 | 0.62451 | 0.92408 | 0.92885 | 0.47835 | 0.99605 | 0.97209 | 0.98567 | 0.89307 | 0.55437 | 0.97266 | 0.96601 | 0.95679 | 1 | 0.99848 | 0
May | 5 | 11 | Weekday | Friday | 0.99707 | 0.96039 | 0.96677 | 0.74443 | 0.004576 | 0.74443 | 0.74443 | 0.98072 | 0.74443 | 0.99707 | 0.99707 | 0.93365 | 0.97369 | 0.58963 | 0.90656 | 0.93421 | 0.50532 | 0.95151 | 0.98101 | 0.96372 | 0.9392 | 0.57514 | 0.92768 | 0.98072 | 0.97592 | 0.95113 | 0.90026 | 0.97718 | 0.97397 | 0.63342 | 0.90271 | 0.93131 | 0.47951 | 0.94844 | 0.98348 | 0.96611 | 0.92594 | 0.56096 | 0.92468 | 0.97587 | 0.96918 | 0.95515 | 0.90519 | 0
May | 5 | 12 | Weekday | Friday | 0.98827 | 0.97526 | 0.96266 | 0.7531 | 0.004576 | 0.7531 | 0.7531 | 0.9869 | 0.7531 | 0.98827 | 0.98827 | 0.77371 | 0.99303 | 0.57441 | 0.95669 | 0.9535 | 0.49997 | 0.99647 | 0.98477 | 0.95734 | 0.96639 | 0.57746 | 0.98464 | 0.9869 | 0.98135 | 0.94273 | 0.99139 | 0.80586 | 0.99499 | 0.6144 | 0.95484 | 0.95108 | 0.48197 | 0.99649 | 0.97749 | 0.96141 | 0.95354 | 0.56841 | 0.98236 | 0.98415 | 0.97766 | 0.95261 | 0.99902 | 0
May | 5 | 13 | Weekday | Friday | 0.96454 | 0.98626 | 0.96676 | 0.74089 | 0.004576 | 0.74089 | 0.74089 | 0.99249 | 0.74089 | 0.96454 | 0.96454 | 0.73663 | 0.99068 | 0.5703 | 0.96158 | 0.92843 | 0.4989 | 0.99329 | 0.99077 | 0.77949 | 0.99296 | 0.58327 | 0.98849 | 0.99249 | 0.98849 | 0.92561 | 0.99165 | 0.80067 | 0.9947 | 0.6104 | 0.96216 | 0.92795 | 0.48864 | 1 | 0.99387 | 0.77655 | 0.98695 | 0.57404 | 0.98921 | 0.99072 | 0.98603 | 0.93932 | 0.99965 | 0
May | 5 | 14 | Weekday | Friday | 0.94657 | 1 | 0.95611 | 0.75843 | 0.004576 | 0.75843 | 0.75843 | 0.99652 | 0.75843 | 0.94657 | 0.94657 | 0.78112 | 0.98782 | 0.56495 | 0.96652 | 0.93471 | 0.54311 | 0.97065 | 1 | 0.78428 | 1 | 0.58532 | 0.9962 | 0.99652 | 0.99504 | 0.91043 | 0.99178 | 0.79791 | 0.9936 | 0.6042 | 0.96743 | 0.93476 | 0.53032 | 0.98488 | 1 | 0.77473 | 1 | 0.57507 | 0.99659 | 0.99679 | 0.99556 | 0.92755 | 1 | 0
May | 5 | 15 | Weekday | Friday | 0.89738 | 0.99991 | 0.93759 | 0.79962 | 0.004576 | 0.79962 | 0.79962 | 1 | 0.79962 | 0.89738 | 0.89738 | 0.97596 | 0.98956 | 0.5945 | 1 | 0.96309 | 0.72134 | 0.96647 | 0.94486 | 0.78096 | 0.97146 | 0.57905 | 1 | 1 | 1 | 0.91078 | 0.99195 | 0.9741 | 0.99731 | 0.66782 | 1 | 0.96163 | 0.71598 | 0.98647 | 0.96638 | 0.77236 | 0.98744 | 0.61373 | 1 | 1 | 1 | 0.92746 | 0.99996 | 0
May | 5 | 16 | Weekday | Friday | 0.84078 | 0.97088 | 0.91612 | 0.89036 | 0.004576 | 0.89036 | 0.89036 | 0.99879 | 0.89036 | 0.84078 | 0.84078 | 0.98729 | 0.98559 | 0.696 | 0.91145 | 0.88037 | 0.87405 | 0.95831 | 0.70896 | 0.96239 | 0.82908 | 0.6893 | 0.63558 | 0.99879 | 0.99866 | 0.90817 | 0.29565 | 0.98273 | 0.99515 | 0.75453 | 0.91137 | 0.88071 | 0.86215 | 0.97524 | 0.71539 | 0.95917 | 0.82517 | 0.72612 | 0.63193 | 0.99654 | 0.99499 | 0.91964 | 0.29877 | 0
May | 5 | 17 | Weekday | Friday | 0.80289 | 0.93297 | 0.89373 | 0.98153 | 0.004576 | 0.98153 | 0.98153 | 0.76685 | 0.98153 | 0.80289 | 0.80289 | 1 | 0.82216 | 0.87879 | 0.75834 | 0.60404 | 0.93566 | 0.6066 | 0.70196 | 0.96916 | 0.79389 | 0.77201 | 0.49266 | 0.76685 | 0.74662 | 0.90171 | 0.097688 | 0.98802 | 0.8186 | 0.88876 | 0.75456 | 0.60378 | 0.91451 | 0.5949 | 0.70112 | 0.95465 | 0.78102 | 0.79726 | 0.48906 | 0.75986 | 0.73523 | 0.90415 | 0.097749 | 0
May | 5 | 18 | Weekday | Friday | 0.76485 | 0.89972 | 0.87116 | 0.9993 | 0.52599 | 0.9993 | 0.9993 | 0.75941 | 0.9993 | 0.76485 | 0.76485 | 0.82088 | 0.82647 | 0.85409 | 0.73763 | 0.60939 | 0.92226 | 0.61904 | 0.70183 | 0.99124 | 0.75561 | 0.80377 | 0.52091 | 0.75941 | 0.75247 | 0.86571 | 0.12651 | 0.82535 | 0.81981 | 0.91049 | 0.73141 | 0.60966 | 0.90453 | 0.60147 | 0.69641 | 0.97113 | 0.74718 | 0.8416 | 0.51735 | 0.744 | 0.73005 | 0.85584 | 0.12608 | 0
May | 5 | 19 | Weekday | Friday | 0.78068 | 0.89446 | 0.8575 | 1 | 1 | 1 | 1 | 0.80008 | 1 | 0.78068 | 0.78068 | 0.85473 | 0.76006 | 0.92418 | 0.63645 | 0.59593 | 0.98311 | 0.58875 | 0.72911 | 0.87444 | 0.7364 | 0.93829 | 0.61899 | 0.80008 | 0.86161 | 0.81766 | 0.23134 | 0.88736 | 0.73888 | 1 | 0.62282 | 0.59595 | 0.97881 | 0.5473 | 0.71896 | 0.85133 | 0.72024 | 0.98194 | 0.61345 | 0.77794 | 0.82704 | 0.79547 | 0.23199 | 0
May | 5 | 20 | Weekday | Friday | 0.79952 | 0.8605 | 0.84293 | 0.99177 | 1 | 0.99177 | 0.99177 | 0.36747 | 0.99177 | 0.79952 | 0.79952 | 0.83049 | 0.73283 | 0.9521 | 0.59847 | 0.59309 | 0.83842 | 0.3994 | 0.29364 | 0.87538 | 0.16839 | 0.89967 | 0.6173 | 0.36747 | 0.44643 | 0.59354 | 0.23679 | 0.87144 | 0.70743 | 0.95612 | 0.58158 | 0.5938 | 0.83695 | 0.38132 | 0.29923 | 0.84497 | 0.17282 | 0.92929 | 0.61088 | 0.36265 | 0.43982 | 0.57704 | 0.23284 | 0
May | 5 | 21 | Weekday | Friday | 0.7476 | 0.79112 | 0.81642 | 0.92964 | 1 | 0.92964 | 0.92964 | 0.20475 | 0.92964 | 0.7476 | 0.7476 | 0.787 | 0.69405 | 0.77934 | 0.2628 | 0.31349 | 0.6635 | 0.39759 | 0.28837 | 0.86971 | 0.15274 | 0.65858 | 0.39923 | 0.20475 | 0.28479 | 0.35274 | 0.23778 | 0.85968 | 0.66193 | 0.78624 | 0.26365 | 0.31369 | 0.65404 | 0.35045 | 0.29884 | 0.83805 | 0.15833 | 0.67207 | 0.3971 | 0.20619 | 0.28777 | 0.37575 | 0.23301 | 0
May | 5 | 22 | Weekday | Friday | 0.73178 | 0.75413 | 0.78556 | 0.79411 | 1 | 0.79411 | 0.79411 | 0.20475 | 0.79411 | 0.73178 | 0.73178 | 0.75109 | 0.6926 | 0.57259 | 0.22616 | 0.29428 | 0.49739 | 0.32232 | 0.29249 | 0.90101 | 0.15369 | 0.44814 | 0.37905 | 0.20475 | 0.28479 | 0.45875 | 0.23951 | 0.87225 | 0.65913 | 0.60066 | 0.22687 | 0.2942 | 0.4993 | 0.29334 | 0.30273 | 0.87558 | 0.15959 | 0.45411 | 0.37628 | 0.20619 | 0.28777 | 0.48912 | 0.23327 | 0
May | 5 | 23 | Weekday | Friday | 0.68236 | 0.75398 | 0.76109 | 0.66752 | 1 | 0.66752 | 0.66752 | 0.19663 | 0.66752 | 0.68236 | 0.68236 | 0.48675 | 0.69852 | 0.39828 | 0.19969 | 0.2757 | 0.38494 | 0.37898 | 0.28635 | 0.56134 | 0.15142 | 0.39674 | 0.36273 | 0.19663 | 0.27775 | 0.37241 | 0.24039 | 0.50099 | 0.66408 | 0.41112 | 0.20023 | 0.2756 | 0.40041 | 0.32725 | 0.29891 | 0.50011 | 0.15836 | 0.40201 | 0.35641 | 0.19801 | 0.28066 | 0.39705 | 0.23342 | 0
May | 6 | 24 | Weekend | Saturday | 0.6566 | 0.73225 | 0.76338 | 0.592 | 1 | 0.592 | 0.592 | 0.20032 | 0.592 | 0.6566 | 0.6566 | 0.24927 | 0.69641 | 0.38933 | 0.18075 | 0.25512 | 0.36466 | 0.34899 | 0.2865 | 0.33762 | 0.15102 | 0.39491 | 0.33278 | 0.20032 | 0.28095 | 0.33868 | 0.24074 | 0.3301 | 0.66117 | 0.42171 | 0.18125 | 0.25522 | 0.38222 | 0.30081 | 0.29888 | 0.34839 | 0.15836 | 0.40092 | 0.33464 | 0.20172 | 0.28389 | 0.36063 | 0.23345 | 0
May | 6 | 1 | Weekend | Saturday | 0.65007 | 0.68718 | 0.75054 | 0.54909 | 1 | 0.54909 | 0.54909 | 0.20032 | 0.54909 | 0.65007 | 0.65007 | 0.2484 | 0.6973 | 0.35147 | 0.18081 | 0.25541 | 0.35123 | 0.34489 | 0.28594 | 0.33649 | 0.15179 | 0.34781 | 0.33999 | 0.20032 | 0.28095 | 0.33354 | 0.24235 | 0.33066 | 0.66108 | 0.37452 | 0.18125 | 0.25522 | 0.37046 | 0.2996 | 0.29884 | 0.34939 | 0.15835 | 0.34692 | 0.33464 | 0.20172 | 0.28389 | 0.35558 | 0.2337 | 0
May | 6 | 2 | Weekend | Saturday | 0.6451 | 0.67168 | 0.74304 | 0.52624 | 1 | 0.52624 | 0.52624 | 0.20032 | 0.52624 | 0.6451 | 0.6451 | 0.24919 | 0.69734 | 0.35903 | 0.18075 | 0.25541 | 0.34462 | 0.39615 | 0.28642 | 0.33892 | 0.15139 | 0.33768 | 0.34119 | 0.20032 | 0.28095 | 0.32956 | 0.24272 | 0.33089 | 0.66074 | 0.38439 | 0.18125 | 0.25522 | 0.36265 | 0.33305 | 0.29879 | 0.34974 | 0.15833 | 0.34076 | 0.33464 | 0.20172 | 0.28389 | 0.35148 | 0.23374 | 0
May | 6 | 3 | Weekend | Saturday | 0.63563 | 0.66636 | 0.74173 | 0.50104 | 1 | 0.50104 | 0.50104 | 0.20032 | 0.50104 | 0.63563 | 0.63563 | 0.25168 | 0.70249 | 0.38978 | 0.18995 | 0.25483 | 0.39116 | 0.43172 | 0.28704 | 0.34298 | 0.15274 | 0.35805 | 0.33278 | 0.20032 | 0.28095 | 0.35072 | 0.24362 | 0.33443 | 0.66748 | 0.40453 | 0.19056 | 0.25522 | 0.40943 | 0.37157 | 0.29999 | 0.35543 | 0.15894 | 0.35214 | 0.33464 | 0.20172 | 0.28389 | 0.37348 | 0.23389 | 0
May | 6 | 4 | Weekend | Saturday | 0.64842 | 0.67172 | 0.75737 | 0.50445 | 1 | 0.50445 | 0.50445 | 0.1098 | 0.50445 | 0.64842 | 0.64842 | 0.4709 | 0.69554 | 0.40056 | 0.18374 | 0.18331 | 0.4414 | 0.47924 | 0.2581 | 0.50998 | 0.13748 | 0.34964 | 0.2235 | 0.1098 | 0.13586 | 0.31706 | 0.15748 | 0.44204 | 0.65952 | 0.39741 | 0.18396 | 0.18255 | 0.43756 | 0.38146 | 0.27012 | 0.43824 | 0.14334 | 0.34317 | 0.21692 | 0.11057 | 0.13728 | 0.338 | 0.1472 | 0
May | 6 | 5 | Weekend | Saturday | 0.61495 | 0.69173 | 0.80439 | 0.6082 | 0.004576 | 0.6082 | 0.6082 | 0.24896 | 0.6082 | 0.61495 | 0.61495 | 0.72897 | 0.72415 | 0.61388 | 0.31495 | 0.28649 | 0.59544 | 0.51128 | 0.2437 | 0.95201 | 0.12861 | 0.51662 | 0.28749 | 0.24896 | 0.2727 | 0.57923 | 0.10887 | 0.76425 | 0.70436 | 0.62961 | 0.29918 | 0.28643 | 0.52825 | 0.44267 | 0.2539 | 0.92679 | 0.13486 | 0.52355 | 0.2731 | 0.14224 | 0.12101 | 0.46679 | 0.099482 | 0
May | 6 | 6 | Weekend | Saturday | 0.61985 | 0.73726 | 0.87607 | 0.71962 | 0.004576 | 0.71962 | 0.71962 | 0.26003 | 0.71962 | 0.61985 | 0.61985 | 0.82891 | 0.7774 | 0.83351 | 0.36236 | 0.29648 | 0.66612 | 0.57409 | 0.24291 | 0.92755 | 0.12926 | 0.70246 | 0.28524 | 0.26003 | 0.2762 | 0.6311 | 0.20379 | 0.93015 | 0.74396 | 0.81086 | 0.34925 | 0.29646 | 0.59976 | 0.51302 | 0.25361 | 0.92634 | 0.13472 | 0.71033 | 0.27245 | 0.19163 | 0.17322 | 0.52501 | 0.17821 | 0
May | 6 | 7 | Weekend | Saturday | 0.67494 | 0.77738 | 0.93377 | 0.72714 | 0.004576 | 0.72714 | 0.72714 | 0.56555 | 0.72714 | 0.67494 | 0.67494 | 0.85331 | 0.79728 | 1 | 0.5012 | 0.37935 | 0.61498 | 0.64423 | 0.24302 | 0.75168 | 0.12892 | 1 | 0.34876 | 0.56555 | 0.57676 | 0.77516 | 0.19892 | 0.93389 | 0.7763 | 0.92476 | 0.49551 | 0.37908 | 0.54968 | 0.61196 | 0.25373 | 0.7486 | 0.13477 | 0.99148 | 0.33894 | 0.4481 | 0.40421 | 0.70358 | 0.18581 | 0
May | 6 | 8 | Weekend | Saturday | 0.74433 | 0.83087 | 0.96439 | 0.75803 | 0.004576 | 0.75803 | 0.75803 | 0.60846 | 0.75803 | 0.74433 | 0.74433 | 0.72171 | 0.82784 | 0.83261 | 0.51247 | 0.40237 | 0.54854 | 0.69071 | 0.24429 | 0.76141 | 0.1302 | 0.86259 | 0.34944 | 0.60846 | 0.60319 | 0.75932 | 0.26547 | 0.77313 | 0.81385 | 0.81239 | 0.50906 | 0.4022 | 0.4935 | 0.65664 | 0.25397 | 0.75509 | 0.13489 | 0.85719 | 0.34222 | 0.55596 | 0.52192 | 0.71364 | 0.25867 | 0
May | 6 | 9 | Weekend | Saturday | 0.85213 | 0.87239 | 0.98068 | 0.73557 | 0.004576 | 0.73557 | 0.73557 | 0.73493 | 0.73557 | 0.85213 | 0.85213 | 0.93203 | 0.83389 | 0.69803 | 0.51368 | 0.3816 | 0.48964 | 0.68026 | 0.24436 | 0.94553 | 0.13382 | 0.62431 | 0.3497 | 0.73493 | 0.72356 | 0.83962 | 0.26285 | 0.95224 | 0.82175 | 0.70117 | 0.51107 | 0.38134 | 0.44058 | 0.65593 | 0.25405 | 0.9429 | 0.13494 | 0.60895 | 0.34688 | 0.71108 | 0.68518 | 0.82259 | 0.25867 | 0
May | 6 | 10 | Weekend | Saturday | 0.94696 | 0.91665 | 0.99348 | 0.74775 | 0.004576 | 0.74775 | 0.74775 | 0.72807 | 0.74775 | 0.94696 | 0.94696 | 0.94781 | 0.83475 | 0.65488 | 0.43428 | 0.37893 | 0.48821 | 0.71177 | 0.24785 | 1 | 0.13169 | 0.60273 | 0.3534 | 0.72807 | 0.70945 | 0.92204 | 0.2611 | 0.98887 | 0.82447 | 0.68373 | 0.43216 | 0.37866 | 0.45789 | 0.68438 | 0.25771 | 1 | 0.13603 | 0.59132 | 0.34941 | 0.71345 | 0.68561 | 0.92317 | 0.25867 | 0
May | 6 | 11 | Weekend | Saturday | 1 | 0.95445 | 0.9977 | 0.74352 | 0.004576 | 0.74352 | 0.74352 | 0.84412 | 0.74352 | 1 | 1 | 0.94075 | 0.82198 | 0.62545 | 0.44745 | 0.37651 | 0.48828 | 0.66852 | 0.2449 | 0.97882 | 0.18622 | 0.61184 | 0.28456 | 0.84412 | 0.82408 | 0.91606 | 0.18109 | 0.99437 | 0.81213 | 0.68849 | 0.44601 | 0.37535 | 0.46792 | 0.64795 | 0.25407 | 0.98157 | 0.19269 | 0.6001 | 0.28099 | 0.83715 | 0.81219 | 0.92969 | 0.17821 | 0
May | 6 | 12 | Weekend | Saturday | 0.99297 | 0.96767 | 0.99391 | 0.75149 | 0.004576 | 0.75149 | 0.75149 | 0.8673 | 0.75149 | 0.99297 | 0.99297 | 0.77629 | 0.81521 | 0.60456 | 0.50207 | 0.37282 | 0.47888 | 0.71337 | 0.24356 | 0.96229 | 0.20031 | 0.60824 | 0.28192 | 0.8673 | 0.8513 | 0.90715 | 0.17989 | 0.81754 | 0.8058 | 0.66103 | 0.50162 | 0.37223 | 0.46482 | 0.69282 | 0.2543 | 0.96811 | 0.20687 | 0.6064 | 0.27839 | 0.86305 | 0.84358 | 0.92763 | 0.17821 | 0
May | 6 | 13 | Weekend | Saturday | 0.97147 | 0.97832 | 1 | 0.73431 | 0.004576 | 0.73431 | 0.73431 | 0.88663 | 0.73431 | 0.97147 | 0.97147 | 0.72629 | 0.81586 | 0.60197 | 0.41075 | 0.26865 | 0.47344 | 0.68865 | 0.24415 | 0.77472 | 0.256 | 0.61124 | 0.28346 | 0.88663 | 0.87422 | 0.88548 | 0.17867 | 0.8069 | 0.80788 | 0.65951 | 0.40951 | 0.26793 | 0.46597 | 0.67409 | 0.25437 | 0.77786 | 0.26639 | 0.60768 | 0.27751 | 0.8847 | 0.86968 | 0.90835 | 0.17821 | 0
May | 6 | 14 | Weekend | Saturday | 0.95249 | 0.99187 | 0.98845 | 0.75084 | 0.004576 | 0.75084 | 0.75084 | 0.89413 | 0.75084 | 0.95249 | 0.95249 | 0.76379 | 0.78248 | 0.59777 | 0.46268 | 0.29048 | 0.51554 | 0.71514 | 0.2518 | 0.77395 | 0.29386 | 0.61177 | 0.28544 | 0.89413 | 0.88782 | 0.86552 | 0.17779 | 0.80254 | 0.78038 | 0.65465 | 0.4622 | 0.29015 | 0.50479 | 0.70009 | 0.2635 | 0.77609 | 0.30627 | 0.6035 | 0.27951 | 0.8948 | 0.88619 | 0.89061 | 0.17821 | 0
May | 6 | 15 | Weekend | Saturday | 0.90343 | 0.99117 | 0.96565 | 0.78487 | 0.004576 | 0.78487 | 0.78487 | 0.89612 | 0.78487 | 0.90343 | 0.90343 | 0.96208 | 0.77524 | 0.62723 | 0.53847 | 0.31426 | 0.69916 | 0.65646 | 0.25895 | 0.77415 | 0.299 | 0.60081 | 0.28329 | 0.89612 | 0.89198 | 0.86246 | 0.096551 | 0.98415 | 0.7736 | 0.71575 | 0.53785 | 0.3146 | 0.69557 | 0.64007 | 0.27101 | 0.77624 | 0.31253 | 0.64047 | 0.28341 | 0.89507 | 0.88742 | 0.88998 | 0.097572 | 0
May | 6 | 16 | Weekend | Saturday | 0.84525 | 0.96096 | 0.93938 | 0.86817 | 0.004576 | 0.86817 | 0.86817 | 0.79121 | 0.86817 | 0.84525 | 0.84525 | 0.97694 | 0.74922 | 0.68911 | 0.52503 | 0.29533 | 0.89554 | 0.62756 | 0.26308 | 0.95988 | 0.31157 | 0.67726 | 0.25695 | 0.79121 | 0.78112 | 0.81897 | 0.096551 | 0.99282 | 0.74456 | 0.77306 | 0.52327 | 0.29531 | 0.88845 | 0.60745 | 0.27372 | 0.96476 | 0.32589 | 0.71952 | 0.25073 | 0.77685 | 0.75838 | 0.83517 | 0.097572 | 0
May | 6 | 17 | Weekend | Saturday | 0.80772 | 0.92514 | 0.91344 | 0.94879 | 0.004576 | 0.94879 | 0.94879 | 0.6007 | 0.94879 | 0.80772 | 0.80772 | 0.99444 | 0.7348 | 0.81638 | 0.36304 | 0.17871 | 0.963 | 0.43678 | 0.24622 | 0.97048 | 0.25082 | 0.81789 | 0.15842 | 0.6007 | 0.57887 | 0.80457 | 0.096551 | 1 | 0.72284 | 0.91382 | 0.36439 | 0.17792 | 0.94667 | 0.41064 | 0.25764 | 0.96586 | 0.2626 | 0.86442 | 0.15236 | 0.57576 | 0.54186 | 0.80236 | 0.097572 | 0
May | 6 | 18 | Weekend | Saturday | 0.76812 | 0.88992 | 0.88699 | 0.95981 | 0.40275 | 0.95981 | 0.95981 | 0.36427 | 0.95981 | 0.76812 | 0.76812 | 0.80859 | 0.73708 | 0.85572 | 0.25691 | 0.17101 | 0.9401 | 0.45253 | 0.25285 | 0.98681 | 0.21807 | 0.84249 | 0.18608 | 0.36427 | 0.37303 | 0.72591 | 0.11867 | 0.83959 | 0.72253 | 0.92348 | 0.25775 | 0.17078 | 0.92642 | 0.41927 | 0.26352 | 0.98252 | 0.22826 | 0.88943 | 0.18274 | 0.35131 | 0.35405 | 0.70516 | 0.11992 | 0
May | 6 | 19 | Weekend | Saturday | 0.78399 | 0.8846 | 0.87154 | 0.95598 | 1 | 0.95598 | 0.95598 | 0.44383 | 0.95598 | 0.78399 | 0.78399 | 0.84183 | 0.70867 | 0.90841 | 0.2457 | 0.2557 | 1 | 0.44279 | 0.28792 | 0.86376 | 0.1751 | 0.95039 | 0.33879 | 0.44383 | 0.51871 | 0.72135 | 0.22924 | 0.89526 | 0.68188 | 0.99028 | 0.24642 | 0.25522 | 1 | 0.40753 | 0.30091 | 0.85888 | 0.1836 | 1 | 0.33464 | 0.42996 | 0.49953 | 0.69145 | 0.23166 | 0
May | 6 | 20 | Weekend | Saturday | 0.79969 | 0.85252 | 0.85547 | 0.95721 | 1 | 0.95721 | 0.95721 | 0.25036 | 0.95721 | 0.79969 | 0.79969 | 0.81488 | 0.71003 | 0.87681 | 0.22741 | 0.25541 | 0.85121 | 0.41413 | 0.28661 | 0.86632 | 0.16122 | 0.92557 | 0.33879 | 0.25036 | 0.33261 | 0.58258 | 0.22924 | 0.87717 | 0.6812 | 0.94467 | 0.2278 | 0.25522 | 0.85428 | 0.37319 | 0.30008 | 0.85083 | 0.15894 | 0.97304 | 0.33464 | 0.25211 | 0.3361 | 0.56697 | 0.23166 | 0
May | 6 | 21 | Weekend | Saturday | 0.75167 | 0.78627 | 0.82569 | 0.90423 | 1 | 0.90423 | 0.90423 | 0.20032 | 0.90423 | 0.75167 | 0.75167 | 0.76414 | 0.70499 | 0.8397 | 0.20848 | 0.25541 | 0.67356 | 0.37775 | 0.28722 | 0.85231 | 0.15219 | 0.72276 | 0.33638 | 0.20032 | 0.28095 | 0.35401 | 0.22924 | 0.86436 | 0.67191 | 0.81799 | 0.20918 | 0.25522 | 0.67001 | 0.33017 | 0.29909 | 0.84131 | 0.15842 | 0.73758 | 0.33464 | 0.20172 | 0.28389 | 0.37699 | 0.23166 | 0
May | 6 | 22 | Weekend | Saturday | 0.73374 | 0.75379 | 0.79128 | 0.77532 | 1 | 0.77532 | 0.77532 | 0.20032 | 0.77532 | 0.73374 | 0.73374 | 0.72551 | 0.70128 | 0.61907 | 0.19001 | 0.25483 | 0.50353 | 0.35921 | 0.28912 | 0.88457 | 0.15333 | 0.4856 | 0.33879 | 0.20032 | 0.28095 | 0.45929 | 0.22924 | 0.8738 | 0.66725 | 0.63357 | 0.19056 | 0.25522 | 0.51294 | 0.314 | 0.30272 | 0.87742 | 0.15955 | 0.49189 | 0.33464 | 0.20172 | 0.28389 | 0.48975 | 0.23166 | 0
May | 6 | 23 | Weekend | Saturday | 0.68469 | 0.75318 | 0.7643 | 0.65815 | 1 | 0.65815 | 0.65815 | 0.19663 | 0.65815 | 0.68469 | 0.68469 | 0.48675 | 0.69852 | 0.39828 | 0.19969 | 0.2757 | 0.38494 | 0.37898 | 0.28635 | 0.56134 | 0.15142 | 0.39674 | 0.36273 | 0.19663 | 0.27775 | 0.37241 | 0.24039 | 0.50099 | 0.66408 | 0.41112 | 0.20023 | 0.2756 | 0.40041 | 0.32725 | 0.29891 | 0.50011 | 0.15836 | 0.40201 | 0.35641 | 0.19801 | 0.28066 | 0.39705 | 0.23342 | 0
May | 7 | 24 | Weekend | Sunday | 0.6566 | 0.73225 | 0.76338 | 0.592 | 1 | 0.592 | 0.592 | 0.20032 | 0.592 | 0.6566 | 0.6566 | 0.24927 | 0.69641 | 0.38933 | 0.18075 | 0.25512 | 0.36466 | 0.34899 | 0.2865 | 0.33762 | 0.15102 | 0.39491 | 0.33278 | 0.20032 | 0.28095 | 0.33868 | 0.24074 | 0.3301 | 0.66117 | 0.42171 | 0.18125 | 0.25522 | 0.38222 | 0.30081 | 0.29888 | 0.34839 | 0.15836 | 0.40092 | 0.33464 | 0.20172 | 0.28389 | 0.36063 | 0.23345 | 0
May | 7 | 1 | Weekend | Sunday | 0.65007 | 0.68718 | 0.75054 | 0.54909 | 1 | 0.54909 | 0.54909 | 0.20032 | 0.54909 | 0.65007 | 0.65007 | 0.2484 | 0.6973 | 0.35147 | 0.18081 | 0.25541 | 0.35123 | 0.34489 | 0.28594 | 0.33649 | 0.15179 | 0.34781 | 0.33999 | 0.20032 | 0.28095 | 0.33354 | 0.24235 | 0.33066 | 0.66108 | 0.37452 | 0.18125 | 0.25522 | 0.37046 | 0.2996 | 0.29884 | 0.34939 | 0.15835 | 0.34692 | 0.33464 | 0.20172 | 0.28389 | 0.35558 | 0.2337 | 0
May | 7 | 2 | Weekend | Sunday | 0.6451 | 0.67168 | 0.74304 | 0.52624 | 1 | 0.52624 | 0.52624 | 0.20032 | 0.52624 | 0.6451 | 0.6451 | 0.24919 | 0.69734 | 0.35903 | 0.18075 | 0.25541 | 0.34462 | 0.39615 | 0.28642 | 0.33892 | 0.15139 | 0.33768 | 0.34119 | 0.20032 | 0.28095 | 0.32956 | 0.24272 | 0.33089 | 0.66074 | 0.38439 | 0.18125 | 0.25522 | 0.36265 | 0.33305 | 0.29879 | 0.34974 | 0.15833 | 0.34076 | 0.33464 | 0.20172 | 0.28389 | 0.35148 | 0.23374 | 0
May | 7 | 3 | Weekend | Sunday | 0.63563 | 0.66636 | 0.74173 | 0.50104 | 1 | 0.50104 | 0.50104 | 0.20032 | 0.50104 | 0.63563 | 0.63563 | 0.25168 | 0.70249 | 0.38978 | 0.18995 | 0.25483 | 0.39116 | 0.43172 | 0.28704 | 0.34298 | 0.15274 | 0.35805 | 0.33278 | 0.20032 | 0.28095 | 0.35072 | 0.24362 | 0.33443 | 0.66748 | 0.40453 | 0.19056 | 0.25522 | 0.40943 | 0.37157 | 0.29999 | 0.35543 | 0.15894 | 0.35214 | 0.33464 | 0.20172 | 0.28389 | 0.37348 | 0.23389 | 0
May | 7 | 4 | Weekend | Sunday | 0.64842 | 0.67172 | 0.75737 | 0.50445 | 1 | 0.50445 | 0.50445 | 0.1098 | 0.50445 | 0.64842 | 0.64842 | 0.4709 | 0.69554 | 0.40056 | 0.18374 | 0.18331 | 0.4414 | 0.47924 | 0.2581 | 0.50998 | 0.13748 | 0.34964 | 0.2235 | 0.1098 | 0.13586 | 0.31706 | 0.15748 | 0.44204 | 0.65952 | 0.39741 | 0.18396 | 0.18255 | 0.43756 | 0.38146 | 0.27012 | 0.43824 | 0.14334 | 0.34317 | 0.21692 | 0.11057 | 0.13728 | 0.338 | 0.1472 | 0
May | 7 | 5 | Weekend | Sunday | 0.61495 | 0.69173 | 0.80439 | 0.6082 | 0.004576 | 0.6082 | 0.6082 | 0.24896 | 0.6082 | 0.61495 | 0.61495 | 0.72897 | 0.72415 | 0.61388 | 0.31495 | 0.28649 | 0.59544 | 0.51128 | 0.2437 | 0.95201 | 0.12861 | 0.51662 | 0.28749 | 0.24896 | 0.2727 | 0.57923 | 0.10887 | 0.76425 | 0.70436 | 0.62961 | 0.29918 | 0.28643 | 0.52825 | 0.44267 | 0.2539 | 0.92679 | 0.13486 | 0.52355 | 0.2731 | 0.14224 | 0.12101 | 0.46679 | 0.099482 | 0
May | 7 | 6 | Weekend | Sunday | 0.61985 | 0.73726 | 0.87607 | 0.71962 | 0.004576 | 0.71962 | 0.71962 | 0.26003 | 0.71962 | 0.61985 | 0.61985 | 0.82891 | 0.7774 | 0.83351 | 0.36236 | 0.29648 | 0.66612 | 0.57409 | 0.24291 | 0.92755 | 0.12926 | 0.70246 | 0.28524 | 0.26003 | 0.2762 | 0.6311 | 0.20379 | 0.93015 | 0.74396 | 0.81086 | 0.34925 | 0.29646 | 0.59976 | 0.51302 | 0.25361 | 0.92634 | 0.13472 | 0.71033 | 0.27245 | 0.19163 | 0.17322 | 0.52501 | 0.17821 | 0
May | 7 | 7 | Weekend | Sunday | 0.67494 | 0.77738 | 0.93377 | 0.72714 | 0.004576 | 0.72714 | 0.72714 | 0.56555 | 0.72714 | 0.67494 | 0.67494 | 0.85331 | 0.79728 | 1 | 0.5012 | 0.37935 | 0.61498 | 0.64423 | 0.24302 | 0.75168 | 0.12892 | 1 | 0.34876 | 0.56555 | 0.57676 | 0.77516 | 0.19892 | 0.93389 | 0.7763 | 0.92476 | 0.49551 | 0.37908 | 0.54968 | 0.61196 | 0.25373 | 0.7486 | 0.13477 | 0.99148 | 0.33894 | 0.4481 | 0.40421 | 0.70358 | 0.18581 | 0
May | 7 | 8 | Weekend | Sunday | 0.74433 | 0.83087 | 0.96439 | 0.75803 | 0.004576 | 0.75803 | 0.75803 | 0.60846 | 0.75803 | 0.74433 | 0.74433 | 0.72171 | 0.82784 | 0.83261 | 0.51247 | 0.40237 | 0.54854 | 0.69071 | 0.24429 | 0.76141 | 0.1302 | 0.86259 | 0.34944 | 0.60846 | 0.60319 | 0.75932 | 0.26547 | 0.77313 | 0.81385 | 0.81239 | 0.50906 | 0.4022 | 0.4935 | 0.65664 | 0.25397 | 0.75509 | 0.13489 | 0.85719 | 0.34222 | 0.55596 | 0.52192 | 0.71364 | 0.25867 | 0
May | 7 | 9 | Weekend | Sunday | 0.85213 | 0.87239 | 0.98068 | 0.73557 | 0.004576 | 0.73557 | 0.73557 | 0.73493 | 0.73557 | 0.85213 | 0.85213 | 0.93203 | 0.83389 | 0.69803 | 0.51368 | 0.3816 | 0.48964 | 0.68026 | 0.24436 | 0.94553 | 0.13382 | 0.62431 | 0.3497 | 0.73493 | 0.72356 | 0.83962 | 0.26285 | 0.95224 | 0.82175 | 0.70117 | 0.51107 | 0.38134 | 0.44058 | 0.65593 | 0.25405 | 0.9429 | 0.13494 | 0.60895 | 0.34688 | 0.71108 | 0.68518 | 0.82259 | 0.25867 | 0
May | 7 | 10 | Weekend | Sunday | 0.94696 | 0.91665 | 0.99348 | 0.74775 | 0.004576 | 0.74775 | 0.74775 | 0.72807 | 0.74775 | 0.94696 | 0.94696 | 0.94781 | 0.83475 | 0.65488 | 0.43428 | 0.37893 | 0.48821 | 0.71177 | 0.24785 | 1 | 0.13169 | 0.60273 | 0.3534 | 0.72807 | 0.70945 | 0.92204 | 0.2611 | 0.98887 | 0.82447 | 0.68373 | 0.43216 | 0.37866 | 0.45789 | 0.68438 | 0.25771 | 1 | 0.13603 | 0.59132 | 0.34941 | 0.71345 | 0.68561 | 0.92317 | 0.25867 | 0
May | 7 | 11 | Weekend | Sunday | 1 | 0.95445 | 0.9977 | 0.74352 | 0.004576 | 0.74352 | 0.74352 | 0.84412 | 0.74352 | 1 | 1 | 0.94075 | 0.82198 | 0.62545 | 0.44745 | 0.37651 | 0.48828 | 0.66852 | 0.2449 | 0.97882 | 0.18622 | 0.61184 | 0.28456 | 0.84412 | 0.82408 | 0.91606 | 0.18109 | 0.99437 | 0.81213 | 0.68849 | 0.44601 | 0.37535 | 0.46792 | 0.64795 | 0.25407 | 0.98157 | 0.19269 | 0.6001 | 0.28099 | 0.83715 | 0.81219 | 0.92969 | 0.17821 | 0
May | 7 | 12 | Weekend | Sunday | 0.99297 | 0.96767 | 0.99391 | 0.75149 | 0.004576 | 0.75149 | 0.75149 | 0.8673 | 0.75149 | 0.99297 | 0.99297 | 0.77629 | 0.81521 | 0.60456 | 0.50207 | 0.37282 | 0.47888 | 0.71337 | 0.24356 | 0.96229 | 0.20031 | 0.60824 | 0.28192 | 0.8673 | 0.8513 | 0.90715 | 0.17989 | 0.81754 | 0.8058 | 0.66103 | 0.50162 | 0.37223 | 0.46482 | 0.69282 | 0.2543 | 0.96811 | 0.20687 | 0.6064 | 0.27839 | 0.86305 | 0.84358 | 0.92763 | 0.17821 | 0
May | 7 | 13 | Weekend | Sunday | 0.97147 | 0.97832 | 1 | 0.73431 | 0.004576 | 0.73431 | 0.73431 | 0.88663 | 0.73431 | 0.97147 | 0.97147 | 0.72629 | 0.81586 | 0.60197 | 0.41075 | 0.26865 | 0.47344 | 0.68865 | 0.24415 | 0.77472 | 0.256 | 0.61124 | 0.28346 | 0.88663 | 0.87422 | 0.88548 | 0.17867 | 0.8069 | 0.80788 | 0.65951 | 0.40951 | 0.26793 | 0.46597 | 0.67409 | 0.25437 | 0.77786 | 0.26639 | 0.60768 | 0.27751 | 0.8847 | 0.86968 | 0.90835 | 0.17821 | 0
May | 7 | 14 | Weekend | Sunday | 0.95249 | 0.99187 | 0.98845 | 0.75084 | 0.004576 | 0.75084 | 0.75084 | 0.89413 | 0.75084 | 0.95249 | 0.95249 | 0.76379 | 0.78248 | 0.59777 | 0.46268 | 0.29048 | 0.51554 | 0.71514 | 0.2518 | 0.77395 | 0.29386 | 0.61177 | 0.28544 | 0.89413 | 0.88782 | 0.86552 | 0.17779 | 0.80254 | 0.78038 | 0.65465 | 0.4622 | 0.29015 | 0.50479 | 0.70009 | 0.2635 | 0.77609 | 0.30627 | 0.6035 | 0.27951 | 0.8948 | 0.88619 | 0.89061 | 0.17821 | 0
May | 7 | 15 | Weekend | Sunday | 0.90343 | 0.99117 | 0.96565 | 0.78487 | 0.004576 | 0.78487 | 0.78487 | 0.89612 | 0.78487 | 0.90343 | 0.90343 | 0.96208 | 0.77524 | 0.62723 | 0.53847 | 0.31426 | 0.69916 | 0.65646 | 0.25895 | 0.77415 | 0.299 | 0.60081 | 0.28329 | 0.89612 | 0.89198 | 0.86246 | 0.096551 | 0.98415 | 0.7736 | 0.71575 | 0.53785 | 0.3146 | 0.69557 | 0.64007 | 0.27101 | 0.77624 | 0.31253 | 0.64047 | 0.28341 | 0.89507 | 0.88742 | 0.88998 | 0.097572 | 0
May | 7 | 16 | Weekend | Sunday | 0.84525 | 0.96096 | 0.93938 | 0.86817 | 0.004576 | 0.86817 | 0.86817 | 0.79121 | 0.86817 | 0.84525 | 0.84525 | 0.97694 | 0.74922 | 0.68911 | 0.52503 | 0.29533 | 0.89554 | 0.62756 | 0.26308 | 0.95988 | 0.31157 | 0.67726 | 0.25695 | 0.79121 | 0.78112 | 0.81897 | 0.096551 | 0.99282 | 0.74456 | 0.77306 | 0.52327 | 0.29531 | 0.88845 | 0.60745 | 0.27372 | 0.96476 | 0.32589 | 0.71952 | 0.25073 | 0.77685 | 0.75838 | 0.83517 | 0.097572 | 0
May | 7 | 17 | Weekend | Sunday | 0.80772 | 0.92514 | 0.91344 | 0.94879 | 0.004576 | 0.94879 | 0.94879 | 0.6007 | 0.94879 | 0.80772 | 0.80772 | 0.99444 | 0.7348 | 0.81638 | 0.36304 | 0.17871 | 0.963 | 0.43678 | 0.24622 | 0.97048 | 0.25082 | 0.81789 | 0.15842 | 0.6007 | 0.57887 | 0.80457 | 0.096551 | 1 | 0.72284 | 0.91382 | 0.36439 | 0.17792 | 0.94667 | 0.41064 | 0.25764 | 0.96586 | 0.2626 | 0.86442 | 0.15236 | 0.57576 | 0.54186 | 0.80236 | 0.097572 | 0
May | 7 | 18 | Weekend | Sunday | 0.76812 | 0.88992 | 0.88699 | 0.95981 | 0.40275 | 0.95981 | 0.95981 | 0.36427 | 0.95981 | 0.76812 | 0.76812 | 0.80859 | 0.73708 | 0.85572 | 0.25691 | 0.17101 | 0.9401 | 0.45253 | 0.25285 | 0.98681 | 0.21807 | 0.84249 | 0.18608 | 0.36427 | 0.37303 | 0.72591 | 0.11867 | 0.83959 | 0.72253 | 0.92348 | 0.25775 | 0.17078 | 0.92642 | 0.41927 | 0.26352 | 0.98252 | 0.22826 | 0.88943 | 0.18274 | 0.35131 | 0.35405 | 0.70516 | 0.11992 | 0
May | 7 | 19 | Weekend | Sunday | 0.78399 | 0.8846 | 0.87154 | 0.95598 | 1 | 0.95598 | 0.95598 | 0.44383 | 0.95598 | 0.78399 | 0.78399 | 0.84183 | 0.70867 | 0.90841 | 0.2457 | 0.2557 | 1 | 0.44279 | 0.28792 | 0.86376 | 0.1751 | 0.95039 | 0.33879 | 0.44383 | 0.51871 | 0.72135 | 0.22924 | 0.89526 | 0.68188 | 0.99028 | 0.24642 | 0.25522 | 1 | 0.40753 | 0.30091 | 0.85888 | 0.1836 | 1 | 0.33464 | 0.42996 | 0.49953 | 0.69145 | 0.23166 | 0
May | 7 | 20 | Weekend | Sunday | 0.79969 | 0.85252 | 0.85547 | 0.95721 | 1 | 0.95721 | 0.95721 | 0.25036 | 0.95721 | 0.79969 | 0.79969 | 0.81488 | 0.71003 | 0.87681 | 0.22741 | 0.25541 | 0.85121 | 0.41413 | 0.28661 | 0.86632 | 0.16122 | 0.92557 | 0.33879 | 0.25036 | 0.33261 | 0.58258 | 0.22924 | 0.87717 | 0.6812 | 0.94467 | 0.2278 | 0.25522 | 0.85428 | 0.37319 | 0.30008 | 0.85083 | 0.15894 | 0.97304 | 0.33464 | 0.25211 | 0.3361 | 0.56697 | 0.23166 | 0
May | 7 | 21 | Weekend | Sunday | 0.75167 | 0.78627 | 0.82569 | 0.90423 | 1 | 0.90423 | 0.90423 | 0.20032 | 0.90423 | 0.75167 | 0.75167 | 0.76414 | 0.70499 | 0.8397 | 0.20848 | 0.25541 | 0.67356 | 0.37775 | 0.28722 | 0.85231 | 0.15219 | 0.72276 | 0.33638 | 0.20032 | 0.28095 | 0.35401 | 0.22924 | 0.86436 | 0.67191 | 0.81799 | 0.20918 | 0.25522 | 0.67001 | 0.33017 | 0.29909 | 0.84131 | 0.15842 | 0.73758 | 0.33464 | 0.20172 | 0.28389 | 0.37699 | 0.23166 | 0
May | 7 | 22 | Weekend | Sunday | 0.73374 | 0.75379 | 0.79128 | 0.77532 | 1 | 0.77532 | 0.77532 | 0.20032 | 0.77532 | 0.73374 | 0.73374 | 0.72551 | 0.70128 | 0.61907 | 0.19001 | 0.25483 | 0.50353 | 0.35921 | 0.28912 | 0.88457 | 0.15333 | 0.4856 | 0.33879 | 0.20032 | 0.28095 | 0.45929 | 0.22924 | 0.8738 | 0.66725 | 0.63357 | 0.19056 | 0.25522 | 0.51294 | 0.314 | 0.30272 | 0.87742 | 0.15955 | 0.49189 | 0.33464 | 0.20172 | 0.28389 | 0.48975 | 0.23166 | 0
May | 7 | 23 | Weekend | Sunday | 0.68469 | 0.75318 | 0.7643 | 0.65815 | 1 | 0.65815 | 0.65815 | 0.20603 | 0.65815 | 0.68469 | 0.68469 | 0.49894 | 0.67925 | 0.41261 | 0.20873 | 0.28505 | 0.38827 | 0.40927 | 0.28748 | 0.57872 | 0.15196 | 0.39427 | 0.36885 | 0.20603 | 0.2859 | 0.36444 | 0.2464 | 0.50079 | 0.64189 | 0.42587 | 0.20931 | 0.28534 | 0.402 | 0.35319 | 0.29887 | 0.49973 | 0.15835 | 0.39513 | 0.36682 | 0.20748 | 0.2889 | 0.38834 | 0.23432 | 0
May | 8 | 24 | Weekday | Monday | 0.64976 | 0.72327 | 0.73689 | 0.58645 | 1 | 0.58645 | 0.58645 | 0.20475 | 0.58645 | 0.64976 | 0.64976 | 0.24849 | 0.68495 | 0.36305 | 0.21698 | 0.29438 | 0.36769 | 0.32269 | 0.28673 | 0.33586 | 0.15168 | 0.36873 | 0.37989 | 0.20475 | 0.28479 | 0.33567 | 0.25373 | 0.32981 | 0.64738 | 0.38436 | 0.21756 | 0.2942 | 0.381 | 0.29046 | 0.29883 | 0.34791 | 0.15834 | 0.36827 | 0.37628 | 0.20619 | 0.28777 | 0.35774 | 0.23544 | 0
May | 8 | 1 | Weekday | Monday | 0.64703 | 0.68052 | 0.72648 | 0.54519 | 1 | 0.54519 | 0.54519 | 0.20475 | 0.54519 | 0.64703 | 0.64703 | 0.24864 | 0.6875 | 0.35504 | 0.21701 | 0.29388 | 0.35663 | 0.40884 | 0.2865 | 0.33773 | 0.15248 | 0.34246 | 0.37863 | 0.20475 | 0.28479 | 0.33094 | 0.25906 | 0.33035 | 0.64908 | 0.37644 | 0.21759 | 0.2942 | 0.36898 | 0.35327 | 0.29878 | 0.34884 | 0.15832 | 0.34155 | 0.37628 | 0.20619 | 0.28777 | 0.35289 | 0.23629 | 0
May | 8 | 2 | Weekday | Monday | 0.64387 | 0.66654 | 0.72091 | 0.52452 | 1 | 0.52452 | 0.52452 | 0.20475 | 0.52452 | 0.64387 | 0.64387 | 0.24879 | 0.68563 | 0.3487 | 0.21702 | 0.29448 | 0.35328 | 0.32127 | 0.28663 | 0.33681 | 0.15138 | 0.34068 | 0.37905 | 0.20475 | 0.28479 | 0.32729 | 0.25906 | 0.33055 | 0.64659 | 0.36938 | 0.21761 | 0.2942 | 0.36193 | 0.28758 | 0.29873 | 0.34916 | 0.1583 | 0.33647 | 0.37628 | 0.20619 | 0.28777 | 0.34885 | 0.23628 | 0
May | 8 | 3 | Weekday | Monday | 0.63569 | 0.66215 | 0.72182 | 0.50066 | 1 | 0.50066 | 0.50066 | 0.20475 | 0.50066 | 0.63569 | 0.63569 | 0.25463 | 0.73545 | 0.37644 | 0.22634 | 0.29378 | 0.40125 | 0.54519 | 0.28936 | 0.35016 | 0.15325 | 0.35702 | 0.37989 | 0.20475 | 0.28479 | 0.36883 | 0.26271 | 0.3387 | 0.70319 | 0.38441 | 0.22694 | 0.2942 | 0.40843 | 0.47983 | 0.30179 | 0.36232 | 0.15984 | 0.34789 | 0.37628 | 0.20619 | 0.28777 | 0.39303 | 0.23684 | 0
May | 8 | 4 | Weekday | Monday | 0.64828 | 0.66952 | 0.73866 | 0.50668 | 1 | 0.50668 | 0.50668 | 0.12211 | 0.50668 | 0.64828 | 0.64828 | 0.49224 | 0.77342 | 0.46491 | 0.24018 | 0.2475 | 0.45725 | 0.61069 | 0.26359 | 0.54805 | 0.13953 | 0.38535 | 0.29164 | 0.12211 | 0.15232 | 0.33651 | 0.188 | 0.44859 | 0.69642 | 0.43899 | 0.2405 | 0.24682 | 0.44211 | 0.48496 | 0.27395 | 0.44735 | 0.14531 | 0.37442 | 0.28879 | 0.12297 | 0.15391 | 0.35884 | 0.15779 | 0
May | 8 | 5 | Weekday | Monday | 0.61511 | 0.69267 | 0.78616 | 0.61554 | 0.004576 | 0.61554 | 0.61554 | 0.53576 | 0.61554 | 0.61511 | 0.61511 | 0.74875 | 0.87431 | 0.76534 | 0.4233 | 0.44926 | 0.60152 | 0.7536 | 0.44653 | 0.97748 | 0.48025 | 0.66152 | 0.40461 | 0.53576 | 0.57915 | 0.64775 | 0.32005 | 0.76575 | 0.84754 | 0.72657 | 0.38866 | 0.44991 | 0.52329 | 0.69197 | 0.31008 | 0.92915 | 0.30898 | 0.65786 | 0.38524 | 0.27482 | 0.21996 | 0.52584 | 0.25184 | 0
May | 8 | 6 | Weekday | Monday | 0.62212 | 0.73807 | 0.85408 | 0.72576 | 0.004576 | 0.72576 | 0.72576 | 0.56692 | 0.72576 | 0.62212 | 0.62212 | 0.9078 | 0.94564 | 0.98487 | 0.52028 | 0.56634 | 0.67461 | 0.88826 | 0.70597 | 0.97475 | 0.66821 | 0.85676 | 0.50085 | 0.56692 | 0.59372 | 0.68078 | 0.57992 | 0.92971 | 0.93225 | 0.9201 | 0.49233 | 0.56486 | 0.59816 | 0.8526 | 0.64555 | 0.92521 | 0.54105 | 0.86503 | 0.46558 | 0.394 | 0.34553 | 0.56649 | 0.54637 | 0
May | 8 | 7 | Weekday | Monday | 0.68182 | 0.77931 | 0.90753 | 0.73104 | 0.004576 | 0.73104 | 0.73104 | 0.74165 | 0.73104 | 0.68182 | 0.68182 | 0.92424 | 0.97398 | 0.84357 | 0.95027 | 1 | 0.65658 | 0.93107 | 0.91628 | 0.79779 | 0.77935 | 0.78033 | 0.94406 | 0.74165 | 0.75911 | 0.89117 | 0.83986 | 0.93165 | 0.96664 | 0.80942 | 0.94231 | 1 | 0.5829 | 0.90453 | 0.89145 | 0.74719 | 0.71152 | 0.76188 | 0.94137 | 0.62693 | 0.59161 | 0.81945 | 0.82636 | 0
May | 8 | 8 | Weekday | Monday | 0.74945 | 0.83366 | 0.93565 | 0.75546 | 0.004576 | 0.75546 | 0.75546 | 0.95971 | 0.75546 | 0.74945 | 0.74945 | 0.75195 | 0.99445 | 0.73701 | 0.94641 | 0.9372 | 0.58725 | 0.99071 | 0.93316 | 0.788 | 0.82189 | 0.74431 | 0.95437 | 0.95971 | 0.97122 | 0.95268 | 1 | 0.76578 | 0.99046 | 0.73855 | 0.9416 | 0.93635 | 0.52352 | 0.97983 | 0.90973 | 0.75058 | 0.7718 | 0.73001 | 0.95349 | 0.91122 | 0.89662 | 0.91686 | 0.99848 | 0
May | 8 | 9 | Weekday | Monday | 0.85211 | 0.87522 | 0.95065 | 0.72821 | 0.004576 | 0.72821 | 0.72821 | 0.98096 | 0.72821 | 0.85211 | 0.85211 | 0.94383 | 0.99765 | 0.61447 | 0.92702 | 0.91918 | 0.52248 | 0.99556 | 0.96137 | 0.95334 | 0.88982 | 0.5706 | 0.96517 | 0.98096 | 0.98395 | 0.92053 | 0.99577 | 0.9415 | 0.99615 | 0.62185 | 0.92408 | 0.91826 | 0.46567 | 0.9914 | 0.94878 | 0.93535 | 0.85654 | 0.55108 | 0.96475 | 0.95245 | 0.94084 | 0.89926 | 0.99848 | 0
May | 8 | 10 | Weekday | Monday | 0.94616 | 0.9206 | 0.96294 | 0.73855 | 0.004576 | 0.73855 | 0.73855 | 0.97719 | 0.73855 | 0.94616 | 0.94616 | 0.95494 | 1 | 0.5858 | 0.92653 | 0.93024 | 0.51514 | 1 | 0.97029 | 0.99414 | 0.91354 | 0.5677 | 0.97295 | 0.97719 | 0.97325 | 1 | 0.99347 | 0.97496 | 1 | 0.62451 | 0.92408 | 0.92885 | 0.47835 | 0.99605 | 0.97209 | 0.98567 | 0.89307 | 0.55437 | 0.97266 | 0.96601 | 0.95679 | 1 | 0.99848 | 0
May | 8 | 11 | Weekday | Monday | 0.99707 | 0.96039 | 0.96677 | 0.74443 | 0.004576 | 0.74443 | 0.74443 | 0.98072 | 0.74443 | 0.99707 | 0.99707 | 0.93365 | 0.97369 | 0.58963 | 0.90656 | 0.93421 | 0.50532 | 0.95151 | 0.98101 | 0.96372 | 0.9392 | 0.57514 | 0.92768 | 0.98072 | 0.97592 | 0.95113 | 0.90026 | 0.97718 | 0.97397 | 0.63342 | 0.90271 | 0.93131 | 0.47951 | 0.94844 | 0.98348 | 0.96611 | 0.92594 | 0.56096 | 0.92468 | 0.97587 | 0.96918 | 0.95515 | 0.90519 | 0
May | 8 | 12 | Weekday | Monday | 0.98827 | 0.97526 | 0.96266 | 0.7531 | 0.004576 | 0.7531 | 0.7531 | 0.9869 | 0.7531 | 0.98827 | 0.98827 | 0.77371 | 0.99303 | 0.57441 | 0.95669 | 0.9535 | 0.49997 | 0.99647 | 0.98477 | 0.95734 | 0.96639 | 0.57746 | 0.98464 | 0.9869 | 0.98135 | 0.94273 | 0.99139 | 0.80586 | 0.99499 | 0.6144 | 0.95484 | 0.95108 | 0.48197 | 0.99649 | 0.97749 | 0.96141 | 0.95354 | 0.56841 | 0.98236 | 0.98415 | 0.97766 | 0.95261 | 0.99902 | 0
May | 8 | 13 | Weekday | Monday | 0.96454 | 0.98626 | 0.96676 | 0.74089 | 0.004576 | 0.74089 | 0.74089 | 0.99249 | 0.74089 | 0.96454 | 0.96454 | 0.73663 | 0.99068 | 0.5703 | 0.96158 | 0.92843 | 0.4989 | 0.99329 | 0.99077 | 0.77949 | 0.99296 | 0.58327 | 0.98849 | 0.99249 | 0.98849 | 0.92561 | 0.99165 | 0.80067 | 0.9947 | 0.6104 | 0.96216 | 0.92795 | 0.48864 | 1 | 0.99387 | 0.77655 | 0.98695 | 0.57404 | 0.98921 | 0.99072 | 0.98603 | 0.93932 | 0.99965 | 0
May | 8 | 14 | Weekday | Monday | 0.94657 | 1 | 0.95611 | 0.75843 | 0.004576 | 0.75843 | 0.75843 | 0.99652 | 0.75843 | 0.94657 | 0.94657 | 0.78112 | 0.98782 | 0.56495 | 0.96652 | 0.93471 | 0.54311 | 0.97065 | 1 | 0.78428 | 1 | 0.58532 | 0.9962 | 0.99652 | 0.99504 | 0.91043 | 0.99178 | 0.79791 | 0.9936 | 0.6042 | 0.96743 | 0.93476 | 0.53032 | 0.98488 | 1 | 0.77473 | 1 | 0.57507 | 0.99659 | 0.99679 | 0.99556 | 0.92755 | 1 | 0
May | 8 | 15 | Weekday | Monday | 0.89738 | 0.99991 | 0.93759 | 0.79962 | 0.004576 | 0.79962 | 0.79962 | 1 | 0.79962 | 0.89738 | 0.89738 | 0.97596 | 0.98956 | 0.5945 | 1 | 0.96309 | 0.72134 | 0.96647 | 0.94486 | 0.78096 | 0.97146 | 0.57905 | 1 | 1 | 1 | 0.91078 | 0.99195 | 0.9741 | 0.99731 | 0.66782 | 1 | 0.96163 | 0.71598 | 0.98647 | 0.96638 | 0.77236 | 0.98744 | 0.61373 | 1 | 1 | 1 | 0.92746 | 0.99996 | 0
May | 8 | 16 | Weekday | Monday | 0.84078 | 0.97088 | 0.91612 | 0.89036 | 0.004576 | 0.89036 | 0.89036 | 0.99879 | 0.89036 | 0.84078 | 0.84078 | 0.98729 | 0.98559 | 0.696 | 0.91145 | 0.88037 | 0.87405 | 0.95831 | 0.70896 | 0.96239 | 0.82908 | 0.6893 | 0.63558 | 0.99879 | 0.99866 | 0.90817 | 0.29565 | 0.98273 | 0.99515 | 0.75453 | 0.91137 | 0.88071 | 0.86215 | 0.97524 | 0.71539 | 0.95917 | 0.82517 | 0.72612 | 0.63193 | 0.99654 | 0.99499 | 0.91964 | 0.29877 | 0
May | 8 | 17 | Weekday | Monday | 0.80289 | 0.93297 | 0.89373 | 0.98153 | 0.004576 | 0.98153 | 0.98153 | 0.76685 | 0.98153 | 0.80289 | 0.80289 | 1 | 0.82216 | 0.87879 | 0.75834 | 0.60404 | 0.93566 | 0.6066 | 0.70196 | 0.96916 | 0.79389 | 0.77201 | 0.49266 | 0.76685 | 0.74662 | 0.90171 | 0.097688 | 0.98802 | 0.8186 | 0.88876 | 0.75456 | 0.60378 | 0.91451 | 0.5949 | 0.70112 | 0.95465 | 0.78102 | 0.79726 | 0.48906 | 0.75986 | 0.73523 | 0.90415 | 0.097749 | 0
May | 8 | 18 | Weekday | Monday | 0.76485 | 0.89972 | 0.87116 | 0.9993 | 0.52599 | 0.9993 | 0.9993 | 0.75941 | 0.9993 | 0.76485 | 0.76485 | 0.82088 | 0.82647 | 0.85409 | 0.73763 | 0.60939 | 0.92226 | 0.61904 | 0.70183 | 0.99124 | 0.75561 | 0.80377 | 0.52091 | 0.75941 | 0.75247 | 0.86571 | 0.12651 | 0.82535 | 0.81981 | 0.91049 | 0.73141 | 0.60966 | 0.90453 | 0.60147 | 0.69641 | 0.97113 | 0.74718 | 0.8416 | 0.51735 | 0.744 | 0.73005 | 0.85584 | 0.12608 | 0
May | 8 | 19 | Weekday | Monday | 0.78068 | 0.89446 | 0.8575 | 1 | 1 | 1 | 1 | 0.80008 | 1 | 0.78068 | 0.78068 | 0.85473 | 0.76006 | 0.92418 | 0.63645 | 0.59593 | 0.98311 | 0.58875 | 0.72911 | 0.87444 | 0.7364 | 0.93829 | 0.61899 | 0.80008 | 0.86161 | 0.81766 | 0.23134 | 0.88736 | 0.73888 | 1 | 0.62282 | 0.59595 | 0.97881 | 0.5473 | 0.71896 | 0.85133 | 0.72024 | 0.98194 | 0.61345 | 0.77794 | 0.82704 | 0.79547 | 0.23199 | 0
May | 8 | 20 | Weekday | Monday | 0.79952 | 0.8605 | 0.84293 | 0.99177 | 1 | 0.99177 | 0.99177 | 0.36747 | 0.99177 | 0.79952 | 0.79952 | 0.83049 | 0.73283 | 0.9521 | 0.59847 | 0.59309 | 0.83842 | 0.3994 | 0.29364 | 0.87538 | 0.16839 | 0.89967 | 0.6173 | 0.36747 | 0.44643 | 0.59354 | 0.23679 | 0.87144 | 0.70743 | 0.95612 | 0.58158 | 0.5938 | 0.83695 | 0.38132 | 0.29923 | 0.84497 | 0.17282 | 0.92929 | 0.61088 | 0.36265 | 0.43982 | 0.57704 | 0.23284 | 0
May | 8 | 21 | Weekday | Monday | 0.7476 | 0.79112 | 0.81642 | 0.92964 | 1 | 0.92964 | 0.92964 | 0.20475 | 0.92964 | 0.7476 | 0.7476 | 0.787 | 0.69405 | 0.77934 | 0.2628 | 0.31349 | 0.6635 | 0.39759 | 0.28837 | 0.86971 | 0.15274 | 0.65858 | 0.39923 | 0.20475 | 0.28479 | 0.35274 | 0.23778 | 0.85968 | 0.66193 | 0.78624 | 0.26365 | 0.31369 | 0.65404 | 0.35045 | 0.29884 | 0.83805 | 0.15833 | 0.67207 | 0.3971 | 0.20619 | 0.28777 | 0.37575 | 0.23301 | 0
May | 8 | 22 | Weekday | Monday | 0.73178 | 0.75413 | 0.78556 | 0.79411 | 1 | 0.79411 | 0.79411 | 0.20475 | 0.79411 | 0.73178 | 0.73178 | 0.75109 | 0.6926 | 0.57259 | 0.22616 | 0.29428 | 0.49739 | 0.32232 | 0.29249 | 0.90101 | 0.15369 | 0.44814 | 0.37905 | 0.20475 | 0.28479 | 0.45875 | 0.23951 | 0.87225 | 0.65913 | 0.60066 | 0.22687 | 0.2942 | 0.4993 | 0.29334 | 0.30273 | 0.87558 | 0.15959 | 0.45411 | 0.37628 | 0.20619 | 0.28777 | 0.48912 | 0.23327 | 0
May | 8 | 23 | Weekday | Monday | 0.68236 | 0.75398 | 0.76109 | 0.66752 | 1 | 0.66752 | 0.66752 | 0.20603 | 0.66752 | 0.68236 | 0.68236 | 0.49894 | 0.67925 | 0.41261 | 0.20873 | 0.28505 | 0.38827 | 0.40927 | 0.28748 | 0.57872 | 0.15196 | 0.39427 | 0.36885 | 0.20603 | 0.2859 | 0.36444 | 0.2464 | 0.50079 | 0.64189 | 0.42587 | 0.20931 | 0.28534 | 0.402 | 0.35319 | 0.29887 | 0.49973 | 0.15835 | 0.39513 | 0.36682 | 0.20748 | 0.2889 | 0.38834 | 0.23432 | 0
May | 9 | 24 | Weekday | Tuesday | 0.64976 | 0.72327 | 0.73689 | 0.58645 | 1 | 0.58645 | 0.58645 | 0.20475 | 0.58645 | 0.64976 | 0.64976 | 0.24849 | 0.68495 | 0.36305 | 0.21698 | 0.29438 | 0.36769 | 0.32269 | 0.28673 | 0.33586 | 0.15168 | 0.36873 | 0.37989 | 0.20475 | 0.28479 | 0.33567 | 0.25373 | 0.32981 | 0.64738 | 0.38436 | 0.21756 | 0.2942 | 0.381 | 0.29046 | 0.29883 | 0.34791 | 0.15834 | 0.36827 | 0.37628 | 0.20619 | 0.28777 | 0.35774 | 0.23544 | 0
May | 9 | 1 | Weekday | Tuesday | 0.64703 | 0.68052 | 0.72648 | 0.54519 | 1 | 0.54519 | 0.54519 | 0.20475 | 0.54519 | 0.64703 | 0.64703 | 0.24864 | 0.6875 | 0.35504 | 0.21701 | 0.29388 | 0.35663 | 0.40884 | 0.2865 | 0.33773 | 0.15248 | 0.34246 | 0.37863 | 0.20475 | 0.28479 | 0.33094 | 0.25906 | 0.33035 | 0.64908 | 0.37644 | 0.21759 | 0.2942 | 0.36898 | 0.35327 | 0.29878 | 0.34884 | 0.15832 | 0.34155 | 0.37628 | 0.20619 | 0.28777 | 0.35289 | 0.23629 | 0
May | 9 | 2 | Weekday | Tuesday | 0.64387 | 0.66654 | 0.72091 | 0.52452 | 1 | 0.52452 | 0.52452 | 0.20475 | 0.52452 | 0.64387 | 0.64387 | 0.24879 | 0.68563 | 0.3487 | 0.21702 | 0.29448 | 0.35328 | 0.32127 | 0.28663 | 0.33681 | 0.15138 | 0.34068 | 0.37905 | 0.20475 | 0.28479 | 0.32729 | 0.25906 | 0.33055 | 0.64659 | 0.36938 | 0.21761 | 0.2942 | 0.36193 | 0.28758 | 0.29873 | 0.34916 | 0.1583 | 0.33647 | 0.37628 | 0.20619 | 0.28777 | 0.34885 | 0.23628 | 0
May | 9 | 3 | Weekday | Tuesday | 0.63569 | 0.66215 | 0.72182 | 0.50066 | 1 | 0.50066 | 0.50066 | 0.20475 | 0.50066 | 0.63569 | 0.63569 | 0.25463 | 0.73545 | 0.37644 | 0.22634 | 0.29378 | 0.40125 | 0.54519 | 0.28936 | 0.35016 | 0.15325 | 0.35702 | 0.37989 | 0.20475 | 0.28479 | 0.36883 | 0.26271 | 0.3387 | 0.70319 | 0.38441 | 0.22694 | 0.2942 | 0.40843 | 0.47983 | 0.30179 | 0.36232 | 0.15984 | 0.34789 | 0.37628 | 0.20619 | 0.28777 | 0.39303 | 0.23684 | 0
May | 9 | 4 | Weekday | Tuesday | 0.64828 | 0.66952 | 0.73866 | 0.50668 | 1 | 0.50668 | 0.50668 | 0.12211 | 0.50668 | 0.64828 | 0.64828 | 0.49224 | 0.77342 | 0.46491 | 0.24018 | 0.2475 | 0.45725 | 0.61069 | 0.26359 | 0.54805 | 0.13953 | 0.38535 | 0.29164 | 0.12211 | 0.15232 | 0.33651 | 0.188 | 0.44859 | 0.69642 | 0.43899 | 0.2405 | 0.24682 | 0.44211 | 0.48496 | 0.27395 | 0.44735 | 0.14531 | 0.37442 | 0.28879 | 0.12297 | 0.15391 | 0.35884 | 0.15779 | 0
May | 9 | 5 | Weekday | Tuesday | 0.61511 | 0.69267 | 0.78616 | 0.61554 | 0.004576 | 0.61554 | 0.61554 | 0.53576 | 0.61554 | 0.61511 | 0.61511 | 0.74875 | 0.87431 | 0.76534 | 0.4233 | 0.44926 | 0.60152 | 0.7536 | 0.44653 | 0.97748 | 0.48025 | 0.66152 | 0.40461 | 0.53576 | 0.57915 | 0.64775 | 0.32005 | 0.76575 | 0.84754 | 0.72657 | 0.38866 | 0.44991 | 0.52329 | 0.69197 | 0.31008 | 0.92915 | 0.30898 | 0.65786 | 0.38524 | 0.27482 | 0.21996 | 0.52584 | 0.25184 | 0
May | 9 | 6 | Weekday | Tuesday | 0.62212 | 0.73807 | 0.85408 | 0.72576 | 0.004576 | 0.72576 | 0.72576 | 0.56692 | 0.72576 | 0.62212 | 0.62212 | 0.9078 | 0.94564 | 0.98487 | 0.52028 | 0.56634 | 0.67461 | 0.88826 | 0.70597 | 0.97475 | 0.66821 | 0.85676 | 0.50085 | 0.56692 | 0.59372 | 0.68078 | 0.57992 | 0.92971 | 0.93225 | 0.9201 | 0.49233 | 0.56486 | 0.59816 | 0.8526 | 0.64555 | 0.92521 | 0.54105 | 0.86503 | 0.46558 | 0.394 | 0.34553 | 0.56649 | 0.54637 | 0
May | 9 | 7 | Weekday | Tuesday | 0.68182 | 0.77931 | 0.90753 | 0.73104 | 0.004576 | 0.73104 | 0.73104 | 0.74165 | 0.73104 | 0.68182 | 0.68182 | 0.92424 | 0.97398 | 0.84357 | 0.95027 | 1 | 0.65658 | 0.93107 | 0.91628 | 0.79779 | 0.77935 | 0.78033 | 0.94406 | 0.74165 | 0.75911 | 0.89117 | 0.83986 | 0.93165 | 0.96664 | 0.80942 | 0.94231 | 1 | 0.5829 | 0.90453 | 0.89145 | 0.74719 | 0.71152 | 0.76188 | 0.94137 | 0.62693 | 0.59161 | 0.81945 | 0.82636 | 0
May | 9 | 8 | Weekday | Tuesday | 0.74945 | 0.83366 | 0.93565 | 0.75546 | 0.004576 | 0.75546 | 0.75546 | 0.95971 | 0.75546 | 0.74945 | 0.74945 | 0.75195 | 0.99445 | 0.73701 | 0.94641 | 0.9372 | 0.58725 | 0.99071 | 0.93316 | 0.788 | 0.82189 | 0.74431 | 0.95437 | 0.95971 | 0.97122 | 0.95268 | 1 | 0.76578 | 0.99046 | 0.73855 | 0.9416 | 0.93635 | 0.52352 | 0.97983 | 0.90973 | 0.75058 | 0.7718 | 0.73001 | 0.95349 | 0.91122 | 0.89662 | 0.91686 | 0.99848 | 0
May | 9 | 9 | Weekday | Tuesday | 0.85211 | 0.87522 | 0.95065 | 0.72821 | 0.004576 | 0.72821 | 0.72821 | 0.98096 | 0.72821 | 0.85211 | 0.85211 | 0.94383 | 0.99765 | 0.61447 | 0.92702 | 0.91918 | 0.52248 | 0.99556 | 0.96137 | 0.95334 | 0.88982 | 0.5706 | 0.96517 | 0.98096 | 0.98395 | 0.92053 | 0.99577 | 0.9415 | 0.99615 | 0.62185 | 0.92408 | 0.91826 | 0.46567 | 0.9914 | 0.94878 | 0.93535 | 0.85654 | 0.55108 | 0.96475 | 0.95245 | 0.94084 | 0.89926 | 0.99848 | 0
May | 9 | 10 | Weekday | Tuesday | 0.94616 | 0.9206 | 0.96294 | 0.73855 | 0.004576 | 0.73855 | 0.73855 | 0.97719 | 0.73855 | 0.94616 | 0.94616 | 0.95494 | 1 | 0.5858 | 0.92653 | 0.93024 | 0.51514 | 1 | 0.97029 | 0.99414 | 0.91354 | 0.5677 | 0.97295 | 0.97719 | 0.97325 | 1 | 0.99347 | 0.97496 | 1 | 0.62451 | 0.92408 | 0.92885 | 0.47835 | 0.99605 | 0.97209 | 0.98567 | 0.89307 | 0.55437 | 0.97266 | 0.96601 | 0.95679 | 1 | 0.99848 | 0
May | 9 | 11 | Weekday | Tuesday | 0.99707 | 0.96039 | 0.96677 | 0.74443 | 0.004576 | 0.74443 | 0.74443 | 0.98072 | 0.74443 | 0.99707 | 0.99707 | 0.93365 | 0.97369 | 0.58963 | 0.90656 | 0.93421 | 0.50532 | 0.95151 | 0.98101 | 0.96372 | 0.9392 | 0.57514 | 0.92768 | 0.98072 | 0.97592 | 0.95113 | 0.90026 | 0.97718 | 0.97397 | 0.63342 | 0.90271 | 0.93131 | 0.47951 | 0.94844 | 0.98348 | 0.96611 | 0.92594 | 0.56096 | 0.92468 | 0.97587 | 0.96918 | 0.95515 | 0.90519 | 0
May | 9 | 12 | Weekday | Tuesday | 0.98827 | 0.97526 | 0.96266 | 0.7531 | 0.004576 | 0.7531 | 0.7531 | 0.9869 | 0.7531 | 0.98827 | 0.98827 | 0.77371 | 0.99303 | 0.57441 | 0.95669 | 0.9535 | 0.49997 | 0.99647 | 0.98477 | 0.95734 | 0.96639 | 0.57746 | 0.98464 | 0.9869 | 0.98135 | 0.94273 | 0.99139 | 0.80586 | 0.99499 | 0.6144 | 0.95484 | 0.95108 | 0.48197 | 0.99649 | 0.97749 | 0.96141 | 0.95354 | 0.56841 | 0.98236 | 0.98415 | 0.97766 | 0.95261 | 0.99902 | 0
May | 9 | 13 | Weekday | Tuesday | 0.96454 | 0.98626 | 0.96676 | 0.74089 | 0.004576 | 0.74089 | 0.74089 | 0.99249 | 0.74089 | 0.96454 | 0.96454 | 0.73663 | 0.99068 | 0.5703 | 0.96158 | 0.92843 | 0.4989 | 0.99329 | 0.99077 | 0.77949 | 0.99296 | 0.58327 | 0.98849 | 0.99249 | 0.98849 | 0.92561 | 0.99165 | 0.80067 | 0.9947 | 0.6104 | 0.96216 | 0.92795 | 0.48864 | 1 | 0.99387 | 0.77655 | 0.98695 | 0.57404 | 0.98921 | 0.99072 | 0.98603 | 0.93932 | 0.99965 | 0
May | 9 | 14 | Weekday | Tuesday | 0.94657 | 1 | 0.95611 | 0.75843 | 0.004576 | 0.75843 | 0.75843 | 0.99652 | 0.75843 | 0.94657 | 0.94657 | 0.78112 | 0.98782 | 0.56495 | 0.96652 | 0.93471 | 0.54311 | 0.97065 | 1 | 0.78428 | 1 | 0.58532 | 0.9962 | 0.99652 | 0.99504 | 0.91043 | 0.99178 | 0.79791 | 0.9936 | 0.6042 | 0.96743 | 0.93476 | 0.53032 | 0.98488 | 1 | 0.77473 | 1 | 0.57507 | 0.99659 | 0.99679 | 0.99556 | 0.92755 | 1 | 0
May | 9 | 15 | Weekday | Tuesday | 0.89738 | 0.99991 | 0.93759 | 0.79962 | 0.004576 | 0.79962 | 0.79962 | 1 | 0.79962 | 0.89738 | 0.89738 | 0.97596 | 0.98956 | 0.5945 | 1 | 0.96309 | 0.72134 | 0.96647 | 0.94486 | 0.78096 | 0.97146 | 0.57905 | 1 | 1 | 1 | 0.91078 | 0.99195 | 0.9741 | 0.99731 | 0.66782 | 1 | 0.96163 | 0.71598 | 0.98647 | 0.96638 | 0.77236 | 0.98744 | 0.61373 | 1 | 1 | 1 | 0.92746 | 0.99996 | 0
May | 9 | 16 | Weekday | Tuesday | 0.84078 | 0.97088 | 0.91612 | 0.89036 | 0.004576 | 0.89036 | 0.89036 | 0.99879 | 0.89036 | 0.84078 | 0.84078 | 0.98729 | 0.98559 | 0.696 | 0.91145 | 0.88037 | 0.87405 | 0.95831 | 0.70896 | 0.96239 | 0.82908 | 0.6893 | 0.63558 | 0.99879 | 0.99866 | 0.90817 | 0.29565 | 0.98273 | 0.99515 | 0.75453 | 0.91137 | 0.88071 | 0.86215 | 0.97524 | 0.71539 | 0.95917 | 0.82517 | 0.72612 | 0.63193 | 0.99654 | 0.99499 | 0.91964 | 0.29877 | 0
May | 9 | 17 | Weekday | Tuesday | 0.80289 | 0.93297 | 0.89373 | 0.98153 | 0.004576 | 0.98153 | 0.98153 | 0.76685 | 0.98153 | 0.80289 | 0.80289 | 1 | 0.82216 | 0.87879 | 0.75834 | 0.60404 | 0.93566 | 0.6066 | 0.70196 | 0.96916 | 0.79389 | 0.77201 | 0.49266 | 0.76685 | 0.74662 | 0.90171 | 0.097688 | 0.98802 | 0.8186 | 0.88876 | 0.75456 | 0.60378 | 0.91451 | 0.5949 | 0.70112 | 0.95465 | 0.78102 | 0.79726 | 0.48906 | 0.75986 | 0.73523 | 0.90415 | 0.097749 | 0
May | 9 | 18 | Weekday | Tuesday | 0.76485 | 0.89972 | 0.87116 | 0.9993 | 0.52599 | 0.9993 | 0.9993 | 0.75941 | 0.9993 | 0.76485 | 0.76485 | 0.82088 | 0.82647 | 0.85409 | 0.73763 | 0.60939 | 0.92226 | 0.61904 | 0.70183 | 0.99124 | 0.75561 | 0.80377 | 0.52091 | 0.75941 | 0.75247 | 0.86571 | 0.12651 | 0.82535 | 0.81981 | 0.91049 | 0.73141 | 0.60966 | 0.90453 | 0.60147 | 0.69641 | 0.97113 | 0.74718 | 0.8416 | 0.51735 | 0.744 | 0.73005 | 0.85584 | 0.12608 | 0
May | 9 | 19 | Weekday | Tuesday | 0.78068 | 0.89446 | 0.8575 | 1 | 1 | 1 | 1 | 0.80008 | 1 | 0.78068 | 0.78068 | 0.85473 | 0.76006 | 0.92418 | 0.63645 | 0.59593 | 0.98311 | 0.58875 | 0.72911 | 0.87444 | 0.7364 | 0.93829 | 0.61899 | 0.80008 | 0.86161 | 0.81766 | 0.23134 | 0.88736 | 0.73888 | 1 | 0.62282 | 0.59595 | 0.97881 | 0.5473 | 0.71896 | 0.85133 | 0.72024 | 0.98194 | 0.61345 | 0.77794 | 0.82704 | 0.79547 | 0.23199 | 0
May | 9 | 20 | Weekday | Tuesday | 0.79952 | 0.8605 | 0.84293 | 0.99177 | 1 | 0.99177 | 0.99177 | 0.36747 | 0.99177 | 0.79952 | 0.79952 | 0.83049 | 0.73283 | 0.9521 | 0.59847 | 0.59309 | 0.83842 | 0.3994 | 0.29364 | 0.87538 | 0.16839 | 0.89967 | 0.6173 | 0.36747 | 0.44643 | 0.59354 | 0.23679 | 0.87144 | 0.70743 | 0.95612 | 0.58158 | 0.5938 | 0.83695 | 0.38132 | 0.29923 | 0.84497 | 0.17282 | 0.92929 | 0.61088 | 0.36265 | 0.43982 | 0.57704 | 0.23284 | 0
May | 9 | 21 | Weekday | Tuesday | 0.7476 | 0.79112 | 0.81642 | 0.92964 | 1 | 0.92964 | 0.92964 | 0.20475 | 0.92964 | 0.7476 | 0.7476 | 0.787 | 0.69405 | 0.77934 | 0.2628 | 0.31349 | 0.6635 | 0.39759 | 0.28837 | 0.86971 | 0.15274 | 0.65858 | 0.39923 | 0.20475 | 0.28479 | 0.35274 | 0.23778 | 0.85968 | 0.66193 | 0.78624 | 0.26365 | 0.31369 | 0.65404 | 0.35045 | 0.29884 | 0.83805 | 0.15833 | 0.67207 | 0.3971 | 0.20619 | 0.28777 | 0.37575 | 0.23301 | 0
May | 9 | 22 | Weekday | Tuesday | 0.73178 | 0.75413 | 0.78556 | 0.79411 | 1 | 0.79411 | 0.79411 | 0.20475 | 0.79411 | 0.73178 | 0.73178 | 0.75109 | 0.6926 | 0.57259 | 0.22616 | 0.29428 | 0.49739 | 0.32232 | 0.29249 | 0.90101 | 0.15369 | 0.44814 | 0.37905 | 0.20475 | 0.28479 | 0.45875 | 0.23951 | 0.87225 | 0.65913 | 0.60066 | 0.22687 | 0.2942 | 0.4993 | 0.29334 | 0.30273 | 0.87558 | 0.15959 | 0.45411 | 0.37628 | 0.20619 | 0.28777 | 0.48912 | 0.23327 | 0
May | 9 | 23 | Weekday | Tuesday | 0.68236 | 0.75398 | 0.76109 | 0.66752 | 1 | 0.66752 | 0.66752 | 0.20603 | 0.66752 | 0.68236 | 0.68236 | 0.49894 | 0.67925 | 0.41261 | 0.20873 | 0.28505 | 0.38827 | 0.40927 | 0.28748 | 0.57872 | 0.15196 | 0.39427 | 0.36885 | 0.20603 | 0.2859 | 0.36444 | 0.2464 | 0.50079 | 0.64189 | 0.42587 | 0.20931 | 0.28534 | 0.402 | 0.35319 | 0.29887 | 0.49973 | 0.15835 | 0.39513 | 0.36682 | 0.20748 | 0.2889 | 0.38834 | 0.23432 | 0
May | 10 | 24 | Weekday | Wednesday | 0.64976 | 0.72327 | 0.73689 | 0.58645 | 1 | 0.58645 | 0.58645 | 0.20475 | 0.58645 | 0.64976 | 0.64976 | 0.24849 | 0.68495 | 0.36305 | 0.21698 | 0.29438 | 0.36769 | 0.32269 | 0.28673 | 0.33586 | 0.15168 | 0.36873 | 0.37989 | 0.20475 | 0.28479 | 0.33567 | 0.25373 | 0.32981 | 0.64738 | 0.38436 | 0.21756 | 0.2942 | 0.381 | 0.29046 | 0.29883 | 0.34791 | 0.15834 | 0.36827 | 0.37628 | 0.20619 | 0.28777 | 0.35774 | 0.23544 | 0
May | 10 | 1 | Weekday | Wednesday | 0.64703 | 0.68052 | 0.72648 | 0.54519 | 1 | 0.54519 | 0.54519 | 0.20475 | 0.54519 | 0.64703 | 0.64703 | 0.24864 | 0.6875 | 0.35504 | 0.21701 | 0.29388 | 0.35663 | 0.40884 | 0.2865 | 0.33773 | 0.15248 | 0.34246 | 0.37863 | 0.20475 | 0.28479 | 0.33094 | 0.25906 | 0.33035 | 0.64908 | 0.37644 | 0.21759 | 0.2942 | 0.36898 | 0.35327 | 0.29878 | 0.34884 | 0.15832 | 0.34155 | 0.37628 | 0.20619 | 0.28777 | 0.35289 | 0.23629 | 0
May | 10 | 2 | Weekday | Wednesday | 0.64387 | 0.66654 | 0.72091 | 0.52452 | 1 | 0.52452 | 0.52452 | 0.20475 | 0.52452 | 0.64387 | 0.64387 | 0.24879 | 0.68563 | 0.3487 | 0.21702 | 0.29448 | 0.35328 | 0.32127 | 0.28663 | 0.33681 | 0.15138 | 0.34068 | 0.37905 | 0.20475 | 0.28479 | 0.32729 | 0.25906 | 0.33055 | 0.64659 | 0.36938 | 0.21761 | 0.2942 | 0.36193 | 0.28758 | 0.29873 | 0.34916 | 0.1583 | 0.33647 | 0.37628 | 0.20619 | 0.28777 | 0.34885 | 0.23628 | 0
May | 10 | 3 | Weekday | Wednesday | 0.63569 | 0.66215 | 0.72182 | 0.50066 | 1 | 0.50066 | 0.50066 | 0.20475 | 0.50066 | 0.63569 | 0.63569 | 0.25463 | 0.73545 | 0.37644 | 0.22634 | 0.29378 | 0.40125 | 0.54519 | 0.28936 | 0.35016 | 0.15325 | 0.35702 | 0.37989 | 0.20475 | 0.28479 | 0.36883 | 0.26271 | 0.3387 | 0.70319 | 0.38441 | 0.22694 | 0.2942 | 0.40843 | 0.47983 | 0.30179 | 0.36232 | 0.15984 | 0.34789 | 0.37628 | 0.20619 | 0.28777 | 0.39303 | 0.23684 | 0
May | 10 | 4 | Weekday | Wednesday | 0.64828 | 0.66952 | 0.73866 | 0.50668 | 1 | 0.50668 | 0.50668 | 0.12211 | 0.50668 | 0.64828 | 0.64828 | 0.49224 | 0.77342 | 0.46491 | 0.24018 | 0.2475 | 0.45725 | 0.61069 | 0.26359 | 0.54805 | 0.13953 | 0.38535 | 0.29164 | 0.12211 | 0.15232 | 0.33651 | 0.188 | 0.44859 | 0.69642 | 0.43899 | 0.2405 | 0.24682 | 0.44211 | 0.48496 | 0.27395 | 0.44735 | 0.14531 | 0.37442 | 0.28879 | 0.12297 | 0.15391 | 0.35884 | 0.15779 | 0
May | 10 | 5 | Weekday | Wednesday | 0.61511 | 0.69267 | 0.78616 | 0.61554 | 0.004576 | 0.61554 | 0.61554 | 0.53576 | 0.61554 | 0.61511 | 0.61511 | 0.74875 | 0.87431 | 0.76534 | 0.4233 | 0.44926 | 0.60152 | 0.7536 | 0.44653 | 0.97748 | 0.48025 | 0.66152 | 0.40461 | 0.53576 | 0.57915 | 0.64775 | 0.32005 | 0.76575 | 0.84754 | 0.72657 | 0.38866 | 0.44991 | 0.52329 | 0.69197 | 0.31008 | 0.92915 | 0.30898 | 0.65786 | 0.38524 | 0.27482 | 0.21996 | 0.52584 | 0.25184 | 0
May | 10 | 6 | Weekday | Wednesday | 0.62212 | 0.73807 | 0.85408 | 0.72576 | 0.004576 | 0.72576 | 0.72576 | 0.56692 | 0.72576 | 0.62212 | 0.62212 | 0.9078 | 0.94564 | 0.98487 | 0.52028 | 0.56634 | 0.67461 | 0.88826 | 0.70597 | 0.97475 | 0.66821 | 0.85676 | 0.50085 | 0.56692 | 0.59372 | 0.68078 | 0.57992 | 0.92971 | 0.93225 | 0.9201 | 0.49233 | 0.56486 | 0.59816 | 0.8526 | 0.64555 | 0.92521 | 0.54105 | 0.86503 | 0.46558 | 0.394 | 0.34553 | 0.56649 | 0.54637 | 0
May | 10 | 7 | Weekday | Wednesday | 0.68182 | 0.77931 | 0.90753 | 0.73104 | 0.004576 | 0.73104 | 0.73104 | 0.74165 | 0.73104 | 0.68182 | 0.68182 | 0.92424 | 0.97398 | 0.84357 | 0.95027 | 1 | 0.65658 | 0.93107 | 0.91628 | 0.79779 | 0.77935 | 0.78033 | 0.94406 | 0.74165 | 0.75911 | 0.89117 | 0.83986 | 0.93165 | 0.96664 | 0.80942 | 0.94231 | 1 | 0.5829 | 0.90453 | 0.89145 | 0.74719 | 0.71152 | 0.76188 | 0.94137 | 0.62693 | 0.59161 | 0.81945 | 0.82636 | 0
May | 10 | 8 | Weekday | Wednesday | 0.74945 | 0.83366 | 0.93565 | 0.75546 | 0.004576 | 0.75546 | 0.75546 | 0.95971 | 0.75546 | 0.74945 | 0.74945 | 0.75195 | 0.99445 | 0.73701 | 0.94641 | 0.9372 | 0.58725 | 0.99071 | 0.93316 | 0.788 | 0.82189 | 0.74431 | 0.95437 | 0.95971 | 0.97122 | 0.95268 | 1 | 0.76578 | 0.99046 | 0.73855 | 0.9416 | 0.93635 | 0.52352 | 0.97983 | 0.90973 | 0.75058 | 0.7718 | 0.73001 | 0.95349 | 0.91122 | 0.89662 | 0.91686 | 0.99848 | 0
May | 10 | 9 | Weekday | Wednesday | 0.85211 | 0.87522 | 0.95065 | 0.72821 | 0.004576 | 0.72821 | 0.72821 | 0.98096 | 0.72821 | 0.85211 | 0.85211 | 0.94383 | 0.99765 | 0.61447 | 0.92702 | 0.91918 | 0.52248 | 0.99556 | 0.96137 | 0.95334 | 0.88982 | 0.5706 | 0.96517 | 0.98096 | 0.98395 | 0.92053 | 0.99577 | 0.9415 | 0.99615 | 0.62185 | 0.92408 | 0.91826 | 0.46567 | 0.9914 | 0.94878 | 0.93535 | 0.85654 | 0.55108 | 0.96475 | 0.95245 | 0.94084 | 0.89926 | 0.99848 | 0
May | 10 | 10 | Weekday | Wednesday | 0.94616 | 0.9206 | 0.96294 | 0.73855 | 0.004576 | 0.73855 | 0.73855 | 0.97719 | 0.73855 | 0.94616 | 0.94616 | 0.95494 | 1 | 0.5858 | 0.92653 | 0.93024 | 0.51514 | 1 | 0.97029 | 0.99414 | 0.91354 | 0.5677 | 0.97295 | 0.97719 | 0.97325 | 1 | 0.99347 | 0.97496 | 1 | 0.62451 | 0.92408 | 0.92885 | 0.47835 | 0.99605 | 0.97209 | 0.98567 | 0.89307 | 0.55437 | 0.97266 | 0.96601 | 0.95679 | 1 | 0.99848 | 0
May | 10 | 11 | Weekday | Wednesday | 0.99707 | 0.96039 | 0.96677 | 0.74443 | 0.004576 | 0.74443 | 0.74443 | 0.98072 | 0.74443 | 0.99707 | 0.99707 | 0.93365 | 0.97369 | 0.58963 | 0.90656 | 0.93421 | 0.50532 | 0.95151 | 0.98101 | 0.96372 | 0.9392 | 0.57514 | 0.92768 | 0.98072 | 0.97592 | 0.95113 | 0.90026 | 0.97718 | 0.97397 | 0.63342 | 0.90271 | 0.93131 | 0.47951 | 0.94844 | 0.98348 | 0.96611 | 0.92594 | 0.56096 | 0.92468 | 0.97587 | 0.96918 | 0.95515 | 0.90519 | 0
May | 10 | 12 | Weekday | Wednesday | 0.98827 | 0.97526 | 0.96266 | 0.7531 | 0.004576 | 0.7531 | 0.7531 | 0.9869 | 0.7531 | 0.98827 | 0.98827 | 0.77371 | 0.99303 | 0.57441 | 0.95669 | 0.9535 | 0.49997 | 0.99647 | 0.98477 | 0.95734 | 0.96639 | 0.57746 | 0.98464 | 0.9869 | 0.98135 | 0.94273 | 0.99139 | 0.80586 | 0.99499 | 0.6144 | 0.95484 | 0.95108 | 0.48197 | 0.99649 | 0.97749 | 0.96141 | 0.95354 | 0.56841 | 0.98236 | 0.98415 | 0.97766 | 0.95261 | 0.99902 | 0
May | 10 | 13 | Weekday | Wednesday | 0.96454 | 0.98626 | 0.96676 | 0.74089 | 0.004576 | 0.74089 | 0.74089 | 0.99249 | 0.74089 | 0.96454 | 0.96454 | 0.73663 | 0.99068 | 0.5703 | 0.96158 | 0.92843 | 0.4989 | 0.99329 | 0.99077 | 0.77949 | 0.99296 | 0.58327 | 0.98849 | 0.99249 | 0.98849 | 0.92561 | 0.99165 | 0.80067 | 0.9947 | 0.6104 | 0.96216 | 0.92795 | 0.48864 | 1 | 0.99387 | 0.77655 | 0.98695 | 0.57404 | 0.98921 | 0.99072 | 0.98603 | 0.93932 | 0.99965 | 0
May | 10 | 14 | Weekday | Wednesday | 0.94657 | 1 | 0.95611 | 0.75843 | 0.004576 | 0.75843 | 0.75843 | 0.99652 | 0.75843 | 0.94657 | 0.94657 | 0.78112 | 0.98782 | 0.56495 | 0.96652 | 0.93471 | 0.54311 | 0.97065 | 1 | 0.78428 | 1 | 0.58532 | 0.9962 | 0.99652 | 0.99504 | 0.91043 | 0.99178 | 0.79791 | 0.9936 | 0.6042 | 0.96743 | 0.93476 | 0.53032 | 0.98488 | 1 | 0.77473 | 1 | 0.57507 | 0.99659 | 0.99679 | 0.99556 | 0.92755 | 1 | 0
May | 10 | 15 | Weekday | Wednesday | 0.89738 | 0.99991 | 0.93759 | 0.79962 | 0.004576 | 0.79962 | 0.79962 | 1 | 0.79962 | 0.89738 | 0.89738 | 0.97596 | 0.98956 | 0.5945 | 1 | 0.96309 | 0.72134 | 0.96647 | 0.94486 | 0.78096 | 0.97146 | 0.57905 | 1 | 1 | 1 | 0.91078 | 0.99195 | 0.9741 | 0.99731 | 0.66782 | 1 | 0.96163 | 0.71598 | 0.98647 | 0.96638 | 0.77236 | 0.98744 | 0.61373 | 1 | 1 | 1 | 0.92746 | 0.99996 | 0
May | 10 | 16 | Weekday | Wednesday | 0.84078 | 0.97088 | 0.91612 | 0.89036 | 0.004576 | 0.89036 | 0.89036 | 0.99879 | 0.89036 | 0.84078 | 0.84078 | 0.98729 | 0.98559 | 0.696 | 0.91145 | 0.88037 | 0.87405 | 0.95831 | 0.70896 | 0.96239 | 0.82908 | 0.6893 | 0.63558 | 0.99879 | 0.99866 | 0.90817 | 0.29565 | 0.98273 | 0.99515 | 0.75453 | 0.91137 | 0.88071 | 0.86215 | 0.97524 | 0.71539 | 0.95917 | 0.82517 | 0.72612 | 0.63193 | 0.99654 | 0.99499 | 0.91964 | 0.29877 | 0
May | 10 | 17 | Weekday | Wednesday | 0.80289 | 0.93297 | 0.89373 | 0.98153 | 0.004576 | 0.98153 | 0.98153 | 0.76685 | 0.98153 | 0.80289 | 0.80289 | 1 | 0.82216 | 0.87879 | 0.75834 | 0.60404 | 0.93566 | 0.6066 | 0.70196 | 0.96916 | 0.79389 | 0.77201 | 0.49266 | 0.76685 | 0.74662 | 0.90171 | 0.097688 | 0.98802 | 0.8186 | 0.88876 | 0.75456 | 0.60378 | 0.91451 | 0.5949 | 0.70112 | 0.95465 | 0.78102 | 0.79726 | 0.48906 | 0.75986 | 0.73523 | 0.90415 | 0.097749 | 0
May | 10 | 18 | Weekday | Wednesday | 0.76485 | 0.89972 | 0.87116 | 0.9993 | 0.52599 | 0.9993 | 0.9993 | 0.75941 | 0.9993 | 0.76485 | 0.76485 | 0.82088 | 0.82647 | 0.85409 | 0.73763 | 0.60939 | 0.92226 | 0.61904 | 0.70183 | 0.99124 | 0.75561 | 0.80377 | 0.52091 | 0.75941 | 0.75247 | 0.86571 | 0.12651 | 0.82535 | 0.81981 | 0.91049 | 0.73141 | 0.60966 | 0.90453 | 0.60147 | 0.69641 | 0.97113 | 0.74718 | 0.8416 | 0.51735 | 0.744 | 0.73005 | 0.85584 | 0.12608 | 0
May | 10 | 19 | Weekday | Wednesday | 0.78068 | 0.89446 | 0.8575 | 1 | 1 | 1 | 1 | 0.80008 | 1 | 0.78068 | 0.78068 | 0.85473 | 0.76006 | 0.92418 | 0.63645 | 0.59593 | 0.98311 | 0.58875 | 0.72911 | 0.87444 | 0.7364 | 0.93829 | 0.61899 | 0.80008 | 0.86161 | 0.81766 | 0.23134 | 0.88736 | 0.73888 | 1 | 0.62282 | 0.59595 | 0.97881 | 0.5473 | 0.71896 | 0.85133 | 0.72024 | 0.98194 | 0.61345 | 0.77794 | 0.82704 | 0.79547 | 0.23199 | 0
May | 10 | 20 | Weekday | Wednesday | 0.79952 | 0.8605 | 0.84293 | 0.99177 | 1 | 0.99177 | 0.99177 | 0.36747 | 0.99177 | 0.79952 | 0.79952 | 0.83049 | 0.73283 | 0.9521 | 0.59847 | 0.59309 | 0.83842 | 0.3994 | 0.29364 | 0.87538 | 0.16839 | 0.89967 | 0.6173 | 0.36747 | 0.44643 | 0.59354 | 0.23679 | 0.87144 | 0.70743 | 0.95612 | 0.58158 | 0.5938 | 0.83695 | 0.38132 | 0.29923 | 0.84497 | 0.17282 | 0.92929 | 0.61088 | 0.36265 | 0.43982 | 0.57704 | 0.23284 | 0
May | 10 | 21 | Weekday | Wednesday | 0.7476 | 0.79112 | 0.81642 | 0.92964 | 1 | 0.92964 | 0.92964 | 0.20475 | 0.92964 | 0.7476 | 0.7476 | 0.787 | 0.69405 | 0.77934 | 0.2628 | 0.31349 | 0.6635 | 0.39759 | 0.28837 | 0.86971 | 0.15274 | 0.65858 | 0.39923 | 0.20475 | 0.28479 | 0.35274 | 0.23778 | 0.85968 | 0.66193 | 0.78624 | 0.26365 | 0.31369 | 0.65404 | 0.35045 | 0.29884 | 0.83805 | 0.15833 | 0.67207 | 0.3971 | 0.20619 | 0.28777 | 0.37575 | 0.23301 | 0
May | 10 | 22 | Weekday | Wednesday | 0.73178 | 0.75413 | 0.78556 | 0.79411 | 1 | 0.79411 | 0.79411 | 0.20475 | 0.79411 | 0.73178 | 0.73178 | 0.75109 | 0.6926 | 0.57259 | 0.22616 | 0.29428 | 0.49739 | 0.32232 | 0.29249 | 0.90101 | 0.15369 | 0.44814 | 0.37905 | 0.20475 | 0.28479 | 0.45875 | 0.23951 | 0.87225 | 0.65913 | 0.60066 | 0.22687 | 0.2942 | 0.4993 | 0.29334 | 0.30273 | 0.87558 | 0.15959 | 0.45411 | 0.37628 | 0.20619 | 0.28777 | 0.48912 | 0.23327 | 0
May | 10 | 23 | Weekday | Wednesday | 0.68236 | 0.75398 | 0.76109 | 0.66752 | 1 | 0.66752 | 0.66752 | 0.20603 | 0.66752 | 0.68236 | 0.68236 | 0.49894 | 0.67925 | 0.41261 | 0.20873 | 0.28505 | 0.38827 | 0.40927 | 0.28748 | 0.57872 | 0.15196 | 0.39427 | 0.36885 | 0.20603 | 0.2859 | 0.36444 | 0.2464 | 0.50079 | 0.64189 | 0.42587 | 0.20931 | 0.28534 | 0.402 | 0.35319 | 0.29887 | 0.49973 | 0.15835 | 0.39513 | 0.36682 | 0.20748 | 0.2889 | 0.38834 | 0.23432 | 0
May | 11 | 24 | Weekday | Thursday | 0.64976 | 0.72327 | 0.73689 | 0.58645 | 1 | 0.58645 | 0.58645 | 0.20475 | 0.58645 | 0.64976 | 0.64976 | 0.24849 | 0.68495 | 0.36305 | 0.21698 | 0.29438 | 0.36769 | 0.32269 | 0.28673 | 0.33586 | 0.15168 | 0.36873 | 0.37989 | 0.20475 | 0.28479 | 0.33567 | 0.25373 | 0.32981 | 0.64738 | 0.38436 | 0.21756 | 0.2942 | 0.381 | 0.29046 | 0.29883 | 0.34791 | 0.15834 | 0.36827 | 0.37628 | 0.20619 | 0.28777 | 0.35774 | 0.23544 | 0
May | 11 | 1 | Weekday | Thursday | 0.64703 | 0.68052 | 0.72648 | 0.54519 | 1 | 0.54519 | 0.54519 | 0.20475 | 0.54519 | 0.64703 | 0.64703 | 0.24864 | 0.6875 | 0.35504 | 0.21701 | 0.29388 | 0.35663 | 0.40884 | 0.2865 | 0.33773 | 0.15248 | 0.34246 | 0.37863 | 0.20475 | 0.28479 | 0.33094 | 0.25906 | 0.33035 | 0.64908 | 0.37644 | 0.21759 | 0.2942 | 0.36898 | 0.35327 | 0.29878 | 0.34884 | 0.15832 | 0.34155 | 0.37628 | 0.20619 | 0.28777 | 0.35289 | 0.23629 | 0
May | 11 | 2 | Weekday | Thursday | 0.64387 | 0.66654 | 0.72091 | 0.52452 | 1 | 0.52452 | 0.52452 | 0.20475 | 0.52452 | 0.64387 | 0.64387 | 0.24879 | 0.68563 | 0.3487 | 0.21702 | 0.29448 | 0.35328 | 0.32127 | 0.28663 | 0.33681 | 0.15138 | 0.34068 | 0.37905 | 0.20475 | 0.28479 | 0.32729 | 0.25906 | 0.33055 | 0.64659 | 0.36938 | 0.21761 | 0.2942 | 0.36193 | 0.28758 | 0.29873 | 0.34916 | 0.1583 | 0.33647 | 0.37628 | 0.20619 | 0.28777 | 0.34885 | 0.23628 | 0
May | 11 | 3 | Weekday | Thursday | 0.63569 | 0.66215 | 0.72182 | 0.50066 | 1 | 0.50066 | 0.50066 | 0.20475 | 0.50066 | 0.63569 | 0.63569 | 0.25463 | 0.73545 | 0.37644 | 0.22634 | 0.29378 | 0.40125 | 0.54519 | 0.28936 | 0.35016 | 0.15325 | 0.35702 | 0.37989 | 0.20475 | 0.28479 | 0.36883 | 0.26271 | 0.3387 | 0.70319 | 0.38441 | 0.22694 | 0.2942 | 0.40843 | 0.47983 | 0.30179 | 0.36232 | 0.15984 | 0.34789 | 0.37628 | 0.20619 | 0.28777 | 0.39303 | 0.23684 | 0
May | 11 | 4 | Weekday | Thursday | 0.64828 | 0.66952 | 0.73866 | 0.50668 | 1 | 0.50668 | 0.50668 | 0.12211 | 0.50668 | 0.64828 | 0.64828 | 0.49224 | 0.77342 | 0.46491 | 0.24018 | 0.2475 | 0.45725 | 0.61069 | 0.26359 | 0.54805 | 0.13953 | 0.38535 | 0.29164 | 0.12211 | 0.15232 | 0.33651 | 0.188 | 0.44859 | 0.69642 | 0.43899 | 0.2405 | 0.24682 | 0.44211 | 0.48496 | 0.27395 | 0.44735 | 0.14531 | 0.37442 | 0.28879 | 0.12297 | 0.15391 | 0.35884 | 0.15779 | 0
May | 11 | 5 | Weekday | Thursday | 0.61511 | 0.69267 | 0.78616 | 0.61554 | 0.004576 | 0.61554 | 0.61554 | 0.53576 | 0.61554 | 0.61511 | 0.61511 | 0.74875 | 0.87431 | 0.76534 | 0.4233 | 0.44926 | 0.60152 | 0.7536 | 0.44653 | 0.97748 | 0.48025 | 0.66152 | 0.40461 | 0.53576 | 0.57915 | 0.64775 | 0.32005 | 0.76575 | 0.84754 | 0.72657 | 0.38866 | 0.44991 | 0.52329 | 0.69197 | 0.31008 | 0.92915 | 0.30898 | 0.65786 | 0.38524 | 0.27482 | 0.21996 | 0.52584 | 0.25184 | 0
May | 11 | 6 | Weekday | Thursday | 0.62212 | 0.73807 | 0.85408 | 0.72576 | 0.004576 | 0.72576 | 0.72576 | 0.56692 | 0.72576 | 0.62212 | 0.62212 | 0.9078 | 0.94564 | 0.98487 | 0.52028 | 0.56634 | 0.67461 | 0.88826 | 0.70597 | 0.97475 | 0.66821 | 0.85676 | 0.50085 | 0.56692 | 0.59372 | 0.68078 | 0.57992 | 0.92971 | 0.93225 | 0.9201 | 0.49233 | 0.56486 | 0.59816 | 0.8526 | 0.64555 | 0.92521 | 0.54105 | 0.86503 | 0.46558 | 0.394 | 0.34553 | 0.56649 | 0.54637 | 0
May | 11 | 7 | Weekday | Thursday | 0.68182 | 0.77931 | 0.90753 | 0.73104 | 0.004576 | 0.73104 | 0.73104 | 0.74165 | 0.73104 | 0.68182 | 0.68182 | 0.92424 | 0.97398 | 0.84357 | 0.95027 | 1 | 0.65658 | 0.93107 | 0.91628 | 0.79779 | 0.77935 | 0.78033 | 0.94406 | 0.74165 | 0.75911 | 0.89117 | 0.83986 | 0.93165 | 0.96664 | 0.80942 | 0.94231 | 1 | 0.5829 | 0.90453 | 0.89145 | 0.74719 | 0.71152 | 0.76188 | 0.94137 | 0.62693 | 0.59161 | 0.81945 | 0.82636 | 0
May | 11 | 8 | Weekday | Thursday | 0.74945 | 0.83366 | 0.93565 | 0.75546 | 0.004576 | 0.75546 | 0.75546 | 0.95971 | 0.75546 | 0.74945 | 0.74945 | 0.75195 | 0.99445 | 0.73701 | 0.94641 | 0.9372 | 0.58725 | 0.99071 | 0.93316 | 0.788 | 0.82189 | 0.74431 | 0.95437 | 0.95971 | 0.97122 | 0.95268 | 1 | 0.76578 | 0.99046 | 0.73855 | 0.9416 | 0.93635 | 0.52352 | 0.97983 | 0.90973 | 0.75058 | 0.7718 | 0.73001 | 0.95349 | 0.91122 | 0.89662 | 0.91686 | 0.99848 | 0
May | 11 | 9 | Weekday | Thursday | 0.85211 | 0.87522 | 0.95065 | 0.72821 | 0.004576 | 0.72821 | 0.72821 | 0.98096 | 0.72821 | 0.85211 | 0.85211 | 0.94383 | 0.99765 | 0.61447 | 0.92702 | 0.91918 | 0.52248 | 0.99556 | 0.96137 | 0.95334 | 0.88982 | 0.5706 | 0.96517 | 0.98096 | 0.98395 | 0.92053 | 0.99577 | 0.9415 | 0.99615 | 0.62185 | 0.92408 | 0.91826 | 0.46567 | 0.9914 | 0.94878 | 0.93535 | 0.85654 | 0.55108 | 0.96475 | 0.95245 | 0.94084 | 0.89926 | 0.99848 | 0
May | 11 | 10 | Weekday | Thursday | 0.94616 | 0.9206 | 0.96294 | 0.73855 | 0.004576 | 0.73855 | 0.73855 | 0.97719 | 0.73855 | 0.94616 | 0.94616 | 0.95494 | 1 | 0.5858 | 0.92653 | 0.93024 | 0.51514 | 1 | 0.97029 | 0.99414 | 0.91354 | 0.5677 | 0.97295 | 0.97719 | 0.97325 | 1 | 0.99347 | 0.97496 | 1 | 0.62451 | 0.92408 | 0.92885 | 0.47835 | 0.99605 | 0.97209 | 0.98567 | 0.89307 | 0.55437 | 0.97266 | 0.96601 | 0.95679 | 1 | 0.99848 | 0
May | 11 | 11 | Weekday | Thursday | 0.99707 | 0.96039 | 0.96677 | 0.74443 | 0.004576 | 0.74443 | 0.74443 | 0.98072 | 0.74443 | 0.99707 | 0.99707 | 0.93365 | 0.97369 | 0.58963 | 0.90656 | 0.93421 | 0.50532 | 0.95151 | 0.98101 | 0.96372 | 0.9392 | 0.57514 | 0.92768 | 0.98072 | 0.97592 | 0.95113 | 0.90026 | 0.97718 | 0.97397 | 0.63342 | 0.90271 | 0.93131 | 0.47951 | 0.94844 | 0.98348 | 0.96611 | 0.92594 | 0.56096 | 0.92468 | 0.97587 | 0.96918 | 0.95515 | 0.90519 | 0
May | 11 | 12 | Weekday | Thursday | 0.98827 | 0.97526 | 0.96266 | 0.7531 | 0.004576 | 0.7531 | 0.7531 | 0.9869 | 0.7531 | 0.98827 | 0.98827 | 0.77371 | 0.99303 | 0.57441 | 0.95669 | 0.9535 | 0.49997 | 0.99647 | 0.98477 | 0.95734 | 0.96639 | 0.57746 | 0.98464 | 0.9869 | 0.98135 | 0.94273 | 0.99139 | 0.80586 | 0.99499 | 0.6144 | 0.95484 | 0.95108 | 0.48197 | 0.99649 | 0.97749 | 0.96141 | 0.95354 | 0.56841 | 0.98236 | 0.98415 | 0.97766 | 0.95261 | 0.99902 | 0
May | 11 | 13 | Weekday | Thursday | 0.96454 | 0.98626 | 0.96676 | 0.74089 | 0.004576 | 0.74089 | 0.74089 | 0.99249 | 0.74089 | 0.96454 | 0.96454 | 0.73663 | 0.99068 | 0.5703 | 0.96158 | 0.92843 | 0.4989 | 0.99329 | 0.99077 | 0.77949 | 0.99296 | 0.58327 | 0.98849 | 0.99249 | 0.98849 | 0.92561 | 0.99165 | 0.80067 | 0.9947 | 0.6104 | 0.96216 | 0.92795 | 0.48864 | 1 | 0.99387 | 0.77655 | 0.98695 | 0.57404 | 0.98921 | 0.99072 | 0.98603 | 0.93932 | 0.99965 | 0
May | 11 | 14 | Weekday | Thursday | 0.94657 | 1 | 0.95611 | 0.75843 | 0.004576 | 0.75843 | 0.75843 | 0.99652 | 0.75843 | 0.94657 | 0.94657 | 0.78112 | 0.98782 | 0.56495 | 0.96652 | 0.93471 | 0.54311 | 0.97065 | 1 | 0.78428 | 1 | 0.58532 | 0.9962 | 0.99652 | 0.99504 | 0.91043 | 0.99178 | 0.79791 | 0.9936 | 0.6042 | 0.96743 | 0.93476 | 0.53032 | 0.98488 | 1 | 0.77473 | 1 | 0.57507 | 0.99659 | 0.99679 | 0.99556 | 0.92755 | 1 | 0
May | 11 | 15 | Weekday | Thursday | 0.89738 | 0.99991 | 0.93759 | 0.79962 | 0.004576 | 0.79962 | 0.79962 | 1 | 0.79962 | 0.89738 | 0.89738 | 0.97596 | 0.98956 | 0.5945 | 1 | 0.96309 | 0.72134 | 0.96647 | 0.94486 | 0.78096 | 0.97146 | 0.57905 | 1 | 1 | 1 | 0.91078 | 0.99195 | 0.9741 | 0.99731 | 0.66782 | 1 | 0.96163 | 0.71598 | 0.98647 | 0.96638 | 0.77236 | 0.98744 | 0.61373 | 1 | 1 | 1 | 0.92746 | 0.99996 | 0
May | 11 | 16 | Weekday | Thursday | 0.84078 | 0.97088 | 0.91612 | 0.89036 | 0.004576 | 0.89036 | 0.89036 | 0.99879 | 0.89036 | 0.84078 | 0.84078 | 0.98729 | 0.98559 | 0.696 | 0.91145 | 0.88037 | 0.87405 | 0.95831 | 0.70896 | 0.96239 | 0.82908 | 0.6893 | 0.63558 | 0.99879 | 0.99866 | 0.90817 | 0.29565 | 0.98273 | 0.99515 | 0.75453 | 0.91137 | 0.88071 | 0.86215 | 0.97524 | 0.71539 | 0.95917 | 0.82517 | 0.72612 | 0.63193 | 0.99654 | 0.99499 | 0.91964 | 0.29877 | 0
May | 11 | 17 | Weekday | Thursday | 0.80289 | 0.93297 | 0.89373 | 0.98153 | 0.004576 | 0.98153 | 0.98153 | 0.76685 | 0.98153 | 0.80289 | 0.80289 | 1 | 0.82216 | 0.87879 | 0.75834 | 0.60404 | 0.93566 | 0.6066 | 0.70196 | 0.96916 | 0.79389 | 0.77201 | 0.49266 | 0.76685 | 0.74662 | 0.90171 | 0.097688 | 0.98802 | 0.8186 | 0.88876 | 0.75456 | 0.60378 | 0.91451 | 0.5949 | 0.70112 | 0.95465 | 0.78102 | 0.79726 | 0.48906 | 0.75986 | 0.73523 | 0.90415 | 0.097749 | 0
May | 11 | 18 | Weekday | Thursday | 0.76485 | 0.89972 | 0.87116 | 0.9993 | 0.52599 | 0.9993 | 0.9993 | 0.75941 | 0.9993 | 0.76485 | 0.76485 | 0.82088 | 0.82647 | 0.85409 | 0.73763 | 0.60939 | 0.92226 | 0.61904 | 0.70183 | 0.99124 | 0.75561 | 0.80377 | 0.52091 | 0.75941 | 0.75247 | 0.86571 | 0.12651 | 0.82535 | 0.81981 | 0.91049 | 0.73141 | 0.60966 | 0.90453 | 0.60147 | 0.69641 | 0.97113 | 0.74718 | 0.8416 | 0.51735 | 0.744 | 0.73005 | 0.85584 | 0.12608 | 0
May | 11 | 19 | Weekday | Thursday | 0.78068 | 0.89446 | 0.8575 | 1 | 1 | 1 | 1 | 0.80008 | 1 | 0.78068 | 0.78068 | 0.85473 | 0.76006 | 0.92418 | 0.63645 | 0.59593 | 0.98311 | 0.58875 | 0.72911 | 0.87444 | 0.7364 | 0.93829 | 0.61899 | 0.80008 | 0.86161 | 0.81766 | 0.23134 | 0.88736 | 0.73888 | 1 | 0.62282 | 0.59595 | 0.97881 | 0.5473 | 0.71896 | 0.85133 | 0.72024 | 0.98194 | 0.61345 | 0.77794 | 0.82704 | 0.79547 | 0.23199 | 0
May | 11 | 20 | Weekday | Thursday | 0.79952 | 0.8605 | 0.84293 | 0.99177 | 1 | 0.99177 | 0.99177 | 0.36747 | 0.99177 | 0.79952 | 0.79952 | 0.83049 | 0.73283 | 0.9521 | 0.59847 | 0.59309 | 0.83842 | 0.3994 | 0.29364 | 0.87538 | 0.16839 | 0.89967 | 0.6173 | 0.36747 | 0.44643 | 0.59354 | 0.23679 | 0.87144 | 0.70743 | 0.95612 | 0.58158 | 0.5938 | 0.83695 | 0.38132 | 0.29923 | 0.84497 | 0.17282 | 0.92929 | 0.61088 | 0.36265 | 0.43982 | 0.57704 | 0.23284 | 0
May | 11 | 21 | Weekday | Thursday | 0.7476 | 0.79112 | 0.81642 | 0.92964 | 1 | 0.92964 | 0.92964 | 0.20475 | 0.92964 | 0.7476 | 0.7476 | 0.787 | 0.69405 | 0.77934 | 0.2628 | 0.31349 | 0.6635 | 0.39759 | 0.28837 | 0.86971 | 0.15274 | 0.65858 | 0.39923 | 0.20475 | 0.28479 | 0.35274 | 0.23778 | 0.85968 | 0.66193 | 0.78624 | 0.26365 | 0.31369 | 0.65404 | 0.35045 | 0.29884 | 0.83805 | 0.15833 | 0.67207 | 0.3971 | 0.20619 | 0.28777 | 0.37575 | 0.23301 | 0
May | 11 | 22 | Weekday | Thursday | 0.73178 | 0.75413 | 0.78556 | 0.79411 | 1 | 0.79411 | 0.79411 | 0.20475 | 0.79411 | 0.73178 | 0.73178 | 0.75109 | 0.6926 | 0.57259 | 0.22616 | 0.29428 | 0.49739 | 0.32232 | 0.29249 | 0.90101 | 0.15369 | 0.44814 | 0.37905 | 0.20475 | 0.28479 | 0.45875 | 0.23951 | 0.87225 | 0.65913 | 0.60066 | 0.22687 | 0.2942 | 0.4993 | 0.29334 | 0.30273 | 0.87558 | 0.15959 | 0.45411 | 0.37628 | 0.20619 | 0.28777 | 0.48912 | 0.23327 | 0
May | 11 | 23 | Weekday | Thursday | 0.68236 | 0.75398 | 0.76109 | 0.66752 | 1 | 0.66752 | 0.66752 | 0.20603 | 0.66752 | 0.68236 | 0.68236 | 0.49894 | 0.67925 | 0.41261 | 0.20873 | 0.28505 | 0.38827 | 0.40927 | 0.28748 | 0.57872 | 0.15196 | 0.39427 | 0.36885 | 0.20603 | 0.2859 | 0.36444 | 0.2464 | 0.50079 | 0.64189 | 0.42587 | 0.20931 | 0.28534 | 0.402 | 0.35319 | 0.29887 | 0.49973 | 0.15835 | 0.39513 | 0.36682 | 0.20748 | 0.2889 | 0.38834 | 0.23432 | 0
May | 12 | 24 | Weekday | Friday | 0.64976 | 0.72327 | 0.73689 | 0.58645 | 1 | 0.58645 | 0.58645 | 0.20475 | 0.58645 | 0.64976 | 0.64976 | 0.24849 | 0.68495 | 0.36305 | 0.21698 | 0.29438 | 0.36769 | 0.32269 | 0.28673 | 0.33586 | 0.15168 | 0.36873 | 0.37989 | 0.20475 | 0.28479 | 0.33567 | 0.25373 | 0.32981 | 0.64738 | 0.38436 | 0.21756 | 0.2942 | 0.381 | 0.29046 | 0.29883 | 0.34791 | 0.15834 | 0.36827 | 0.37628 | 0.20619 | 0.28777 | 0.35774 | 0.23544 | 0
May | 12 | 1 | Weekday | Friday | 0.64703 | 0.68052 | 0.72648 | 0.54519 | 1 | 0.54519 | 0.54519 | 0.20475 | 0.54519 | 0.64703 | 0.64703 | 0.24864 | 0.6875 | 0.35504 | 0.21701 | 0.29388 | 0.35663 | 0.40884 | 0.2865 | 0.33773 | 0.15248 | 0.34246 | 0.37863 | 0.20475 | 0.28479 | 0.33094 | 0.25906 | 0.33035 | 0.64908 | 0.37644 | 0.21759 | 0.2942 | 0.36898 | 0.35327 | 0.29878 | 0.34884 | 0.15832 | 0.34155 | 0.37628 | 0.20619 | 0.28777 | 0.35289 | 0.23629 | 0
May | 12 | 2 | Weekday | Friday | 0.64387 | 0.66654 | 0.72091 | 0.52452 | 1 | 0.52452 | 0.52452 | 0.20475 | 0.52452 | 0.64387 | 0.64387 | 0.24879 | 0.68563 | 0.3487 | 0.21702 | 0.29448 | 0.35328 | 0.32127 | 0.28663 | 0.33681 | 0.15138 | 0.34068 | 0.37905 | 0.20475 | 0.28479 | 0.32729 | 0.25906 | 0.33055 | 0.64659 | 0.36938 | 0.21761 | 0.2942 | 0.36193 | 0.28758 | 0.29873 | 0.34916 | 0.1583 | 0.33647 | 0.37628 | 0.20619 | 0.28777 | 0.34885 | 0.23628 | 0
May | 12 | 3 | Weekday | Friday | 0.63569 | 0.66215 | 0.72182 | 0.50066 | 1 | 0.50066 | 0.50066 | 0.20475 | 0.50066 | 0.63569 | 0.63569 | 0.25463 | 0.73545 | 0.37644 | 0.22634 | 0.29378 | 0.40125 | 0.54519 | 0.28936 | 0.35016 | 0.15325 | 0.35702 | 0.37989 | 0.20475 | 0.28479 | 0.36883 | 0.26271 | 0.3387 | 0.70319 | 0.38441 | 0.22694 | 0.2942 | 0.40843 | 0.47983 | 0.30179 | 0.36232 | 0.15984 | 0.34789 | 0.37628 | 0.20619 | 0.28777 | 0.39303 | 0.23684 | 0
May | 12 | 4 | Weekday | Friday | 0.64828 | 0.66952 | 0.73866 | 0.50668 | 1 | 0.50668 | 0.50668 | 0.12211 | 0.50668 | 0.64828 | 0.64828 | 0.49224 | 0.77342 | 0.46491 | 0.24018 | 0.2475 | 0.45725 | 0.61069 | 0.26359 | 0.54805 | 0.13953 | 0.38535 | 0.29164 | 0.12211 | 0.15232 | 0.33651 | 0.188 | 0.44859 | 0.69642 | 0.43899 | 0.2405 | 0.24682 | 0.44211 | 0.48496 | 0.27395 | 0.44735 | 0.14531 | 0.37442 | 0.28879 | 0.12297 | 0.15391 | 0.35884 | 0.15779 | 0
May | 12 | 5 | Weekday | Friday | 0.61511 | 0.69267 | 0.78616 | 0.61554 | 0.004576 | 0.61554 | 0.61554 | 0.53576 | 0.61554 | 0.61511 | 0.61511 | 0.74875 | 0.87431 | 0.76534 | 0.4233 | 0.44926 | 0.60152 | 0.7536 | 0.44653 | 0.97748 | 0.48025 | 0.66152 | 0.40461 | 0.53576 | 0.57915 | 0.64775 | 0.32005 | 0.76575 | 0.84754 | 0.72657 | 0.38866 | 0.44991 | 0.52329 | 0.69197 | 0.31008 | 0.92915 | 0.30898 | 0.65786 | 0.38524 | 0.27482 | 0.21996 | 0.52584 | 0.25184 | 0
May | 12 | 6 | Weekday | Friday | 0.62212 | 0.73807 | 0.85408 | 0.72576 | 0.004576 | 0.72576 | 0.72576 | 0.56692 | 0.72576 | 0.62212 | 0.62212 | 0.9078 | 0.94564 | 0.98487 | 0.52028 | 0.56634 | 0.67461 | 0.88826 | 0.70597 | 0.97475 | 0.66821 | 0.85676 | 0.50085 | 0.56692 | 0.59372 | 0.68078 | 0.57992 | 0.92971 | 0.93225 | 0.9201 | 0.49233 | 0.56486 | 0.59816 | 0.8526 | 0.64555 | 0.92521 | 0.54105 | 0.86503 | 0.46558 | 0.394 | 0.34553 | 0.56649 | 0.54637 | 0
May | 12 | 7 | Weekday | Friday | 0.68182 | 0.77931 | 0.90753 | 0.73104 | 0.004576 | 0.73104 | 0.73104 | 0.74165 | 0.73104 | 0.68182 | 0.68182 | 0.92424 | 0.97398 | 0.84357 | 0.95027 | 1 | 0.65658 | 0.93107 | 0.91628 | 0.79779 | 0.77935 | 0.78033 | 0.94406 | 0.74165 | 0.75911 | 0.89117 | 0.83986 | 0.93165 | 0.96664 | 0.80942 | 0.94231 | 1 | 0.5829 | 0.90453 | 0.89145 | 0.74719 | 0.71152 | 0.76188 | 0.94137 | 0.62693 | 0.59161 | 0.81945 | 0.82636 | 0
May | 12 | 8 | Weekday | Friday | 0.74945 | 0.83366 | 0.93565 | 0.75546 | 0.004576 | 0.75546 | 0.75546 | 0.95971 | 0.75546 | 0.74945 | 0.74945 | 0.75195 | 0.99445 | 0.73701 | 0.94641 | 0.9372 | 0.58725 | 0.99071 | 0.93316 | 0.788 | 0.82189 | 0.74431 | 0.95437 | 0.95971 | 0.97122 | 0.95268 | 1 | 0.76578 | 0.99046 | 0.73855 | 0.9416 | 0.93635 | 0.52352 | 0.97983 | 0.90973 | 0.75058 | 0.7718 | 0.73001 | 0.95349 | 0.91122 | 0.89662 | 0.91686 | 0.99848 | 0
May | 12 | 9 | Weekday | Friday | 0.85211 | 0.87522 | 0.95065 | 0.72821 | 0.004576 | 0.72821 | 0.72821 | 0.98096 | 0.72821 | 0.85211 | 0.85211 | 0.94383 | 0.99765 | 0.61447 | 0.92702 | 0.91918 | 0.52248 | 0.99556 | 0.96137 | 0.95334 | 0.88982 | 0.5706 | 0.96517 | 0.98096 | 0.98395 | 0.92053 | 0.99577 | 0.9415 | 0.99615 | 0.62185 | 0.92408 | 0.91826 | 0.46567 | 0.9914 | 0.94878 | 0.93535 | 0.85654 | 0.55108 | 0.96475 | 0.95245 | 0.94084 | 0.89926 | 0.99848 | 0
May | 12 | 10 | Weekday | Friday | 0.94616 | 0.9206 | 0.96294 | 0.73855 | 0.004576 | 0.73855 | 0.73855 | 0.97719 | 0.73855 | 0.94616 | 0.94616 | 0.95494 | 1 | 0.5858 | 0.92653 | 0.93024 | 0.51514 | 1 | 0.97029 | 0.99414 | 0.91354 | 0.5677 | 0.97295 | 0.97719 | 0.97325 | 1 | 0.99347 | 0.97496 | 1 | 0.62451 | 0.92408 | 0.92885 | 0.47835 | 0.99605 | 0.97209 | 0.98567 | 0.89307 | 0.55437 | 0.97266 | 0.96601 | 0.95679 | 1 | 0.99848 | 0
May | 12 | 11 | Weekday | Friday | 0.99707 | 0.96039 | 0.96677 | 0.74443 | 0.004576 | 0.74443 | 0.74443 | 0.98072 | 0.74443 | 0.99707 | 0.99707 | 0.93365 | 0.97369 | 0.58963 | 0.90656 | 0.93421 | 0.50532 | 0.95151 | 0.98101 | 0.96372 | 0.9392 | 0.57514 | 0.92768 | 0.98072 | 0.97592 | 0.95113 | 0.90026 | 0.97718 | 0.97397 | 0.63342 | 0.90271 | 0.93131 | 0.47951 | 0.94844 | 0.98348 | 0.96611 | 0.92594 | 0.56096 | 0.92468 | 0.97587 | 0.96918 | 0.95515 | 0.90519 | 0
May | 12 | 12 | Weekday | Friday | 0.98827 | 0.97526 | 0.96266 | 0.7531 | 0.004576 | 0.7531 | 0.7531 | 0.9869 | 0.7531 | 0.98827 | 0.98827 | 0.77371 | 0.99303 | 0.57441 | 0.95669 | 0.9535 | 0.49997 | 0.99647 | 0.98477 | 0.95734 | 0.96639 | 0.57746 | 0.98464 | 0.9869 | 0.98135 | 0.94273 | 0.99139 | 0.80586 | 0.99499 | 0.6144 | 0.95484 | 0.95108 | 0.48197 | 0.99649 | 0.97749 | 0.96141 | 0.95354 | 0.56841 | 0.98236 | 0.98415 | 0.97766 | 0.95261 | 0.99902 | 0
May | 12 | 13 | Weekday | Friday | 0.96454 | 0.98626 | 0.96676 | 0.74089 | 0.004576 | 0.74089 | 0.74089 | 0.99249 | 0.74089 | 0.96454 | 0.96454 | 0.73663 | 0.99068 | 0.5703 | 0.96158 | 0.92843 | 0.4989 | 0.99329 | 0.99077 | 0.77949 | 0.99296 | 0.58327 | 0.98849 | 0.99249 | 0.98849 | 0.92561 | 0.99165 | 0.80067 | 0.9947 | 0.6104 | 0.96216 | 0.92795 | 0.48864 | 1 | 0.99387 | 0.77655 | 0.98695 | 0.57404 | 0.98921 | 0.99072 | 0.98603 | 0.93932 | 0.99965 | 0
May | 12 | 14 | Weekday | Friday | 0.94657 | 1 | 0.95611 | 0.75843 | 0.004576 | 0.75843 | 0.75843 | 0.99652 | 0.75843 | 0.94657 | 0.94657 | 0.78112 | 0.98782 | 0.56495 | 0.96652 | 0.93471 | 0.54311 | 0.97065 | 1 | 0.78428 | 1 | 0.58532 | 0.9962 | 0.99652 | 0.99504 | 0.91043 | 0.99178 | 0.79791 | 0.9936 | 0.6042 | 0.96743 | 0.93476 | 0.53032 | 0.98488 | 1 | 0.77473 | 1 | 0.57507 | 0.99659 | 0.99679 | 0.99556 | 0.92755 | 1 | 0
May | 12 | 15 | Weekday | Friday | 0.89738 | 0.99991 | 0.93759 | 0.79962 | 0.004576 | 0.79962 | 0.79962 | 1 | 0.79962 | 0.89738 | 0.89738 | 0.97596 | 0.98956 | 0.5945 | 1 | 0.96309 | 0.72134 | 0.96647 | 0.94486 | 0.78096 | 0.97146 | 0.57905 | 1 | 1 | 1 | 0.91078 | 0.99195 | 0.9741 | 0.99731 | 0.66782 | 1 | 0.96163 | 0.71598 | 0.98647 | 0.96638 | 0.77236 | 0.98744 | 0.61373 | 1 | 1 | 1 | 0.92746 | 0.99996 | 0
May | 12 | 16 | Weekday | Friday | 0.84078 | 0.97088 | 0.91612 | 0.89036 | 0.004576 | 0.89036 | 0.89036 | 0.99879 | 0.89036 | 0.84078 | 0.84078 | 0.98729 | 0.98559 | 0.696 | 0.91145 | 0.88037 | 0.87405 | 0.95831 | 0.70896 | 0.96239 | 0.82908 | 0.6893 | 0.63558 | 0.99879 | 0.99866 | 0.90817 | 0.29565 | 0.98273 | 0.99515 | 0.75453 | 0.91137 | 0.88071 | 0.86215 | 0.97524 | 0.71539 | 0.95917 | 0.82517 | 0.72612 | 0.63193 | 0.99654 | 0.99499 | 0.91964 | 0.29877 | 0
May | 12 | 17 | Weekday | Friday | 0.80289 | 0.93297 | 0.89373 | 0.98153 | 0.004576 | 0.98153 | 0.98153 | 0.76685 | 0.98153 | 0.80289 | 0.80289 | 1 | 0.82216 | 0.87879 | 0.75834 | 0.60404 | 0.93566 | 0.6066 | 0.70196 | 0.96916 | 0.79389 | 0.77201 | 0.49266 | 0.76685 | 0.74662 | 0.90171 | 0.097688 | 0.98802 | 0.8186 | 0.88876 | 0.75456 | 0.60378 | 0.91451 | 0.5949 | 0.70112 | 0.95465 | 0.78102 | 0.79726 | 0.48906 | 0.75986 | 0.73523 | 0.90415 | 0.097749 | 0
May | 12 | 18 | Weekday | Friday | 0.76485 | 0.89972 | 0.87116 | 0.9993 | 0.52599 | 0.9993 | 0.9993 | 0.75941 | 0.9993 | 0.76485 | 0.76485 | 0.82088 | 0.82647 | 0.85409 | 0.73763 | 0.60939 | 0.92226 | 0.61904 | 0.70183 | 0.99124 | 0.75561 | 0.80377 | 0.52091 | 0.75941 | 0.75247 | 0.86571 | 0.12651 | 0.82535 | 0.81981 | 0.91049 | 0.73141 | 0.60966 | 0.90453 | 0.60147 | 0.69641 | 0.97113 | 0.74718 | 0.8416 | 0.51735 | 0.744 | 0.73005 | 0.85584 | 0.12608 | 0
May | 12 | 19 | Weekday | Friday | 0.78068 | 0.89446 | 0.8575 | 1 | 1 | 1 | 1 | 0.80008 | 1 | 0.78068 | 0.78068 | 0.85473 | 0.76006 | 0.92418 | 0.63645 | 0.59593 | 0.98311 | 0.58875 | 0.72911 | 0.87444 | 0.7364 | 0.93829 | 0.61899 | 0.80008 | 0.86161 | 0.81766 | 0.23134 | 0.88736 | 0.73888 | 1 | 0.62282 | 0.59595 | 0.97881 | 0.5473 | 0.71896 | 0.85133 | 0.72024 | 0.98194 | 0.61345 | 0.77794 | 0.82704 | 0.79547 | 0.23199 | 0
May | 12 | 20 | Weekday | Friday | 0.79952 | 0.8605 | 0.84293 | 0.99177 | 1 | 0.99177 | 0.99177 | 0.36747 | 0.99177 | 0.79952 | 0.79952 | 0.83049 | 0.73283 | 0.9521 | 0.59847 | 0.59309 | 0.83842 | 0.3994 | 0.29364 | 0.87538 | 0.16839 | 0.89967 | 0.6173 | 0.36747 | 0.44643 | 0.59354 | 0.23679 | 0.87144 | 0.70743 | 0.95612 | 0.58158 | 0.5938 | 0.83695 | 0.38132 | 0.29923 | 0.84497 | 0.17282 | 0.92929 | 0.61088 | 0.36265 | 0.43982 | 0.57704 | 0.23284 | 0
May | 12 | 21 | Weekday | Friday | 0.7476 | 0.79112 | 0.81642 | 0.92964 | 1 | 0.92964 | 0.92964 | 0.20475 | 0.92964 | 0.7476 | 0.7476 | 0.787 | 0.69405 | 0.77934 | 0.2628 | 0.31349 | 0.6635 | 0.39759 | 0.28837 | 0.86971 | 0.15274 | 0.65858 | 0.39923 | 0.20475 | 0.28479 | 0.35274 | 0.23778 | 0.85968 | 0.66193 | 0.78624 | 0.26365 | 0.31369 | 0.65404 | 0.35045 | 0.29884 | 0.83805 | 0.15833 | 0.67207 | 0.3971 | 0.20619 | 0.28777 | 0.37575 | 0.23301 | 0
May | 12 | 22 | Weekday | Friday | 0.73178 | 0.75413 | 0.78556 | 0.79411 | 1 | 0.79411 | 0.79411 | 0.20475 | 0.79411 | 0.73178 | 0.73178 | 0.75109 | 0.6926 | 0.57259 | 0.22616 | 0.29428 | 0.49739 | 0.32232 | 0.29249 | 0.90101 | 0.15369 | 0.44814 | 0.37905 | 0.20475 | 0.28479 | 0.45875 | 0.23951 | 0.87225 | 0.65913 | 0.60066 | 0.22687 | 0.2942 | 0.4993 | 0.29334 | 0.30273 | 0.87558 | 0.15959 | 0.45411 | 0.37628 | 0.20619 | 0.28777 | 0.48912 | 0.23327 | 0
May | 12 | 23 | Weekday | Friday | 0.68236 | 0.75398 | 0.76109 | 0.66752 | 1 | 0.66752 | 0.66752 | 0.19663 | 0.66752 | 0.68236 | 0.68236 | 0.48675 | 0.69852 | 0.39828 | 0.19969 | 0.2757 | 0.38494 | 0.37898 | 0.28635 | 0.56134 | 0.15142 | 0.39674 | 0.36273 | 0.19663 | 0.27775 | 0.37241 | 0.24039 | 0.50099 | 0.66408 | 0.41112 | 0.20023 | 0.2756 | 0.40041 | 0.32725 | 0.29891 | 0.50011 | 0.15836 | 0.40201 | 0.35641 | 0.19801 | 0.28066 | 0.39705 | 0.23342 | 0
May | 13 | 24 | Weekend | Saturday | 0.6566 | 0.73225 | 0.76338 | 0.592 | 1 | 0.592 | 0.592 | 0.20032 | 0.592 | 0.6566 | 0.6566 | 0.24927 | 0.69641 | 0.38933 | 0.18075 | 0.25512 | 0.36466 | 0.34899 | 0.2865 | 0.33762 | 0.15102 | 0.39491 | 0.33278 | 0.20032 | 0.28095 | 0.33868 | 0.24074 | 0.3301 | 0.66117 | 0.42171 | 0.18125 | 0.25522 | 0.38222 | 0.30081 | 0.29888 | 0.34839 | 0.15836 | 0.40092 | 0.33464 | 0.20172 | 0.28389 | 0.36063 | 0.23345 | 0
May | 13 | 1 | Weekend | Saturday | 0.65007 | 0.68718 | 0.75054 | 0.54909 | 1 | 0.54909 | 0.54909 | 0.20032 | 0.54909 | 0.65007 | 0.65007 | 0.2484 | 0.6973 | 0.35147 | 0.18081 | 0.25541 | 0.35123 | 0.34489 | 0.28594 | 0.33649 | 0.15179 | 0.34781 | 0.33999 | 0.20032 | 0.28095 | 0.33354 | 0.24235 | 0.33066 | 0.66108 | 0.37452 | 0.18125 | 0.25522 | 0.37046 | 0.2996 | 0.29884 | 0.34939 | 0.15835 | 0.34692 | 0.33464 | 0.20172 | 0.28389 | 0.35558 | 0.2337 | 0
May | 13 | 2 | Weekend | Saturday | 0.6451 | 0.67168 | 0.74304 | 0.52624 | 1 | 0.52624 | 0.52624 | 0.20032 | 0.52624 | 0.6451 | 0.6451 | 0.24919 | 0.69734 | 0.35903 | 0.18075 | 0.25541 | 0.34462 | 0.39615 | 0.28642 | 0.33892 | 0.15139 | 0.33768 | 0.34119 | 0.20032 | 0.28095 | 0.32956 | 0.24272 | 0.33089 | 0.66074 | 0.38439 | 0.18125 | 0.25522 | 0.36265 | 0.33305 | 0.29879 | 0.34974 | 0.15833 | 0.34076 | 0.33464 | 0.20172 | 0.28389 | 0.35148 | 0.23374 | 0
May | 13 | 3 | Weekend | Saturday | 0.63563 | 0.66636 | 0.74173 | 0.50104 | 1 | 0.50104 | 0.50104 | 0.20032 | 0.50104 | 0.63563 | 0.63563 | 0.25168 | 0.70249 | 0.38978 | 0.18995 | 0.25483 | 0.39116 | 0.43172 | 0.28704 | 0.34298 | 0.15274 | 0.35805 | 0.33278 | 0.20032 | 0.28095 | 0.35072 | 0.24362 | 0.33443 | 0.66748 | 0.40453 | 0.19056 | 0.25522 | 0.40943 | 0.37157 | 0.29999 | 0.35543 | 0.15894 | 0.35214 | 0.33464 | 0.20172 | 0.28389 | 0.37348 | 0.23389 | 0
May | 13 | 4 | Weekend | Saturday | 0.64842 | 0.67172 | 0.75737 | 0.50445 | 1 | 0.50445 | 0.50445 | 0.1098 | 0.50445 | 0.64842 | 0.64842 | 0.4709 | 0.69554 | 0.40056 | 0.18374 | 0.18331 | 0.4414 | 0.47924 | 0.2581 | 0.50998 | 0.13748 | 0.34964 | 0.2235 | 0.1098 | 0.13586 | 0.31706 | 0.15748 | 0.44204 | 0.65952 | 0.39741 | 0.18396 | 0.18255 | 0.43756 | 0.38146 | 0.27012 | 0.43824 | 0.14334 | 0.34317 | 0.21692 | 0.11057 | 0.13728 | 0.338 | 0.1472 | 0
May | 13 | 5 | Weekend | Saturday | 0.61495 | 0.69173 | 0.80439 | 0.6082 | 0.004576 | 0.6082 | 0.6082 | 0.24896 | 0.6082 | 0.61495 | 0.61495 | 0.72897 | 0.72415 | 0.61388 | 0.31495 | 0.28649 | 0.59544 | 0.51128 | 0.2437 | 0.95201 | 0.12861 | 0.51662 | 0.28749 | 0.24896 | 0.2727 | 0.57923 | 0.10887 | 0.76425 | 0.70436 | 0.62961 | 0.29918 | 0.28643 | 0.52825 | 0.44267 | 0.2539 | 0.92679 | 0.13486 | 0.52355 | 0.2731 | 0.14224 | 0.12101 | 0.46679 | 0.099482 | 0
May | 13 | 6 | Weekend | Saturday | 0.61985 | 0.73726 | 0.87607 | 0.71962 | 0.004576 | 0.71962 | 0.71962 | 0.26003 | 0.71962 | 0.61985 | 0.61985 | 0.82891 | 0.7774 | 0.83351 | 0.36236 | 0.29648 | 0.66612 | 0.57409 | 0.24291 | 0.92755 | 0.12926 | 0.70246 | 0.28524 | 0.26003 | 0.2762 | 0.6311 | 0.20379 | 0.93015 | 0.74396 | 0.81086 | 0.34925 | 0.29646 | 0.59976 | 0.51302 | 0.25361 | 0.92634 | 0.13472 | 0.71033 | 0.27245 | 0.19163 | 0.17322 | 0.52501 | 0.17821 | 0
May | 13 | 7 | Weekend | Saturday | 0.67494 | 0.77738 | 0.93377 | 0.72714 | 0.004576 | 0.72714 | 0.72714 | 0.56555 | 0.72714 | 0.67494 | 0.67494 | 0.85331 | 0.79728 | 1 | 0.5012 | 0.37935 | 0.61498 | 0.64423 | 0.24302 | 0.75168 | 0.12892 | 1 | 0.34876 | 0.56555 | 0.57676 | 0.77516 | 0.19892 | 0.93389 | 0.7763 | 0.92476 | 0.49551 | 0.37908 | 0.54968 | 0.61196 | 0.25373 | 0.7486 | 0.13477 | 0.99148 | 0.33894 | 0.4481 | 0.40421 | 0.70358 | 0.18581 | 0
May | 13 | 8 | Weekend | Saturday | 0.74433 | 0.83087 | 0.96439 | 0.75803 | 0.004576 | 0.75803 | 0.75803 | 0.60846 | 0.75803 | 0.74433 | 0.74433 | 0.72171 | 0.82784 | 0.83261 | 0.51247 | 0.40237 | 0.54854 | 0.69071 | 0.24429 | 0.76141 | 0.1302 | 0.86259 | 0.34944 | 0.60846 | 0.60319 | 0.75932 | 0.26547 | 0.77313 | 0.81385 | 0.81239 | 0.50906 | 0.4022 | 0.4935 | 0.65664 | 0.25397 | 0.75509 | 0.13489 | 0.85719 | 0.34222 | 0.55596 | 0.52192 | 0.71364 | 0.25867 | 0
May | 13 | 9 | Weekend | Saturday | 0.85213 | 0.87239 | 0.98068 | 0.73557 | 0.004576 | 0.73557 | 0.73557 | 0.73493 | 0.73557 | 0.85213 | 0.85213 | 0.93203 | 0.83389 | 0.69803 | 0.51368 | 0.3816 | 0.48964 | 0.68026 | 0.24436 | 0.94553 | 0.13382 | 0.62431 | 0.3497 | 0.73493 | 0.72356 | 0.83962 | 0.26285 | 0.95224 | 0.82175 | 0.70117 | 0.51107 | 0.38134 | 0.44058 | 0.65593 | 0.25405 | 0.9429 | 0.13494 | 0.60895 | 0.34688 | 0.71108 | 0.68518 | 0.82259 | 0.25867 | 0
May | 13 | 10 | Weekend | Saturday | 0.94696 | 0.91665 | 0.99348 | 0.74775 | 0.004576 | 0.74775 | 0.74775 | 0.72807 | 0.74775 | 0.94696 | 0.94696 | 0.94781 | 0.83475 | 0.65488 | 0.43428 | 0.37893 | 0.48821 | 0.71177 | 0.24785 | 1 | 0.13169 | 0.60273 | 0.3534 | 0.72807 | 0.70945 | 0.92204 | 0.2611 | 0.98887 | 0.82447 | 0.68373 | 0.43216 | 0.37866 | 0.45789 | 0.68438 | 0.25771 | 1 | 0.13603 | 0.59132 | 0.34941 | 0.71345 | 0.68561 | 0.92317 | 0.25867 | 0
May | 13 | 11 | Weekend | Saturday | 1 | 0.95445 | 0.9977 | 0.74352 | 0.004576 | 0.74352 | 0.74352 | 0.84412 | 0.74352 | 1 | 1 | 0.94075 | 0.82198 | 0.62545 | 0.44745 | 0.37651 | 0.48828 | 0.66852 | 0.2449 | 0.97882 | 0.18622 | 0.61184 | 0.28456 | 0.84412 | 0.82408 | 0.91606 | 0.18109 | 0.99437 | 0.81213 | 0.68849 | 0.44601 | 0.37535 | 0.46792 | 0.64795 | 0.25407 | 0.98157 | 0.19269 | 0.6001 | 0.28099 | 0.83715 | 0.81219 | 0.92969 | 0.17821 | 0
May | 13 | 12 | Weekend | Saturday | 0.99297 | 0.96767 | 0.99391 | 0.75149 | 0.004576 | 0.75149 | 0.75149 | 0.8673 | 0.75149 | 0.99297 | 0.99297 | 0.77629 | 0.81521 | 0.60456 | 0.50207 | 0.37282 | 0.47888 | 0.71337 | 0.24356 | 0.96229 | 0.20031 | 0.60824 | 0.28192 | 0.8673 | 0.8513 | 0.90715 | 0.17989 | 0.81754 | 0.8058 | 0.66103 | 0.50162 | 0.37223 | 0.46482 | 0.69282 | 0.2543 | 0.96811 | 0.20687 | 0.6064 | 0.27839 | 0.86305 | 0.84358 | 0.92763 | 0.17821 | 0
May | 13 | 13 | Weekend | Saturday | 0.97147 | 0.97832 | 1 | 0.73431 | 0.004576 | 0.73431 | 0.73431 | 0.88663 | 0.73431 | 0.97147 | 0.97147 | 0.72629 | 0.81586 | 0.60197 | 0.41075 | 0.26865 | 0.47344 | 0.68865 | 0.24415 | 0.77472 | 0.256 | 0.61124 | 0.28346 | 0.88663 | 0.87422 | 0.88548 | 0.17867 | 0.8069 | 0.80788 | 0.65951 | 0.40951 | 0.26793 | 0.46597 | 0.67409 | 0.25437 | 0.77786 | 0.26639 | 0.60768 | 0.27751 | 0.8847 | 0.86968 | 0.90835 | 0.17821 | 0
May | 13 | 14 | Weekend | Saturday | 0.95249 | 0.99187 | 0.98845 | 0.75084 | 0.004576 | 0.75084 | 0.75084 | 0.89413 | 0.75084 | 0.95249 | 0.95249 | 0.76379 | 0.78248 | 0.59777 | 0.46268 | 0.29048 | 0.51554 | 0.71514 | 0.2518 | 0.77395 | 0.29386 | 0.61177 | 0.28544 | 0.89413 | 0.88782 | 0.86552 | 0.17779 | 0.80254 | 0.78038 | 0.65465 | 0.4622 | 0.29015 | 0.50479 | 0.70009 | 0.2635 | 0.77609 | 0.30627 | 0.6035 | 0.27951 | 0.8948 | 0.88619 | 0.89061 | 0.17821 | 0
May | 13 | 15 | Weekend | Saturday | 0.90343 | 0.99117 | 0.96565 | 0.78487 | 0.004576 | 0.78487 | 0.78487 | 0.89612 | 0.78487 | 0.90343 | 0.90343 | 0.96208 | 0.77524 | 0.62723 | 0.53847 | 0.31426 | 0.69916 | 0.65646 | 0.25895 | 0.77415 | 0.299 | 0.60081 | 0.28329 | 0.89612 | 0.89198 | 0.86246 | 0.096551 | 0.98415 | 0.7736 | 0.71575 | 0.53785 | 0.3146 | 0.69557 | 0.64007 | 0.27101 | 0.77624 | 0.31253 | 0.64047 | 0.28341 | 0.89507 | 0.88742 | 0.88998 | 0.097572 | 0
May | 13 | 16 | Weekend | Saturday | 0.84525 | 0.96096 | 0.93938 | 0.86817 | 0.004576 | 0.86817 | 0.86817 | 0.79121 | 0.86817 | 0.84525 | 0.84525 | 0.97694 | 0.74922 | 0.68911 | 0.52503 | 0.29533 | 0.89554 | 0.62756 | 0.26308 | 0.95988 | 0.31157 | 0.67726 | 0.25695 | 0.79121 | 0.78112 | 0.81897 | 0.096551 | 0.99282 | 0.74456 | 0.77306 | 0.52327 | 0.29531 | 0.88845 | 0.60745 | 0.27372 | 0.96476 | 0.32589 | 0.71952 | 0.25073 | 0.77685 | 0.75838 | 0.83517 | 0.097572 | 0
May | 13 | 17 | Weekend | Saturday | 0.80772 | 0.92514 | 0.91344 | 0.94879 | 0.004576 | 0.94879 | 0.94879 | 0.6007 | 0.94879 | 0.80772 | 0.80772 | 0.99444 | 0.7348 | 0.81638 | 0.36304 | 0.17871 | 0.963 | 0.43678 | 0.24622 | 0.97048 | 0.25082 | 0.81789 | 0.15842 | 0.6007 | 0.57887 | 0.80457 | 0.096551 | 1 | 0.72284 | 0.91382 | 0.36439 | 0.17792 | 0.94667 | 0.41064 | 0.25764 | 0.96586 | 0.2626 | 0.86442 | 0.15236 | 0.57576 | 0.54186 | 0.80236 | 0.097572 | 0
May | 13 | 18 | Weekend | Saturday | 0.76812 | 0.88992 | 0.88699 | 0.95981 | 0.40275 | 0.95981 | 0.95981 | 0.36427 | 0.95981 | 0.76812 | 0.76812 | 0.80859 | 0.73708 | 0.85572 | 0.25691 | 0.17101 | 0.9401 | 0.45253 | 0.25285 | 0.98681 | 0.21807 | 0.84249 | 0.18608 | 0.36427 | 0.37303 | 0.72591 | 0.11867 | 0.83959 | 0.72253 | 0.92348 | 0.25775 | 0.17078 | 0.92642 | 0.41927 | 0.26352 | 0.98252 | 0.22826 | 0.88943 | 0.18274 | 0.35131 | 0.35405 | 0.70516 | 0.11992 | 0
May | 13 | 19 | Weekend | Saturday | 0.78399 | 0.8846 | 0.87154 | 0.95598 | 1 | 0.95598 | 0.95598 | 0.44383 | 0.95598 | 0.78399 | 0.78399 | 0.84183 | 0.70867 | 0.90841 | 0.2457 | 0.2557 | 1 | 0.44279 | 0.28792 | 0.86376 | 0.1751 | 0.95039 | 0.33879 | 0.44383 | 0.51871 | 0.72135 | 0.22924 | 0.89526 | 0.68188 | 0.99028 | 0.24642 | 0.25522 | 1 | 0.40753 | 0.30091 | 0.85888 | 0.1836 | 1 | 0.33464 | 0.42996 | 0.49953 | 0.69145 | 0.23166 | 0
May | 13 | 20 | Weekend | Saturday | 0.79969 | 0.85252 | 0.85547 | 0.95721 | 1 | 0.95721 | 0.95721 | 0.25036 | 0.95721 | 0.79969 | 0.79969 | 0.81488 | 0.71003 | 0.87681 | 0.22741 | 0.25541 | 0.85121 | 0.41413 | 0.28661 | 0.86632 | 0.16122 | 0.92557 | 0.33879 | 0.25036 | 0.33261 | 0.58258 | 0.22924 | 0.87717 | 0.6812 | 0.94467 | 0.2278 | 0.25522 | 0.85428 | 0.37319 | 0.30008 | 0.85083 | 0.15894 | 0.97304 | 0.33464 | 0.25211 | 0.3361 | 0.56697 | 0.23166 | 0
May | 13 | 21 | Weekend | Saturday | 0.75167 | 0.78627 | 0.82569 | 0.90423 | 1 | 0.90423 | 0.90423 | 0.20032 | 0.90423 | 0.75167 | 0.75167 | 0.76414 | 0.70499 | 0.8397 | 0.20848 | 0.25541 | 0.67356 | 0.37775 | 0.28722 | 0.85231 | 0.15219 | 0.72276 | 0.33638 | 0.20032 | 0.28095 | 0.35401 | 0.22924 | 0.86436 | 0.67191 | 0.81799 | 0.20918 | 0.25522 | 0.67001 | 0.33017 | 0.29909 | 0.84131 | 0.15842 | 0.73758 | 0.33464 | 0.20172 | 0.28389 | 0.37699 | 0.23166 | 0
May | 13 | 22 | Weekend | Saturday | 0.73374 | 0.75379 | 0.79128 | 0.77532 | 1 | 0.77532 | 0.77532 | 0.20032 | 0.77532 | 0.73374 | 0.73374 | 0.72551 | 0.70128 | 0.61907 | 0.19001 | 0.25483 | 0.50353 | 0.35921 | 0.28912 | 0.88457 | 0.15333 | 0.4856 | 0.33879 | 0.20032 | 0.28095 | 0.45929 | 0.22924 | 0.8738 | 0.66725 | 0.63357 | 0.19056 | 0.25522 | 0.51294 | 0.314 | 0.30272 | 0.87742 | 0.15955 | 0.49189 | 0.33464 | 0.20172 | 0.28389 | 0.48975 | 0.23166 | 0
May | 13 | 23 | Weekend | Saturday | 0.68469 | 0.75318 | 0.7643 | 0.65815 | 1 | 0.65815 | 0.65815 | 0.19663 | 0.65815 | 0.68469 | 0.68469 | 0.48675 | 0.69852 | 0.39828 | 0.19969 | 0.2757 | 0.38494 | 0.37898 | 0.28635 | 0.56134 | 0.15142 | 0.39674 | 0.36273 | 0.19663 | 0.27775 | 0.37241 | 0.24039 | 0.50099 | 0.66408 | 0.41112 | 0.20023 | 0.2756 | 0.40041 | 0.32725 | 0.29891 | 0.50011 | 0.15836 | 0.40201 | 0.35641 | 0.19801 | 0.28066 | 0.39705 | 0.23342 | 0
May | 14 | 24 | Weekend | Sunday | 0.6566 | 0.73225 | 0.76338 | 0.592 | 1 | 0.592 | 0.592 | 0.20032 | 0.592 | 0.6566 | 0.6566 | 0.24927 | 0.69641 | 0.38933 | 0.18075 | 0.25512 | 0.36466 | 0.34899 | 0.2865 | 0.33762 | 0.15102 | 0.39491 | 0.33278 | 0.20032 | 0.28095 | 0.33868 | 0.24074 | 0.3301 | 0.66117 | 0.42171 | 0.18125 | 0.25522 | 0.38222 | 0.30081 | 0.29888 | 0.34839 | 0.15836 | 0.40092 | 0.33464 | 0.20172 | 0.28389 | 0.36063 | 0.23345 | 0
May | 14 | 1 | Weekend | Sunday | 0.65007 | 0.68718 | 0.75054 | 0.54909 | 1 | 0.54909 | 0.54909 | 0.20032 | 0.54909 | 0.65007 | 0.65007 | 0.2484 | 0.6973 | 0.35147 | 0.18081 | 0.25541 | 0.35123 | 0.34489 | 0.28594 | 0.33649 | 0.15179 | 0.34781 | 0.33999 | 0.20032 | 0.28095 | 0.33354 | 0.24235 | 0.33066 | 0.66108 | 0.37452 | 0.18125 | 0.25522 | 0.37046 | 0.2996 | 0.29884 | 0.34939 | 0.15835 | 0.34692 | 0.33464 | 0.20172 | 0.28389 | 0.35558 | 0.2337 | 0
May | 14 | 2 | Weekend | Sunday | 0.6451 | 0.67168 | 0.74304 | 0.52624 | 1 | 0.52624 | 0.52624 | 0.20032 | 0.52624 | 0.6451 | 0.6451 | 0.24919 | 0.69734 | 0.35903 | 0.18075 | 0.25541 | 0.34462 | 0.39615 | 0.28642 | 0.33892 | 0.15139 | 0.33768 | 0.34119 | 0.20032 | 0.28095 | 0.32956 | 0.24272 | 0.33089 | 0.66074 | 0.38439 | 0.18125 | 0.25522 | 0.36265 | 0.33305 | 0.29879 | 0.34974 | 0.15833 | 0.34076 | 0.33464 | 0.20172 | 0.28389 | 0.35148 | 0.23374 | 0
May | 14 | 3 | Weekend | Sunday | 0.63563 | 0.66636 | 0.74173 | 0.50104 | 1 | 0.50104 | 0.50104 | 0.20032 | 0.50104 | 0.63563 | 0.63563 | 0.25168 | 0.70249 | 0.38978 | 0.18995 | 0.25483 | 0.39116 | 0.43172 | 0.28704 | 0.34298 | 0.15274 | 0.35805 | 0.33278 | 0.20032 | 0.28095 | 0.35072 | 0.24362 | 0.33443 | 0.66748 | 0.40453 | 0.19056 | 0.25522 | 0.40943 | 0.37157 | 0.29999 | 0.35543 | 0.15894 | 0.35214 | 0.33464 | 0.20172 | 0.28389 | 0.37348 | 0.23389 | 0
May | 14 | 4 | Weekend | Sunday | 0.64842 | 0.67172 | 0.75737 | 0.50445 | 1 | 0.50445 | 0.50445 | 0.1098 | 0.50445 | 0.64842 | 0.64842 | 0.4709 | 0.69554 | 0.40056 | 0.18374 | 0.18331 | 0.4414 | 0.47924 | 0.2581 | 0.50998 | 0.13748 | 0.34964 | 0.2235 | 0.1098 | 0.13586 | 0.31706 | 0.15748 | 0.44204 | 0.65952 | 0.39741 | 0.18396 | 0.18255 | 0.43756 | 0.38146 | 0.27012 | 0.43824 | 0.14334 | 0.34317 | 0.21692 | 0.11057 | 0.13728 | 0.338 | 0.1472 | 0
May | 14 | 5 | Weekend | Sunday | 0.61495 | 0.69173 | 0.80439 | 0.6082 | 0.004576 | 0.6082 | 0.6082 | 0.24896 | 0.6082 | 0.61495 | 0.61495 | 0.72897 | 0.72415 | 0.61388 | 0.31495 | 0.28649 | 0.59544 | 0.51128 | 0.2437 | 0.95201 | 0.12861 | 0.51662 | 0.28749 | 0.24896 | 0.2727 | 0.57923 | 0.10887 | 0.76425 | 0.70436 | 0.62961 | 0.29918 | 0.28643 | 0.52825 | 0.44267 | 0.2539 | 0.92679 | 0.13486 | 0.52355 | 0.2731 | 0.14224 | 0.12101 | 0.46679 | 0.099482 | 0
May | 14 | 6 | Weekend | Sunday | 0.61985 | 0.73726 | 0.87607 | 0.71962 | 0.004576 | 0.71962 | 0.71962 | 0.26003 | 0.71962 | 0.61985 | 0.61985 | 0.82891 | 0.7774 | 0.83351 | 0.36236 | 0.29648 | 0.66612 | 0.57409 | 0.24291 | 0.92755 | 0.12926 | 0.70246 | 0.28524 | 0.26003 | 0.2762 | 0.6311 | 0.20379 | 0.93015 | 0.74396 | 0.81086 | 0.34925 | 0.29646 | 0.59976 | 0.51302 | 0.25361 | 0.92634 | 0.13472 | 0.71033 | 0.27245 | 0.19163 | 0.17322 | 0.52501 | 0.17821 | 0
May | 14 | 7 | Weekend | Sunday | 0.67494 | 0.77738 | 0.93377 | 0.72714 | 0.004576 | 0.72714 | 0.72714 | 0.56555 | 0.72714 | 0.67494 | 0.67494 | 0.85331 | 0.79728 | 1 | 0.5012 | 0.37935 | 0.61498 | 0.64423 | 0.24302 | 0.75168 | 0.12892 | 1 | 0.34876 | 0.56555 | 0.57676 | 0.77516 | 0.19892 | 0.93389 | 0.7763 | 0.92476 | 0.49551 | 0.37908 | 0.54968 | 0.61196 | 0.25373 | 0.7486 | 0.13477 | 0.99148 | 0.33894 | 0.4481 | 0.40421 | 0.70358 | 0.18581 | 0
May | 14 | 8 | Weekend | Sunday | 0.74433 | 0.83087 | 0.96439 | 0.75803 | 0.004576 | 0.75803 | 0.75803 | 0.60846 | 0.75803 | 0.74433 | 0.74433 | 0.72171 | 0.82784 | 0.83261 | 0.51247 | 0.40237 | 0.54854 | 0.69071 | 0.24429 | 0.76141 | 0.1302 | 0.86259 | 0.34944 | 0.60846 | 0.60319 | 0.75932 | 0.26547 | 0.77313 | 0.81385 | 0.81239 | 0.50906 | 0.4022 | 0.4935 | 0.65664 | 0.25397 | 0.75509 | 0.13489 | 0.85719 | 0.34222 | 0.55596 | 0.52192 | 0.71364 | 0.25867 | 0
May | 14 | 9 | Weekend | Sunday | 0.85213 | 0.87239 | 0.98068 | 0.73557 | 0.004576 | 0.73557 | 0.73557 | 0.73493 | 0.73557 | 0.85213 | 0.85213 | 0.93203 | 0.83389 | 0.69803 | 0.51368 | 0.3816 | 0.48964 | 0.68026 | 0.24436 | 0.94553 | 0.13382 | 0.62431 | 0.3497 | 0.73493 | 0.72356 | 0.83962 | 0.26285 | 0.95224 | 0.82175 | 0.70117 | 0.51107 | 0.38134 | 0.44058 | 0.65593 | 0.25405 | 0.9429 | 0.13494 | 0.60895 | 0.34688 | 0.71108 | 0.68518 | 0.82259 | 0.25867 | 0
May | 14 | 10 | Weekend | Sunday | 0.94696 | 0.91665 | 0.99348 | 0.74775 | 0.004576 | 0.74775 | 0.74775 | 0.72807 | 0.74775 | 0.94696 | 0.94696 | 0.94781 | 0.83475 | 0.65488 | 0.43428 | 0.37893 | 0.48821 | 0.71177 | 0.24785 | 1 | 0.13169 | 0.60273 | 0.3534 | 0.72807 | 0.70945 | 0.92204 | 0.2611 | 0.98887 | 0.82447 | 0.68373 | 0.43216 | 0.37866 | 0.45789 | 0.68438 | 0.25771 | 1 | 0.13603 | 0.59132 | 0.34941 | 0.71345 | 0.68561 | 0.92317 | 0.25867 | 0
May | 14 | 11 | Weekend | Sunday | 1 | 0.95445 | 0.9977 | 0.74352 | 0.004576 | 0.74352 | 0.74352 | 0.84412 | 0.74352 | 1 | 1 | 0.94075 | 0.82198 | 0.62545 | 0.44745 | 0.37651 | 0.48828 | 0.66852 | 0.2449 | 0.97882 | 0.18622 | 0.61184 | 0.28456 | 0.84412 | 0.82408 | 0.91606 | 0.18109 | 0.99437 | 0.81213 | 0.68849 | 0.44601 | 0.37535 | 0.46792 | 0.64795 | 0.25407 | 0.98157 | 0.19269 | 0.6001 | 0.28099 | 0.83715 | 0.81219 | 0.92969 | 0.17821 | 0
May | 14 | 12 | Weekend | Sunday | 0.99297 | 0.96767 | 0.99391 | 0.75149 | 0.004576 | 0.75149 | 0.75149 | 0.8673 | 0.75149 | 0.99297 | 0.99297 | 0.77629 | 0.81521 | 0.60456 | 0.50207 | 0.37282 | 0.47888 | 0.71337 | 0.24356 | 0.96229 | 0.20031 | 0.60824 | 0.28192 | 0.8673 | 0.8513 | 0.90715 | 0.17989 | 0.81754 | 0.8058 | 0.66103 | 0.50162 | 0.37223 | 0.46482 | 0.69282 | 0.2543 | 0.96811 | 0.20687 | 0.6064 | 0.27839 | 0.86305 | 0.84358 | 0.92763 | 0.17821 | 0
May | 14 | 13 | Weekend | Sunday | 0.97147 | 0.97832 | 1 | 0.73431 | 0.004576 | 0.73431 | 0.73431 | 0.88663 | 0.73431 | 0.97147 | 0.97147 | 0.72629 | 0.81586 | 0.60197 | 0.41075 | 0.26865 | 0.47344 | 0.68865 | 0.24415 | 0.77472 | 0.256 | 0.61124 | 0.28346 | 0.88663 | 0.87422 | 0.88548 | 0.17867 | 0.8069 | 0.80788 | 0.65951 | 0.40951 | 0.26793 | 0.46597 | 0.67409 | 0.25437 | 0.77786 | 0.26639 | 0.60768 | 0.27751 | 0.8847 | 0.86968 | 0.90835 | 0.17821 | 0
May | 14 | 14 | Weekend | Sunday | 0.95249 | 0.99187 | 0.98845 | 0.75084 | 0.004576 | 0.75084 | 0.75084 | 0.89413 | 0.75084 | 0.95249 | 0.95249 | 0.76379 | 0.78248 | 0.59777 | 0.46268 | 0.29048 | 0.51554 | 0.71514 | 0.2518 | 0.77395 | 0.29386 | 0.61177 | 0.28544 | 0.89413 | 0.88782 | 0.86552 | 0.17779 | 0.80254 | 0.78038 | 0.65465 | 0.4622 | 0.29015 | 0.50479 | 0.70009 | 0.2635 | 0.77609 | 0.30627 | 0.6035 | 0.27951 | 0.8948 | 0.88619 | 0.89061 | 0.17821 | 0
May | 14 | 15 | Weekend | Sunday | 0.90343 | 0.99117 | 0.96565 | 0.78487 | 0.004576 | 0.78487 | 0.78487 | 0.89612 | 0.78487 | 0.90343 | 0.90343 | 0.96208 | 0.77524 | 0.62723 | 0.53847 | 0.31426 | 0.69916 | 0.65646 | 0.25895 | 0.77415 | 0.299 | 0.60081 | 0.28329 | 0.89612 | 0.89198 | 0.86246 | 0.096551 | 0.98415 | 0.7736 | 0.71575 | 0.53785 | 0.3146 | 0.69557 | 0.64007 | 0.27101 | 0.77624 | 0.31253 | 0.64047 | 0.28341 | 0.89507 | 0.88742 | 0.88998 | 0.097572 | 0
May | 14 | 16 | Weekend | Sunday | 0.84525 | 0.96096 | 0.93938 | 0.86817 | 0.004576 | 0.86817 | 0.86817 | 0.79121 | 0.86817 | 0.84525 | 0.84525 | 0.97694 | 0.74922 | 0.68911 | 0.52503 | 0.29533 | 0.89554 | 0.62756 | 0.26308 | 0.95988 | 0.31157 | 0.67726 | 0.25695 | 0.79121 | 0.78112 | 0.81897 | 0.096551 | 0.99282 | 0.74456 | 0.77306 | 0.52327 | 0.29531 | 0.88845 | 0.60745 | 0.27372 | 0.96476 | 0.32589 | 0.71952 | 0.25073 | 0.77685 | 0.75838 | 0.83517 | 0.097572 | 0
May | 14 | 17 | Weekend | Sunday | 0.80772 | 0.92514 | 0.91344 | 0.94879 | 0.004576 | 0.94879 | 0.94879 | 0.6007 | 0.94879 | 0.80772 | 0.80772 | 0.99444 | 0.7348 | 0.81638 | 0.36304 | 0.17871 | 0.963 | 0.43678 | 0.24622 | 0.97048 | 0.25082 | 0.81789 | 0.15842 | 0.6007 | 0.57887 | 0.80457 | 0.096551 | 1 | 0.72284 | 0.91382 | 0.36439 | 0.17792 | 0.94667 | 0.41064 | 0.25764 | 0.96586 | 0.2626 | 0.86442 | 0.15236 | 0.57576 | 0.54186 | 0.80236 | 0.097572 | 0
May | 14 | 18 | Weekend | Sunday | 0.76812 | 0.88992 | 0.88699 | 0.95981 | 0.40275 | 0.95981 | 0.95981 | 0.36427 | 0.95981 | 0.76812 | 0.76812 | 0.80859 | 0.73708 | 0.85572 | 0.25691 | 0.17101 | 0.9401 | 0.45253 | 0.25285 | 0.98681 | 0.21807 | 0.84249 | 0.18608 | 0.36427 | 0.37303 | 0.72591 | 0.11867 | 0.83959 | 0.72253 | 0.92348 | 0.25775 | 0.17078 | 0.92642 | 0.41927 | 0.26352 | 0.98252 | 0.22826 | 0.88943 | 0.18274 | 0.35131 | 0.35405 | 0.70516 | 0.11992 | 0
May | 14 | 19 | Weekend | Sunday | 0.78399 | 0.8846 | 0.87154 | 0.95598 | 1 | 0.95598 | 0.95598 | 0.44383 | 0.95598 | 0.78399 | 0.78399 | 0.84183 | 0.70867 | 0.90841 | 0.2457 | 0.2557 | 1 | 0.44279 | 0.28792 | 0.86376 | 0.1751 | 0.95039 | 0.33879 | 0.44383 | 0.51871 | 0.72135 | 0.22924 | 0.89526 | 0.68188 | 0.99028 | 0.24642 | 0.25522 | 1 | 0.40753 | 0.30091 | 0.85888 | 0.1836 | 1 | 0.33464 | 0.42996 | 0.49953 | 0.69145 | 0.23166 | 0
May | 14 | 20 | Weekend | Sunday | 0.79969 | 0.85252 | 0.85547 | 0.95721 | 1 | 0.95721 | 0.95721 | 0.25036 | 0.95721 | 0.79969 | 0.79969 | 0.81488 | 0.71003 | 0.87681 | 0.22741 | 0.25541 | 0.85121 | 0.41413 | 0.28661 | 0.86632 | 0.16122 | 0.92557 | 0.33879 | 0.25036 | 0.33261 | 0.58258 | 0.22924 | 0.87717 | 0.6812 | 0.94467 | 0.2278 | 0.25522 | 0.85428 | 0.37319 | 0.30008 | 0.85083 | 0.15894 | 0.97304 | 0.33464 | 0.25211 | 0.3361 | 0.56697 | 0.23166 | 0
May | 14 | 21 | Weekend | Sunday | 0.75167 | 0.78627 | 0.82569 | 0.90423 | 1 | 0.90423 | 0.90423 | 0.20032 | 0.90423 | 0.75167 | 0.75167 | 0.76414 | 0.70499 | 0.8397 | 0.20848 | 0.25541 | 0.67356 | 0.37775 | 0.28722 | 0.85231 | 0.15219 | 0.72276 | 0.33638 | 0.20032 | 0.28095 | 0.35401 | 0.22924 | 0.86436 | 0.67191 | 0.81799 | 0.20918 | 0.25522 | 0.67001 | 0.33017 | 0.29909 | 0.84131 | 0.15842 | 0.73758 | 0.33464 | 0.20172 | 0.28389 | 0.37699 | 0.23166 | 0
May | 14 | 22 | Weekend | Sunday | 0.73374 | 0.75379 | 0.79128 | 0.77532 | 1 | 0.77532 | 0.77532 | 0.20032 | 0.77532 | 0.73374 | 0.73374 | 0.72551 | 0.70128 | 0.61907 | 0.19001 | 0.25483 | 0.50353 | 0.35921 | 0.28912 | 0.88457 | 0.15333 | 0.4856 | 0.33879 | 0.20032 | 0.28095 | 0.45929 | 0.22924 | 0.8738 | 0.66725 | 0.63357 | 0.19056 | 0.25522 | 0.51294 | 0.314 | 0.30272 | 0.87742 | 0.15955 | 0.49189 | 0.33464 | 0.20172 | 0.28389 | 0.48975 | 0.23166 | 0
May | 14 | 23 | Weekend | Sunday | 0.68469 | 0.75318 | 0.7643 | 0.65815 | 1 | 0.65815 | 0.65815 | 0.20603 | 0.65815 | 0.68469 | 0.68469 | 0.49894 | 0.67925 | 0.41261 | 0.20873 | 0.28505 | 0.38827 | 0.40927 | 0.28748 | 0.57872 | 0.15196 | 0.39427 | 0.36885 | 0.20603 | 0.2859 | 0.36444 | 0.2464 | 0.50079 | 0.64189 | 0.42587 | 0.20931 | 0.28534 | 0.402 | 0.35319 | 0.29887 | 0.49973 | 0.15835 | 0.39513 | 0.36682 | 0.20748 | 0.2889 | 0.38834 | 0.23432 | 0
May | 15 | 24 | Weekday | Monday | 0.64976 | 0.72327 | 0.73689 | 0.58645 | 1 | 0.58645 | 0.58645 | 0.20475 | 0.58645 | 0.64976 | 0.64976 | 0.24849 | 0.68495 | 0.36305 | 0.21698 | 0.29438 | 0.36769 | 0.32269 | 0.28673 | 0.33586 | 0.15168 | 0.36873 | 0.37989 | 0.20475 | 0.28479 | 0.33567 | 0.25373 | 0.32981 | 0.64738 | 0.38436 | 0.21756 | 0.2942 | 0.381 | 0.29046 | 0.29883 | 0.34791 | 0.15834 | 0.36827 | 0.37628 | 0.20619 | 0.28777 | 0.35774 | 0.23544 | 0
May | 15 | 1 | Weekday | Monday | 0.64703 | 0.68052 | 0.72648 | 0.54519 | 1 | 0.54519 | 0.54519 | 0.20475 | 0.54519 | 0.64703 | 0.64703 | 0.24864 | 0.6875 | 0.35504 | 0.21701 | 0.29388 | 0.35663 | 0.40884 | 0.2865 | 0.33773 | 0.15248 | 0.34246 | 0.37863 | 0.20475 | 0.28479 | 0.33094 | 0.25906 | 0.33035 | 0.64908 | 0.37644 | 0.21759 | 0.2942 | 0.36898 | 0.35327 | 0.29878 | 0.34884 | 0.15832 | 0.34155 | 0.37628 | 0.20619 | 0.28777 | 0.35289 | 0.23629 | 0
May | 15 | 2 | Weekday | Monday | 0.64387 | 0.66654 | 0.72091 | 0.52452 | 1 | 0.52452 | 0.52452 | 0.20475 | 0.52452 | 0.64387 | 0.64387 | 0.24879 | 0.68563 | 0.3487 | 0.21702 | 0.29448 | 0.35328 | 0.32127 | 0.28663 | 0.33681 | 0.15138 | 0.34068 | 0.37905 | 0.20475 | 0.28479 | 0.32729 | 0.25906 | 0.33055 | 0.64659 | 0.36938 | 0.21761 | 0.2942 | 0.36193 | 0.28758 | 0.29873 | 0.34916 | 0.1583 | 0.33647 | 0.37628 | 0.20619 | 0.28777 | 0.34885 | 0.23628 | 0
May | 15 | 3 | Weekday | Monday | 0.63569 | 0.66215 | 0.72182 | 0.50066 | 1 | 0.50066 | 0.50066 | 0.20475 | 0.50066 | 0.63569 | 0.63569 | 0.25463 | 0.73545 | 0.37644 | 0.22634 | 0.29378 | 0.40125 | 0.54519 | 0.28936 | 0.35016 | 0.15325 | 0.35702 | 0.37989 | 0.20475 | 0.28479 | 0.36883 | 0.26271 | 0.3387 | 0.70319 | 0.38441 | 0.22694 | 0.2942 | 0.40843 | 0.47983 | 0.30179 | 0.36232 | 0.15984 | 0.34789 | 0.37628 | 0.20619 | 0.28777 | 0.39303 | 0.23684 | 0
May | 15 | 4 | Weekday | Monday | 0.64828 | 0.66952 | 0.73866 | 0.50668 | 1 | 0.50668 | 0.50668 | 0.12211 | 0.50668 | 0.64828 | 0.64828 | 0.49224 | 0.77342 | 0.46491 | 0.24018 | 0.2475 | 0.45725 | 0.61069 | 0.26359 | 0.54805 | 0.13953 | 0.38535 | 0.29164 | 0.12211 | 0.15232 | 0.33651 | 0.188 | 0.44859 | 0.69642 | 0.43899 | 0.2405 | 0.24682 | 0.44211 | 0.48496 | 0.27395 | 0.44735 | 0.14531 | 0.37442 | 0.28879 | 0.12297 | 0.15391 | 0.35884 | 0.15779 | 0
May | 15 | 5 | Weekday | Monday | 0.61511 | 0.69267 | 0.78616 | 0.61554 | 0.004576 | 0.61554 | 0.61554 | 0.53576 | 0.61554 | 0.61511 | 0.61511 | 0.74875 | 0.87431 | 0.76534 | 0.4233 | 0.44926 | 0.60152 | 0.7536 | 0.44653 | 0.97748 | 0.48025 | 0.66152 | 0.40461 | 0.53576 | 0.57915 | 0.64775 | 0.32005 | 0.76575 | 0.84754 | 0.72657 | 0.38866 | 0.44991 | 0.52329 | 0.69197 | 0.31008 | 0.92915 | 0.30898 | 0.65786 | 0.38524 | 0.27482 | 0.21996 | 0.52584 | 0.25184 | 0
May | 15 | 6 | Weekday | Monday | 0.62212 | 0.73807 | 0.85408 | 0.72576 | 0.004576 | 0.72576 | 0.72576 | 0.56692 | 0.72576 | 0.62212 | 0.62212 | 0.9078 | 0.94564 | 0.98487 | 0.52028 | 0.56634 | 0.67461 | 0.88826 | 0.70597 | 0.97475 | 0.66821 | 0.85676 | 0.50085 | 0.56692 | 0.59372 | 0.68078 | 0.57992 | 0.92971 | 0.93225 | 0.9201 | 0.49233 | 0.56486 | 0.59816 | 0.8526 | 0.64555 | 0.92521 | 0.54105 | 0.86503 | 0.46558 | 0.394 | 0.34553 | 0.56649 | 0.54637 | 0
May | 15 | 7 | Weekday | Monday | 0.68182 | 0.77931 | 0.90753 | 0.73104 | 0.004576 | 0.73104 | 0.73104 | 0.74165 | 0.73104 | 0.68182 | 0.68182 | 0.92424 | 0.97398 | 0.84357 | 0.95027 | 1 | 0.65658 | 0.93107 | 0.91628 | 0.79779 | 0.77935 | 0.78033 | 0.94406 | 0.74165 | 0.75911 | 0.89117 | 0.83986 | 0.93165 | 0.96664 | 0.80942 | 0.94231 | 1 | 0.5829 | 0.90453 | 0.89145 | 0.74719 | 0.71152 | 0.76188 | 0.94137 | 0.62693 | 0.59161 | 0.81945 | 0.82636 | 0
May | 15 | 8 | Weekday | Monday | 0.74945 | 0.83366 | 0.93565 | 0.75546 | 0.004576 | 0.75546 | 0.75546 | 0.95971 | 0.75546 | 0.74945 | 0.74945 | 0.75195 | 0.99445 | 0.73701 | 0.94641 | 0.9372 | 0.58725 | 0.99071 | 0.93316 | 0.788 | 0.82189 | 0.74431 | 0.95437 | 0.95971 | 0.97122 | 0.95268 | 1 | 0.76578 | 0.99046 | 0.73855 | 0.9416 | 0.93635 | 0.52352 | 0.97983 | 0.90973 | 0.75058 | 0.7718 | 0.73001 | 0.95349 | 0.91122 | 0.89662 | 0.91686 | 0.99848 | 0
May | 15 | 9 | Weekday | Monday | 0.85211 | 0.87522 | 0.95065 | 0.72821 | 0.004576 | 0.72821 | 0.72821 | 0.98096 | 0.72821 | 0.85211 | 0.85211 | 0.94383 | 0.99765 | 0.61447 | 0.92702 | 0.91918 | 0.52248 | 0.99556 | 0.96137 | 0.95334 | 0.88982 | 0.5706 | 0.96517 | 0.98096 | 0.98395 | 0.92053 | 0.99577 | 0.9415 | 0.99615 | 0.62185 | 0.92408 | 0.91826 | 0.46567 | 0.9914 | 0.94878 | 0.93535 | 0.85654 | 0.55108 | 0.96475 | 0.95245 | 0.94084 | 0.89926 | 0.99848 | 0
May | 15 | 10 | Weekday | Monday | 0.94616 | 0.9206 | 0.96294 | 0.73855 | 0.004576 | 0.73855 | 0.73855 | 0.97719 | 0.73855 | 0.94616 | 0.94616 | 0.95494 | 1 | 0.5858 | 0.92653 | 0.93024 | 0.51514 | 1 | 0.97029 | 0.99414 | 0.91354 | 0.5677 | 0.97295 | 0.97719 | 0.97325 | 1 | 0.99347 | 0.97496 | 1 | 0.62451 | 0.92408 | 0.92885 | 0.47835 | 0.99605 | 0.97209 | 0.98567 | 0.89307 | 0.55437 | 0.97266 | 0.96601 | 0.95679 | 1 | 0.99848 | 0
May | 15 | 11 | Weekday | Monday | 0.99707 | 0.96039 | 0.96677 | 0.74443 | 0.004576 | 0.74443 | 0.74443 | 0.98072 | 0.74443 | 0.99707 | 0.99707 | 0.93365 | 0.97369 | 0.58963 | 0.90656 | 0.93421 | 0.50532 | 0.95151 | 0.98101 | 0.96372 | 0.9392 | 0.57514 | 0.92768 | 0.98072 | 0.97592 | 0.95113 | 0.90026 | 0.97718 | 0.97397 | 0.63342 | 0.90271 | 0.93131 | 0.47951 | 0.94844 | 0.98348 | 0.96611 | 0.92594 | 0.56096 | 0.92468 | 0.97587 | 0.96918 | 0.95515 | 0.90519 | 0
May | 15 | 12 | Weekday | Monday | 0.98827 | 0.97526 | 0.96266 | 0.7531 | 0.004576 | 0.7531 | 0.7531 | 0.9869 | 0.7531 | 0.98827 | 0.98827 | 0.77371 | 0.99303 | 0.57441 | 0.95669 | 0.9535 | 0.49997 | 0.99647 | 0.98477 | 0.95734 | 0.96639 | 0.57746 | 0.98464 | 0.9869 | 0.98135 | 0.94273 | 0.99139 | 0.80586 | 0.99499 | 0.6144 | 0.95484 | 0.95108 | 0.48197 | 0.99649 | 0.97749 | 0.96141 | 0.95354 | 0.56841 | 0.98236 | 0.98415 | 0.97766 | 0.95261 | 0.99902 | 0
May | 15 | 13 | Weekday | Monday | 0.96454 | 0.98626 | 0.96676 | 0.74089 | 0.004576 | 0.74089 | 0.74089 | 0.99249 | 0.74089 | 0.96454 | 0.96454 | 0.73663 | 0.99068 | 0.5703 | 0.96158 | 0.92843 | 0.4989 | 0.99329 | 0.99077 | 0.77949 | 0.99296 | 0.58327 | 0.98849 | 0.99249 | 0.98849 | 0.92561 | 0.99165 | 0.80067 | 0.9947 | 0.6104 | 0.96216 | 0.92795 | 0.48864 | 1 | 0.99387 | 0.77655 | 0.98695 | 0.57404 | 0.98921 | 0.99072 | 0.98603 | 0.93932 | 0.99965 | 0
May | 15 | 14 | Weekday | Monday | 0.94657 | 1 | 0.95611 | 0.75843 | 0.004576 | 0.75843 | 0.75843 | 0.99652 | 0.75843 | 0.94657 | 0.94657 | 0.78112 | 0.98782 | 0.56495 | 0.96652 | 0.93471 | 0.54311 | 0.97065 | 1 | 0.78428 | 1 | 0.58532 | 0.9962 | 0.99652 | 0.99504 | 0.91043 | 0.99178 | 0.79791 | 0.9936 | 0.6042 | 0.96743 | 0.93476 | 0.53032 | 0.98488 | 1 | 0.77473 | 1 | 0.57507 | 0.99659 | 0.99679 | 0.99556 | 0.92755 | 1 | 0
May | 15 | 15 | Weekday | Monday | 0.89738 | 0.99991 | 0.93759 | 0.79962 | 0.004576 | 0.79962 | 0.79962 | 1 | 0.79962 | 0.89738 | 0.89738 | 0.97596 | 0.98956 | 0.5945 | 1 | 0.96309 | 0.72134 | 0.96647 | 0.94486 | 0.78096 | 0.97146 | 0.57905 | 1 | 1 | 1 | 0.91078 | 0.99195 | 0.9741 | 0.99731 | 0.66782 | 1 | 0.96163 | 0.71598 | 0.98647 | 0.96638 | 0.77236 | 0.98744 | 0.61373 | 1 | 1 | 1 | 0.92746 | 0.99996 | 0
May | 15 | 16 | Weekday | Monday | 0.84078 | 0.97088 | 0.91612 | 0.89036 | 0.004576 | 0.89036 | 0.89036 | 0.99879 | 0.89036 | 0.84078 | 0.84078 | 0.98729 | 0.98559 | 0.696 | 0.91145 | 0.88037 | 0.87405 | 0.95831 | 0.70896 | 0.96239 | 0.82908 | 0.6893 | 0.63558 | 0.99879 | 0.99866 | 0.90817 | 0.29565 | 0.98273 | 0.99515 | 0.75453 | 0.91137 | 0.88071 | 0.86215 | 0.97524 | 0.71539 | 0.95917 | 0.82517 | 0.72612 | 0.63193 | 0.99654 | 0.99499 | 0.91964 | 0.29877 | 0
May | 15 | 17 | Weekday | Monday | 0.80289 | 0.93297 | 0.89373 | 0.98153 | 0.004576 | 0.98153 | 0.98153 | 0.76685 | 0.98153 | 0.80289 | 0.80289 | 1 | 0.82216 | 0.87879 | 0.75834 | 0.60404 | 0.93566 | 0.6066 | 0.70196 | 0.96916 | 0.79389 | 0.77201 | 0.49266 | 0.76685 | 0.74662 | 0.90171 | 0.097688 | 0.98802 | 0.8186 | 0.88876 | 0.75456 | 0.60378 | 0.91451 | 0.5949 | 0.70112 | 0.95465 | 0.78102 | 0.79726 | 0.48906 | 0.75986 | 0.73523 | 0.90415 | 0.097749 | 0
May | 15 | 18 | Weekday | Monday | 0.76485 | 0.89972 | 0.87116 | 0.9993 | 0.52599 | 0.9993 | 0.9993 | 0.75941 | 0.9993 | 0.76485 | 0.76485 | 0.82088 | 0.82647 | 0.85409 | 0.73763 | 0.60939 | 0.92226 | 0.61904 | 0.70183 | 0.99124 | 0.75561 | 0.80377 | 0.52091 | 0.75941 | 0.75247 | 0.86571 | 0.12651 | 0.82535 | 0.81981 | 0.91049 | 0.73141 | 0.60966 | 0.90453 | 0.60147 | 0.69641 | 0.97113 | 0.74718 | 0.8416 | 0.51735 | 0.744 | 0.73005 | 0.85584 | 0.12608 | 0
May | 15 | 19 | Weekday | Monday | 0.78068 | 0.89446 | 0.8575 | 1 | 1 | 1 | 1 | 0.80008 | 1 | 0.78068 | 0.78068 | 0.85473 | 0.76006 | 0.92418 | 0.63645 | 0.59593 | 0.98311 | 0.58875 | 0.72911 | 0.87444 | 0.7364 | 0.93829 | 0.61899 | 0.80008 | 0.86161 | 0.81766 | 0.23134 | 0.88736 | 0.73888 | 1 | 0.62282 | 0.59595 | 0.97881 | 0.5473 | 0.71896 | 0.85133 | 0.72024 | 0.98194 | 0.61345 | 0.77794 | 0.82704 | 0.79547 | 0.23199 | 0
May | 15 | 20 | Weekday | Monday | 0.79952 | 0.8605 | 0.84293 | 0.99177 | 1 | 0.99177 | 0.99177 | 0.36747 | 0.99177 | 0.79952 | 0.79952 | 0.83049 | 0.73283 | 0.9521 | 0.59847 | 0.59309 | 0.83842 | 0.3994 | 0.29364 | 0.87538 | 0.16839 | 0.89967 | 0.6173 | 0.36747 | 0.44643 | 0.59354 | 0.23679 | 0.87144 | 0.70743 | 0.95612 | 0.58158 | 0.5938 | 0.83695 | 0.38132 | 0.29923 | 0.84497 | 0.17282 | 0.92929 | 0.61088 | 0.36265 | 0.43982 | 0.57704 | 0.23284 | 0
May | 15 | 21 | Weekday | Monday | 0.7476 | 0.79112 | 0.81642 | 0.92964 | 1 | 0.92964 | 0.92964 | 0.20475 | 0.92964 | 0.7476 | 0.7476 | 0.787 | 0.69405 | 0.77934 | 0.2628 | 0.31349 | 0.6635 | 0.39759 | 0.28837 | 0.86971 | 0.15274 | 0.65858 | 0.39923 | 0.20475 | 0.28479 | 0.35274 | 0.23778 | 0.85968 | 0.66193 | 0.78624 | 0.26365 | 0.31369 | 0.65404 | 0.35045 | 0.29884 | 0.83805 | 0.15833 | 0.67207 | 0.3971 | 0.20619 | 0.28777 | 0.37575 | 0.23301 | 0
May | 15 | 22 | Weekday | Monday | 0.73178 | 0.75413 | 0.78556 | 0.79411 | 1 | 0.79411 | 0.79411 | 0.20475 | 0.79411 | 0.73178 | 0.73178 | 0.75109 | 0.6926 | 0.57259 | 0.22616 | 0.29428 | 0.49739 | 0.32232 | 0.29249 | 0.90101 | 0.15369 | 0.44814 | 0.37905 | 0.20475 | 0.28479 | 0.45875 | 0.23951 | 0.87225 | 0.65913 | 0.60066 | 0.22687 | 0.2942 | 0.4993 | 0.29334 | 0.30273 | 0.87558 | 0.15959 | 0.45411 | 0.37628 | 0.20619 | 0.28777 | 0.48912 | 0.23327 | 0
May | 15 | 23 | Weekday | Monday | 0.68236 | 0.75398 | 0.76109 | 0.66752 | 1 | 0.66752 | 0.66752 | 0.20603 | 0.66752 | 0.68236 | 0.68236 | 0.49894 | 0.67925 | 0.41261 | 0.20873 | 0.28505 | 0.38827 | 0.40927 | 0.28748 | 0.57872 | 0.15196 | 0.39427 | 0.36885 | 0.20603 | 0.2859 | 0.36444 | 0.2464 | 0.50079 | 0.64189 | 0.42587 | 0.20931 | 0.28534 | 0.402 | 0.35319 | 0.29887 | 0.49973 | 0.15835 | 0.39513 | 0.36682 | 0.20748 | 0.2889 | 0.38834 | 0.23432 | 0
May | 16 | 24 | Weekday | Tuesday | 0.64976 | 0.72327 | 0.73689 | 0.58645 | 1 | 0.58645 | 0.58645 | 0.20475 | 0.58645 | 0.64976 | 0.64976 | 0.24849 | 0.68495 | 0.36305 | 0.21698 | 0.29438 | 0.36769 | 0.32269 | 0.28673 | 0.33586 | 0.15168 | 0.36873 | 0.37989 | 0.20475 | 0.28479 | 0.33567 | 0.25373 | 0.32981 | 0.64738 | 0.38436 | 0.21756 | 0.2942 | 0.381 | 0.29046 | 0.29883 | 0.34791 | 0.15834 | 0.36827 | 0.37628 | 0.20619 | 0.28777 | 0.35774 | 0.23544 | 0
May | 16 | 1 | Weekday | Tuesday | 0.64703 | 0.68052 | 0.72648 | 0.54519 | 1 | 0.54519 | 0.54519 | 0.20475 | 0.54519 | 0.64703 | 0.64703 | 0.24864 | 0.6875 | 0.35504 | 0.21701 | 0.29388 | 0.35663 | 0.40884 | 0.2865 | 0.33773 | 0.15248 | 0.34246 | 0.37863 | 0.20475 | 0.28479 | 0.33094 | 0.25906 | 0.33035 | 0.64908 | 0.37644 | 0.21759 | 0.2942 | 0.36898 | 0.35327 | 0.29878 | 0.34884 | 0.15832 | 0.34155 | 0.37628 | 0.20619 | 0.28777 | 0.35289 | 0.23629 | 0
May | 16 | 2 | Weekday | Tuesday | 0.64387 | 0.66654 | 0.72091 | 0.52452 | 1 | 0.52452 | 0.52452 | 0.20475 | 0.52452 | 0.64387 | 0.64387 | 0.24879 | 0.68563 | 0.3487 | 0.21702 | 0.29448 | 0.35328 | 0.32127 | 0.28663 | 0.33681 | 0.15138 | 0.34068 | 0.37905 | 0.20475 | 0.28479 | 0.32729 | 0.25906 | 0.33055 | 0.64659 | 0.36938 | 0.21761 | 0.2942 | 0.36193 | 0.28758 | 0.29873 | 0.34916 | 0.1583 | 0.33647 | 0.37628 | 0.20619 | 0.28777 | 0.34885 | 0.23628 | 0
May | 16 | 3 | Weekday | Tuesday | 0.63569 | 0.66215 | 0.72182 | 0.50066 | 1 | 0.50066 | 0.50066 | 0.20475 | 0.50066 | 0.63569 | 0.63569 | 0.25463 | 0.73545 | 0.37644 | 0.22634 | 0.29378 | 0.40125 | 0.54519 | 0.28936 | 0.35016 | 0.15325 | 0.35702 | 0.37989 | 0.20475 | 0.28479 | 0.36883 | 0.26271 | 0.3387 | 0.70319 | 0.38441 | 0.22694 | 0.2942 | 0.40843 | 0.47983 | 0.30179 | 0.36232 | 0.15984 | 0.34789 | 0.37628 | 0.20619 | 0.28777 | 0.39303 | 0.23684 | 0
May | 16 | 4 | Weekday | Tuesday | 0.64828 | 0.66952 | 0.73866 | 0.50668 | 1 | 0.50668 | 0.50668 | 0.12211 | 0.50668 | 0.64828 | 0.64828 | 0.49224 | 0.77342 | 0.46491 | 0.24018 | 0.2475 | 0.45725 | 0.61069 | 0.26359 | 0.54805 | 0.13953 | 0.38535 | 0.29164 | 0.12211 | 0.15232 | 0.33651 | 0.188 | 0.44859 | 0.69642 | 0.43899 | 0.2405 | 0.24682 | 0.44211 | 0.48496 | 0.27395 | 0.44735 | 0.14531 | 0.37442 | 0.28879 | 0.12297 | 0.15391 | 0.35884 | 0.15779 | 0
May | 16 | 5 | Weekday | Tuesday | 0.61511 | 0.69267 | 0.78616 | 0.61554 | 0.004576 | 0.61554 | 0.61554 | 0.53576 | 0.61554 | 0.61511 | 0.61511 | 0.74875 | 0.87431 | 0.76534 | 0.4233 | 0.44926 | 0.60152 | 0.7536 | 0.44653 | 0.97748 | 0.48025 | 0.66152 | 0.40461 | 0.53576 | 0.57915 | 0.64775 | 0.32005 | 0.76575 | 0.84754 | 0.72657 | 0.38866 | 0.44991 | 0.52329 | 0.69197 | 0.31008 | 0.92915 | 0.30898 | 0.65786 | 0.38524 | 0.27482 | 0.21996 | 0.52584 | 0.25184 | 0
May | 16 | 6 | Weekday | Tuesday | 0.62212 | 0.73807 | 0.85408 | 0.72576 | 0.004576 | 0.72576 | 0.72576 | 0.56692 | 0.72576 | 0.62212 | 0.62212 | 0.9078 | 0.94564 | 0.98487 | 0.52028 | 0.56634 | 0.67461 | 0.88826 | 0.70597 | 0.97475 | 0.66821 | 0.85676 | 0.50085 | 0.56692 | 0.59372 | 0.68078 | 0.57992 | 0.92971 | 0.93225 | 0.9201 | 0.49233 | 0.56486 | 0.59816 | 0.8526 | 0.64555 | 0.92521 | 0.54105 | 0.86503 | 0.46558 | 0.394 | 0.34553 | 0.56649 | 0.54637 | 0
May | 16 | 7 | Weekday | Tuesday | 0.68182 | 0.77931 | 0.90753 | 0.73104 | 0.004576 | 0.73104 | 0.73104 | 0.74165 | 0.73104 | 0.68182 | 0.68182 | 0.92424 | 0.97398 | 0.84357 | 0.95027 | 1 | 0.65658 | 0.93107 | 0.91628 | 0.79779 | 0.77935 | 0.78033 | 0.94406 | 0.74165 | 0.75911 | 0.89117 | 0.83986 | 0.93165 | 0.96664 | 0.80942 | 0.94231 | 1 | 0.5829 | 0.90453 | 0.89145 | 0.74719 | 0.71152 | 0.76188 | 0.94137 | 0.62693 | 0.59161 | 0.81945 | 0.82636 | 0
May | 16 | 8 | Weekday | Tuesday | 0.74945 | 0.83366 | 0.93565 | 0.75546 | 0.004576 | 0.75546 | 0.75546 | 0.95971 | 0.75546 | 0.74945 | 0.74945 | 0.75195 | 0.99445 | 0.73701 | 0.94641 | 0.9372 | 0.58725 | 0.99071 | 0.93316 | 0.788 | 0.82189 | 0.74431 | 0.95437 | 0.95971 | 0.97122 | 0.95268 | 1 | 0.76578 | 0.99046 | 0.73855 | 0.9416 | 0.93635 | 0.52352 | 0.97983 | 0.90973 | 0.75058 | 0.7718 | 0.73001 | 0.95349 | 0.91122 | 0.89662 | 0.91686 | 0.99848 | 0
May | 16 | 9 | Weekday | Tuesday | 0.85211 | 0.87522 | 0.95065 | 0.72821 | 0.004576 | 0.72821 | 0.72821 | 0.98096 | 0.72821 | 0.85211 | 0.85211 | 0.94383 | 0.99765 | 0.61447 | 0.92702 | 0.91918 | 0.52248 | 0.99556 | 0.96137 | 0.95334 | 0.88982 | 0.5706 | 0.96517 | 0.98096 | 0.98395 | 0.92053 | 0.99577 | 0.9415 | 0.99615 | 0.62185 | 0.92408 | 0.91826 | 0.46567 | 0.9914 | 0.94878 | 0.93535 | 0.85654 | 0.55108 | 0.96475 | 0.95245 | 0.94084 | 0.89926 | 0.99848 | 0
May | 16 | 10 | Weekday | Tuesday | 0.94616 | 0.9206 | 0.96294 | 0.73855 | 0.004576 | 0.73855 | 0.73855 | 0.97719 | 0.73855 | 0.94616 | 0.94616 | 0.95494 | 1 | 0.5858 | 0.92653 | 0.93024 | 0.51514 | 1 | 0.97029 | 0.99414 | 0.91354 | 0.5677 | 0.97295 | 0.97719 | 0.97325 | 1 | 0.99347 | 0.97496 | 1 | 0.62451 | 0.92408 | 0.92885 | 0.47835 | 0.99605 | 0.97209 | 0.98567 | 0.89307 | 0.55437 | 0.97266 | 0.96601 | 0.95679 | 1 | 0.99848 | 0
May | 16 | 11 | Weekday | Tuesday | 0.99707 | 0.96039 | 0.96677 | 0.74443 | 0.004576 | 0.74443 | 0.74443 | 0.98072 | 0.74443 | 0.99707 | 0.99707 | 0.93365 | 0.97369 | 0.58963 | 0.90656 | 0.93421 | 0.50532 | 0.95151 | 0.98101 | 0.96372 | 0.9392 | 0.57514 | 0.92768 | 0.98072 | 0.97592 | 0.95113 | 0.90026 | 0.97718 | 0.97397 | 0.63342 | 0.90271 | 0.93131 | 0.47951 | 0.94844 | 0.98348 | 0.96611 | 0.92594 | 0.56096 | 0.92468 | 0.97587 | 0.96918 | 0.95515 | 0.90519 | 0
May | 16 | 12 | Weekday | Tuesday | 0.98827 | 0.97526 | 0.96266 | 0.7531 | 0.004576 | 0.7531 | 0.7531 | 0.9869 | 0.7531 | 0.98827 | 0.98827 | 0.77371 | 0.99303 | 0.57441 | 0.95669 | 0.9535 | 0.49997 | 0.99647 | 0.98477 | 0.95734 | 0.96639 | 0.57746 | 0.98464 | 0.9869 | 0.98135 | 0.94273 | 0.99139 | 0.80586 | 0.99499 | 0.6144 | 0.95484 | 0.95108 | 0.48197 | 0.99649 | 0.97749 | 0.96141 | 0.95354 | 0.56841 | 0.98236 | 0.98415 | 0.97766 | 0.95261 | 0.99902 | 0
May | 16 | 13 | Weekday | Tuesday | 0.96454 | 0.98626 | 0.96676 | 0.74089 | 0.004576 | 0.74089 | 0.74089 | 0.99249 | 0.74089 | 0.96454 | 0.96454 | 0.73663 | 0.99068 | 0.5703 | 0.96158 | 0.92843 | 0.4989 | 0.99329 | 0.99077 | 0.77949 | 0.99296 | 0.58327 | 0.98849 | 0.99249 | 0.98849 | 0.92561 | 0.99165 | 0.80067 | 0.9947 | 0.6104 | 0.96216 | 0.92795 | 0.48864 | 1 | 0.99387 | 0.77655 | 0.98695 | 0.57404 | 0.98921 | 0.99072 | 0.98603 | 0.93932 | 0.99965 | 0
May | 16 | 14 | Weekday | Tuesday | 0.94657 | 1 | 0.95611 | 0.75843 | 0.004576 | 0.75843 | 0.75843 | 0.99652 | 0.75843 | 0.94657 | 0.94657 | 0.78112 | 0.98782 | 0.56495 | 0.96652 | 0.93471 | 0.54311 | 0.97065 | 1 | 0.78428 | 1 | 0.58532 | 0.9962 | 0.99652 | 0.99504 | 0.91043 | 0.99178 | 0.79791 | 0.9936 | 0.6042 | 0.96743 | 0.93476 | 0.53032 | 0.98488 | 1 | 0.77473 | 1 | 0.57507 | 0.99659 | 0.99679 | 0.99556 | 0.92755 | 1 | 0
May | 16 | 15 | Weekday | Tuesday | 0.89738 | 0.99991 | 0.93759 | 0.79962 | 0.004576 | 0.79962 | 0.79962 | 1 | 0.79962 | 0.89738 | 0.89738 | 0.97596 | 0.98956 | 0.5945 | 1 | 0.96309 | 0.72134 | 0.96647 | 0.94486 | 0.78096 | 0.97146 | 0.57905 | 1 | 1 | 1 | 0.91078 | 0.99195 | 0.9741 | 0.99731 | 0.66782 | 1 | 0.96163 | 0.71598 | 0.98647 | 0.96638 | 0.77236 | 0.98744 | 0.61373 | 1 | 1 | 1 | 0.92746 | 0.99996 | 0
May | 16 | 16 | Weekday | Tuesday | 0.84078 | 0.97088 | 0.91612 | 0.89036 | 0.004576 | 0.89036 | 0.89036 | 0.99879 | 0.89036 | 0.84078 | 0.84078 | 0.98729 | 0.98559 | 0.696 | 0.91145 | 0.88037 | 0.87405 | 0.95831 | 0.70896 | 0.96239 | 0.82908 | 0.6893 | 0.63558 | 0.99879 | 0.99866 | 0.90817 | 0.29565 | 0.98273 | 0.99515 | 0.75453 | 0.91137 | 0.88071 | 0.86215 | 0.97524 | 0.71539 | 0.95917 | 0.82517 | 0.72612 | 0.63193 | 0.99654 | 0.99499 | 0.91964 | 0.29877 | 0
May | 16 | 17 | Weekday | Tuesday | 0.80289 | 0.93297 | 0.89373 | 0.98153 | 0.004576 | 0.98153 | 0.98153 | 0.76685 | 0.98153 | 0.80289 | 0.80289 | 1 | 0.82216 | 0.87879 | 0.75834 | 0.60404 | 0.93566 | 0.6066 | 0.70196 | 0.96916 | 0.79389 | 0.77201 | 0.49266 | 0.76685 | 0.74662 | 0.90171 | 0.097688 | 0.98802 | 0.8186 | 0.88876 | 0.75456 | 0.60378 | 0.91451 | 0.5949 | 0.70112 | 0.95465 | 0.78102 | 0.79726 | 0.48906 | 0.75986 | 0.73523 | 0.90415 | 0.097749 | 0
May | 16 | 18 | Weekday | Tuesday | 0.76485 | 0.89972 | 0.87116 | 0.9993 | 0.52599 | 0.9993 | 0.9993 | 0.75941 | 0.9993 | 0.76485 | 0.76485 | 0.82088 | 0.82647 | 0.85409 | 0.73763 | 0.60939 | 0.92226 | 0.61904 | 0.70183 | 0.99124 | 0.75561 | 0.80377 | 0.52091 | 0.75941 | 0.75247 | 0.86571 | 0.12651 | 0.82535 | 0.81981 | 0.91049 | 0.73141 | 0.60966 | 0.90453 | 0.60147 | 0.69641 | 0.97113 | 0.74718 | 0.8416 | 0.51735 | 0.744 | 0.73005 | 0.85584 | 0.12608 | 0
May | 16 | 19 | Weekday | Tuesday | 0.78068 | 0.89446 | 0.8575 | 1 | 1 | 1 | 1 | 0.80008 | 1 | 0.78068 | 0.78068 | 0.85473 | 0.76006 | 0.92418 | 0.63645 | 0.59593 | 0.98311 | 0.58875 | 0.72911 | 0.87444 | 0.7364 | 0.93829 | 0.61899 | 0.80008 | 0.86161 | 0.81766 | 0.23134 | 0.88736 | 0.73888 | 1 | 0.62282 | 0.59595 | 0.97881 | 0.5473 | 0.71896 | 0.85133 | 0.72024 | 0.98194 | 0.61345 | 0.77794 | 0.82704 | 0.79547 | 0.23199 | 0
May | 16 | 20 | Weekday | Tuesday | 0.79952 | 0.8605 | 0.84293 | 0.99177 | 1 | 0.99177 | 0.99177 | 0.36747 | 0.99177 | 0.79952 | 0.79952 | 0.83049 | 0.73283 | 0.9521 | 0.59847 | 0.59309 | 0.83842 | 0.3994 | 0.29364 | 0.87538 | 0.16839 | 0.89967 | 0.6173 | 0.36747 | 0.44643 | 0.59354 | 0.23679 | 0.87144 | 0.70743 | 0.95612 | 0.58158 | 0.5938 | 0.83695 | 0.38132 | 0.29923 | 0.84497 | 0.17282 | 0.92929 | 0.61088 | 0.36265 | 0.43982 | 0.57704 | 0.23284 | 0
May | 16 | 21 | Weekday | Tuesday | 0.7476 | 0.79112 | 0.81642 | 0.92964 | 1 | 0.92964 | 0.92964 | 0.20475 | 0.92964 | 0.7476 | 0.7476 | 0.787 | 0.69405 | 0.77934 | 0.2628 | 0.31349 | 0.6635 | 0.39759 | 0.28837 | 0.86971 | 0.15274 | 0.65858 | 0.39923 | 0.20475 | 0.28479 | 0.35274 | 0.23778 | 0.85968 | 0.66193 | 0.78624 | 0.26365 | 0.31369 | 0.65404 | 0.35045 | 0.29884 | 0.83805 | 0.15833 | 0.67207 | 0.3971 | 0.20619 | 0.28777 | 0.37575 | 0.23301 | 0
May | 16 | 22 | Weekday | Tuesday | 0.73178 | 0.75413 | 0.78556 | 0.79411 | 1 | 0.79411 | 0.79411 | 0.20475 | 0.79411 | 0.73178 | 0.73178 | 0.75109 | 0.6926 | 0.57259 | 0.22616 | 0.29428 | 0.49739 | 0.32232 | 0.29249 | 0.90101 | 0.15369 | 0.44814 | 0.37905 | 0.20475 | 0.28479 | 0.45875 | 0.23951 | 0.87225 | 0.65913 | 0.60066 | 0.22687 | 0.2942 | 0.4993 | 0.29334 | 0.30273 | 0.87558 | 0.15959 | 0.45411 | 0.37628 | 0.20619 | 0.28777 | 0.48912 | 0.23327 | 0
May | 16 | 23 | Weekday | Tuesday | 0.68236 | 0.75398 | 0.76109 | 0.66752 | 1 | 0.66752 | 0.66752 | 0.20603 | 0.66752 | 0.68236 | 0.68236 | 0.49894 | 0.67925 | 0.41261 | 0.20873 | 0.28505 | 0.38827 | 0.40927 | 0.28748 | 0.57872 | 0.15196 | 0.39427 | 0.36885 | 0.20603 | 0.2859 | 0.36444 | 0.2464 | 0.50079 | 0.64189 | 0.42587 | 0.20931 | 0.28534 | 0.402 | 0.35319 | 0.29887 | 0.49973 | 0.15835 | 0.39513 | 0.36682 | 0.20748 | 0.2889 | 0.38834 | 0.23432 | 0
May | 17 | 24 | Weekday | Wednesday | 0.64976 | 0.72327 | 0.73689 | 0.58645 | 1 | 0.58645 | 0.58645 | 0.20475 | 0.58645 | 0.64976 | 0.64976 | 0.24849 | 0.68495 | 0.36305 | 0.21698 | 0.29438 | 0.36769 | 0.32269 | 0.28673 | 0.33586 | 0.15168 | 0.36873 | 0.37989 | 0.20475 | 0.28479 | 0.33567 | 0.25373 | 0.32981 | 0.64738 | 0.38436 | 0.21756 | 0.2942 | 0.381 | 0.29046 | 0.29883 | 0.34791 | 0.15834 | 0.36827 | 0.37628 | 0.20619 | 0.28777 | 0.35774 | 0.23544 | 0
May | 17 | 1 | Weekday | Wednesday | 0.64703 | 0.68052 | 0.72648 | 0.54519 | 1 | 0.54519 | 0.54519 | 0.20475 | 0.54519 | 0.64703 | 0.64703 | 0.24864 | 0.6875 | 0.35504 | 0.21701 | 0.29388 | 0.35663 | 0.40884 | 0.2865 | 0.33773 | 0.15248 | 0.34246 | 0.37863 | 0.20475 | 0.28479 | 0.33094 | 0.25906 | 0.33035 | 0.64908 | 0.37644 | 0.21759 | 0.2942 | 0.36898 | 0.35327 | 0.29878 | 0.34884 | 0.15832 | 0.34155 | 0.37628 | 0.20619 | 0.28777 | 0.35289 | 0.23629 | 0
May | 17 | 2 | Weekday | Wednesday | 0.64387 | 0.66654 | 0.72091 | 0.52452 | 1 | 0.52452 | 0.52452 | 0.20475 | 0.52452 | 0.64387 | 0.64387 | 0.24879 | 0.68563 | 0.3487 | 0.21702 | 0.29448 | 0.35328 | 0.32127 | 0.28663 | 0.33681 | 0.15138 | 0.34068 | 0.37905 | 0.20475 | 0.28479 | 0.32729 | 0.25906 | 0.33055 | 0.64659 | 0.36938 | 0.21761 | 0.2942 | 0.36193 | 0.28758 | 0.29873 | 0.34916 | 0.1583 | 0.33647 | 0.37628 | 0.20619 | 0.28777 | 0.34885 | 0.23628 | 0
May | 17 | 3 | Weekday | Wednesday | 0.63569 | 0.66215 | 0.72182 | 0.50066 | 1 | 0.50066 | 0.50066 | 0.20475 | 0.50066 | 0.63569 | 0.63569 | 0.25463 | 0.73545 | 0.37644 | 0.22634 | 0.29378 | 0.40125 | 0.54519 | 0.28936 | 0.35016 | 0.15325 | 0.35702 | 0.37989 | 0.20475 | 0.28479 | 0.36883 | 0.26271 | 0.3387 | 0.70319 | 0.38441 | 0.22694 | 0.2942 | 0.40843 | 0.47983 | 0.30179 | 0.36232 | 0.15984 | 0.34789 | 0.37628 | 0.20619 | 0.28777 | 0.39303 | 0.23684 | 0
May | 17 | 4 | Weekday | Wednesday | 0.64828 | 0.66952 | 0.73866 | 0.50668 | 1 | 0.50668 | 0.50668 | 0.12211 | 0.50668 | 0.64828 | 0.64828 | 0.49224 | 0.77342 | 0.46491 | 0.24018 | 0.2475 | 0.45725 | 0.61069 | 0.26359 | 0.54805 | 0.13953 | 0.38535 | 0.29164 | 0.12211 | 0.15232 | 0.33651 | 0.188 | 0.44859 | 0.69642 | 0.43899 | 0.2405 | 0.24682 | 0.44211 | 0.48496 | 0.27395 | 0.44735 | 0.14531 | 0.37442 | 0.28879 | 0.12297 | 0.15391 | 0.35884 | 0.15779 | 0
May | 17 | 5 | Weekday | Wednesday | 0.61511 | 0.69267 | 0.78616 | 0.61554 | 0.004576 | 0.61554 | 0.61554 | 0.53576 | 0.61554 | 0.61511 | 0.61511 | 0.74875 | 0.87431 | 0.76534 | 0.4233 | 0.44926 | 0.60152 | 0.7536 | 0.44653 | 0.97748 | 0.48025 | 0.66152 | 0.40461 | 0.53576 | 0.57915 | 0.64775 | 0.32005 | 0.76575 | 0.84754 | 0.72657 | 0.38866 | 0.44991 | 0.52329 | 0.69197 | 0.31008 | 0.92915 | 0.30898 | 0.65786 | 0.38524 | 0.27482 | 0.21996 | 0.52584 | 0.25184 | 0
May | 17 | 6 | Weekday | Wednesday | 0.62212 | 0.73807 | 0.85408 | 0.72576 | 0.004576 | 0.72576 | 0.72576 | 0.56692 | 0.72576 | 0.62212 | 0.62212 | 0.9078 | 0.94564 | 0.98487 | 0.52028 | 0.56634 | 0.67461 | 0.88826 | 0.70597 | 0.97475 | 0.66821 | 0.85676 | 0.50085 | 0.56692 | 0.59372 | 0.68078 | 0.57992 | 0.92971 | 0.93225 | 0.9201 | 0.49233 | 0.56486 | 0.59816 | 0.8526 | 0.64555 | 0.92521 | 0.54105 | 0.86503 | 0.46558 | 0.394 | 0.34553 | 0.56649 | 0.54637 | 0
May | 17 | 7 | Weekday | Wednesday | 0.68182 | 0.77931 | 0.90753 | 0.73104 | 0.004576 | 0.73104 | 0.73104 | 0.74165 | 0.73104 | 0.68182 | 0.68182 | 0.92424 | 0.97398 | 0.84357 | 0.95027 | 1 | 0.65658 | 0.93107 | 0.91628 | 0.79779 | 0.77935 | 0.78033 | 0.94406 | 0.74165 | 0.75911 | 0.89117 | 0.83986 | 0.93165 | 0.96664 | 0.80942 | 0.94231 | 1 | 0.5829 | 0.90453 | 0.89145 | 0.74719 | 0.71152 | 0.76188 | 0.94137 | 0.62693 | 0.59161 | 0.81945 | 0.82636 | 0
May | 17 | 8 | Weekday | Wednesday | 0.74945 | 0.83366 | 0.93565 | 0.75546 | 0.004576 | 0.75546 | 0.75546 | 0.95971 | 0.75546 | 0.74945 | 0.74945 | 0.75195 | 0.99445 | 0.73701 | 0.94641 | 0.9372 | 0.58725 | 0.99071 | 0.93316 | 0.788 | 0.82189 | 0.74431 | 0.95437 | 0.95971 | 0.97122 | 0.95268 | 1 | 0.76578 | 0.99046 | 0.73855 | 0.9416 | 0.93635 | 0.52352 | 0.97983 | 0.90973 | 0.75058 | 0.7718 | 0.73001 | 0.95349 | 0.91122 | 0.89662 | 0.91686 | 0.99848 | 0
May | 17 | 9 | Weekday | Wednesday | 0.85211 | 0.87522 | 0.95065 | 0.72821 | 0.004576 | 0.72821 | 0.72821 | 0.98096 | 0.72821 | 0.85211 | 0.85211 | 0.94383 | 0.99765 | 0.61447 | 0.92702 | 0.91918 | 0.52248 | 0.99556 | 0.96137 | 0.95334 | 0.88982 | 0.5706 | 0.96517 | 0.98096 | 0.98395 | 0.92053 | 0.99577 | 0.9415 | 0.99615 | 0.62185 | 0.92408 | 0.91826 | 0.46567 | 0.9914 | 0.94878 | 0.93535 | 0.85654 | 0.55108 | 0.96475 | 0.95245 | 0.94084 | 0.89926 | 0.99848 | 0
May | 17 | 10 | Weekday | Wednesday | 0.94616 | 0.9206 | 0.96294 | 0.73855 | 0.004576 | 0.73855 | 0.73855 | 0.97719 | 0.73855 | 0.94616 | 0.94616 | 0.95494 | 1 | 0.5858 | 0.92653 | 0.93024 | 0.51514 | 1 | 0.97029 | 0.99414 | 0.91354 | 0.5677 | 0.97295 | 0.97719 | 0.97325 | 1 | 0.99347 | 0.97496 | 1 | 0.62451 | 0.92408 | 0.92885 | 0.47835 | 0.99605 | 0.97209 | 0.98567 | 0.89307 | 0.55437 | 0.97266 | 0.96601 | 0.95679 | 1 | 0.99848 | 0
May | 17 | 11 | Weekday | Wednesday | 0.99707 | 0.96039 | 0.96677 | 0.74443 | 0.004576 | 0.74443 | 0.74443 | 0.98072 | 0.74443 | 0.99707 | 0.99707 | 0.93365 | 0.97369 | 0.58963 | 0.90656 | 0.93421 | 0.50532 | 0.95151 | 0.98101 | 0.96372 | 0.9392 | 0.57514 | 0.92768 | 0.98072 | 0.97592 | 0.95113 | 0.90026 | 0.97718 | 0.97397 | 0.63342 | 0.90271 | 0.93131 | 0.47951 | 0.94844 | 0.98348 | 0.96611 | 0.92594 | 0.56096 | 0.92468 | 0.97587 | 0.96918 | 0.95515 | 0.90519 | 0
May | 17 | 12 | Weekday | Wednesday | 0.98827 | 0.97526 | 0.96266 | 0.7531 | 0.004576 | 0.7531 | 0.7531 | 0.9869 | 0.7531 | 0.98827 | 0.98827 | 0.77371 | 0.99303 | 0.57441 | 0.95669 | 0.9535 | 0.49997 | 0.99647 | 0.98477 | 0.95734 | 0.96639 | 0.57746 | 0.98464 | 0.9869 | 0.98135 | 0.94273 | 0.99139 | 0.80586 | 0.99499 | 0.6144 | 0.95484 | 0.95108 | 0.48197 | 0.99649 | 0.97749 | 0.96141 | 0.95354 | 0.56841 | 0.98236 | 0.98415 | 0.97766 | 0.95261 | 0.99902 | 0
May | 17 | 13 | Weekday | Wednesday | 0.96454 | 0.98626 | 0.96676 | 0.74089 | 0.004576 | 0.74089 | 0.74089 | 0.99249 | 0.74089 | 0.96454 | 0.96454 | 0.73663 | 0.99068 | 0.5703 | 0.96158 | 0.92843 | 0.4989 | 0.99329 | 0.99077 | 0.77949 | 0.99296 | 0.58327 | 0.98849 | 0.99249 | 0.98849 | 0.92561 | 0.99165 | 0.80067 | 0.9947 | 0.6104 | 0.96216 | 0.92795 | 0.48864 | 1 | 0.99387 | 0.77655 | 0.98695 | 0.57404 | 0.98921 | 0.99072 | 0.98603 | 0.93932 | 0.99965 | 0
May | 17 | 14 | Weekday | Wednesday | 0.94657 | 1 | 0.95611 | 0.75843 | 0.004576 | 0.75843 | 0.75843 | 0.99652 | 0.75843 | 0.94657 | 0.94657 | 0.78112 | 0.98782 | 0.56495 | 0.96652 | 0.93471 | 0.54311 | 0.97065 | 1 | 0.78428 | 1 | 0.58532 | 0.9962 | 0.99652 | 0.99504 | 0.91043 | 0.99178 | 0.79791 | 0.9936 | 0.6042 | 0.96743 | 0.93476 | 0.53032 | 0.98488 | 1 | 0.77473 | 1 | 0.57507 | 0.99659 | 0.99679 | 0.99556 | 0.92755 | 1 | 0
May | 17 | 15 | Weekday | Wednesday | 0.89738 | 0.99991 | 0.93759 | 0.79962 | 0.004576 | 0.79962 | 0.79962 | 1 | 0.79962 | 0.89738 | 0.89738 | 0.97596 | 0.98956 | 0.5945 | 1 | 0.96309 | 0.72134 | 0.96647 | 0.94486 | 0.78096 | 0.97146 | 0.57905 | 1 | 1 | 1 | 0.91078 | 0.99195 | 0.9741 | 0.99731 | 0.66782 | 1 | 0.96163 | 0.71598 | 0.98647 | 0.96638 | 0.77236 | 0.98744 | 0.61373 | 1 | 1 | 1 | 0.92746 | 0.99996 | 0
May | 17 | 16 | Weekday | Wednesday | 0.84078 | 0.97088 | 0.91612 | 0.89036 | 0.004576 | 0.89036 | 0.89036 | 0.99879 | 0.89036 | 0.84078 | 0.84078 | 0.98729 | 0.98559 | 0.696 | 0.91145 | 0.88037 | 0.87405 | 0.95831 | 0.70896 | 0.96239 | 0.82908 | 0.6893 | 0.63558 | 0.99879 | 0.99866 | 0.90817 | 0.29565 | 0.98273 | 0.99515 | 0.75453 | 0.91137 | 0.88071 | 0.86215 | 0.97524 | 0.71539 | 0.95917 | 0.82517 | 0.72612 | 0.63193 | 0.99654 | 0.99499 | 0.91964 | 0.29877 | 0
May | 17 | 17 | Weekday | Wednesday | 0.80289 | 0.93297 | 0.89373 | 0.98153 | 0.004576 | 0.98153 | 0.98153 | 0.76685 | 0.98153 | 0.80289 | 0.80289 | 1 | 0.82216 | 0.87879 | 0.75834 | 0.60404 | 0.93566 | 0.6066 | 0.70196 | 0.96916 | 0.79389 | 0.77201 | 0.49266 | 0.76685 | 0.74662 | 0.90171 | 0.097688 | 0.98802 | 0.8186 | 0.88876 | 0.75456 | 0.60378 | 0.91451 | 0.5949 | 0.70112 | 0.95465 | 0.78102 | 0.79726 | 0.48906 | 0.75986 | 0.73523 | 0.90415 | 0.097749 | 0
May | 17 | 18 | Weekday | Wednesday | 0.76485 | 0.89972 | 0.87116 | 0.9993 | 0.52599 | 0.9993 | 0.9993 | 0.75941 | 0.9993 | 0.76485 | 0.76485 | 0.82088 | 0.82647 | 0.85409 | 0.73763 | 0.60939 | 0.92226 | 0.61904 | 0.70183 | 0.99124 | 0.75561 | 0.80377 | 0.52091 | 0.75941 | 0.75247 | 0.86571 | 0.12651 | 0.82535 | 0.81981 | 0.91049 | 0.73141 | 0.60966 | 0.90453 | 0.60147 | 0.69641 | 0.97113 | 0.74718 | 0.8416 | 0.51735 | 0.744 | 0.73005 | 0.85584 | 0.12608 | 0
May | 17 | 19 | Weekday | Wednesday | 0.78068 | 0.89446 | 0.8575 | 1 | 1 | 1 | 1 | 0.80008 | 1 | 0.78068 | 0.78068 | 0.85473 | 0.76006 | 0.92418 | 0.63645 | 0.59593 | 0.98311 | 0.58875 | 0.72911 | 0.87444 | 0.7364 | 0.93829 | 0.61899 | 0.80008 | 0.86161 | 0.81766 | 0.23134 | 0.88736 | 0.73888 | 1 | 0.62282 | 0.59595 | 0.97881 | 0.5473 | 0.71896 | 0.85133 | 0.72024 | 0.98194 | 0.61345 | 0.77794 | 0.82704 | 0.79547 | 0.23199 | 0
May | 17 | 20 | Weekday | Wednesday | 0.79952 | 0.8605 | 0.84293 | 0.99177 | 1 | 0.99177 | 0.99177 | 0.36747 | 0.99177 | 0.79952 | 0.79952 | 0.83049 | 0.73283 | 0.9521 | 0.59847 | 0.59309 | 0.83842 | 0.3994 | 0.29364 | 0.87538 | 0.16839 | 0.89967 | 0.6173 | 0.36747 | 0.44643 | 0.59354 | 0.23679 | 0.87144 | 0.70743 | 0.95612 | 0.58158 | 0.5938 | 0.83695 | 0.38132 | 0.29923 | 0.84497 | 0.17282 | 0.92929 | 0.61088 | 0.36265 | 0.43982 | 0.57704 | 0.23284 | 0
May | 17 | 21 | Weekday | Wednesday | 0.7476 | 0.79112 | 0.81642 | 0.92964 | 1 | 0.92964 | 0.92964 | 0.20475 | 0.92964 | 0.7476 | 0.7476 | 0.787 | 0.69405 | 0.77934 | 0.2628 | 0.31349 | 0.6635 | 0.39759 | 0.28837 | 0.86971 | 0.15274 | 0.65858 | 0.39923 | 0.20475 | 0.28479 | 0.35274 | 0.23778 | 0.85968 | 0.66193 | 0.78624 | 0.26365 | 0.31369 | 0.65404 | 0.35045 | 0.29884 | 0.83805 | 0.15833 | 0.67207 | 0.3971 | 0.20619 | 0.28777 | 0.37575 | 0.23301 | 0
May | 17 | 22 | Weekday | Wednesday | 0.73178 | 0.75413 | 0.78556 | 0.79411 | 1 | 0.79411 | 0.79411 | 0.20475 | 0.79411 | 0.73178 | 0.73178 | 0.75109 | 0.6926 | 0.57259 | 0.22616 | 0.29428 | 0.49739 | 0.32232 | 0.29249 | 0.90101 | 0.15369 | 0.44814 | 0.37905 | 0.20475 | 0.28479 | 0.45875 | 0.23951 | 0.87225 | 0.65913 | 0.60066 | 0.22687 | 0.2942 | 0.4993 | 0.29334 | 0.30273 | 0.87558 | 0.15959 | 0.45411 | 0.37628 | 0.20619 | 0.28777 | 0.48912 | 0.23327 | 0
May | 17 | 23 | Weekday | Wednesday | 0.68236 | 0.75398 | 0.76109 | 0.66752 | 1 | 0.66752 | 0.66752 | 0.20603 | 0.66752 | 0.68236 | 0.68236 | 0.49894 | 0.67925 | 0.41261 | 0.20873 | 0.28505 | 0.38827 | 0.40927 | 0.28748 | 0.57872 | 0.15196 | 0.39427 | 0.36885 | 0.20603 | 0.2859 | 0.36444 | 0.2464 | 0.50079 | 0.64189 | 0.42587 | 0.20931 | 0.28534 | 0.402 | 0.35319 | 0.29887 | 0.49973 | 0.15835 | 0.39513 | 0.36682 | 0.20748 | 0.2889 | 0.38834 | 0.23432 | 0
May | 18 | 24 | Weekday | Thursday | 0.64976 | 0.72327 | 0.73689 | 0.58645 | 1 | 0.58645 | 0.58645 | 0.20475 | 0.58645 | 0.64976 | 0.64976 | 0.24849 | 0.68495 | 0.36305 | 0.21698 | 0.29438 | 0.36769 | 0.32269 | 0.28673 | 0.33586 | 0.15168 | 0.36873 | 0.37989 | 0.20475 | 0.28479 | 0.33567 | 0.25373 | 0.32981 | 0.64738 | 0.38436 | 0.21756 | 0.2942 | 0.381 | 0.29046 | 0.29883 | 0.34791 | 0.15834 | 0.36827 | 0.37628 | 0.20619 | 0.28777 | 0.35774 | 0.23544 | 0
May | 18 | 1 | Weekday | Thursday | 0.64703 | 0.68052 | 0.72648 | 0.54519 | 1 | 0.54519 | 0.54519 | 0.20475 | 0.54519 | 0.64703 | 0.64703 | 0.24864 | 0.6875 | 0.35504 | 0.21701 | 0.29388 | 0.35663 | 0.40884 | 0.2865 | 0.33773 | 0.15248 | 0.34246 | 0.37863 | 0.20475 | 0.28479 | 0.33094 | 0.25906 | 0.33035 | 0.64908 | 0.37644 | 0.21759 | 0.2942 | 0.36898 | 0.35327 | 0.29878 | 0.34884 | 0.15832 | 0.34155 | 0.37628 | 0.20619 | 0.28777 | 0.35289 | 0.23629 | 0
May | 18 | 2 | Weekday | Thursday | 0.64387 | 0.66654 | 0.72091 | 0.52452 | 1 | 0.52452 | 0.52452 | 0.20475 | 0.52452 | 0.64387 | 0.64387 | 0.24879 | 0.68563 | 0.3487 | 0.21702 | 0.29448 | 0.35328 | 0.32127 | 0.28663 | 0.33681 | 0.15138 | 0.34068 | 0.37905 | 0.20475 | 0.28479 | 0.32729 | 0.25906 | 0.33055 | 0.64659 | 0.36938 | 0.21761 | 0.2942 | 0.36193 | 0.28758 | 0.29873 | 0.34916 | 0.1583 | 0.33647 | 0.37628 | 0.20619 | 0.28777 | 0.34885 | 0.23628 | 0
May | 18 | 3 | Weekday | Thursday | 0.63569 | 0.66215 | 0.72182 | 0.50066 | 1 | 0.50066 | 0.50066 | 0.20475 | 0.50066 | 0.63569 | 0.63569 | 0.25463 | 0.73545 | 0.37644 | 0.22634 | 0.29378 | 0.40125 | 0.54519 | 0.28936 | 0.35016 | 0.15325 | 0.35702 | 0.37989 | 0.20475 | 0.28479 | 0.36883 | 0.26271 | 0.3387 | 0.70319 | 0.38441 | 0.22694 | 0.2942 | 0.40843 | 0.47983 | 0.30179 | 0.36232 | 0.15984 | 0.34789 | 0.37628 | 0.20619 | 0.28777 | 0.39303 | 0.23684 | 0
May | 18 | 4 | Weekday | Thursday | 0.64828 | 0.66952 | 0.73866 | 0.50668 | 1 | 0.50668 | 0.50668 | 0.12211 | 0.50668 | 0.64828 | 0.64828 | 0.49224 | 0.77342 | 0.46491 | 0.24018 | 0.2475 | 0.45725 | 0.61069 | 0.26359 | 0.54805 | 0.13953 | 0.38535 | 0.29164 | 0.12211 | 0.15232 | 0.33651 | 0.188 | 0.44859 | 0.69642 | 0.43899 | 0.2405 | 0.24682 | 0.44211 | 0.48496 | 0.27395 | 0.44735 | 0.14531 | 0.37442 | 0.28879 | 0.12297 | 0.15391 | 0.35884 | 0.15779 | 0
May | 18 | 5 | Weekday | Thursday | 0.61511 | 0.69267 | 0.78616 | 0.61554 | 0.004576 | 0.61554 | 0.61554 | 0.53576 | 0.61554 | 0.61511 | 0.61511 | 0.74875 | 0.87431 | 0.76534 | 0.4233 | 0.44926 | 0.60152 | 0.7536 | 0.44653 | 0.97748 | 0.48025 | 0.66152 | 0.40461 | 0.53576 | 0.57915 | 0.64775 | 0.32005 | 0.76575 | 0.84754 | 0.72657 | 0.38866 | 0.44991 | 0.52329 | 0.69197 | 0.31008 | 0.92915 | 0.30898 | 0.65786 | 0.38524 | 0.27482 | 0.21996 | 0.52584 | 0.25184 | 0
May | 18 | 6 | Weekday | Thursday | 0.62212 | 0.73807 | 0.85408 | 0.72576 | 0.004576 | 0.72576 | 0.72576 | 0.56692 | 0.72576 | 0.62212 | 0.62212 | 0.9078 | 0.94564 | 0.98487 | 0.52028 | 0.56634 | 0.67461 | 0.88826 | 0.70597 | 0.97475 | 0.66821 | 0.85676 | 0.50085 | 0.56692 | 0.59372 | 0.68078 | 0.57992 | 0.92971 | 0.93225 | 0.9201 | 0.49233 | 0.56486 | 0.59816 | 0.8526 | 0.64555 | 0.92521 | 0.54105 | 0.86503 | 0.46558 | 0.394 | 0.34553 | 0.56649 | 0.54637 | 0
May | 18 | 7 | Weekday | Thursday | 0.68182 | 0.77931 | 0.90753 | 0.73104 | 0.004576 | 0.73104 | 0.73104 | 0.74165 | 0.73104 | 0.68182 | 0.68182 | 0.92424 | 0.97398 | 0.84357 | 0.95027 | 1 | 0.65658 | 0.93107 | 0.91628 | 0.79779 | 0.77935 | 0.78033 | 0.94406 | 0.74165 | 0.75911 | 0.89117 | 0.83986 | 0.93165 | 0.96664 | 0.80942 | 0.94231 | 1 | 0.5829 | 0.90453 | 0.89145 | 0.74719 | 0.71152 | 0.76188 | 0.94137 | 0.62693 | 0.59161 | 0.81945 | 0.82636 | 0
May | 18 | 8 | Weekday | Thursday | 0.74945 | 0.83366 | 0.93565 | 0.75546 | 0.004576 | 0.75546 | 0.75546 | 0.95971 | 0.75546 | 0.74945 | 0.74945 | 0.75195 | 0.99445 | 0.73701 | 0.94641 | 0.9372 | 0.58725 | 0.99071 | 0.93316 | 0.788 | 0.82189 | 0.74431 | 0.95437 | 0.95971 | 0.97122 | 0.95268 | 1 | 0.76578 | 0.99046 | 0.73855 | 0.9416 | 0.93635 | 0.52352 | 0.97983 | 0.90973 | 0.75058 | 0.7718 | 0.73001 | 0.95349 | 0.91122 | 0.89662 | 0.91686 | 0.99848 | 0
May | 18 | 9 | Weekday | Thursday | 0.85211 | 0.87522 | 0.95065 | 0.72821 | 0.004576 | 0.72821 | 0.72821 | 0.98096 | 0.72821 | 0.85211 | 0.85211 | 0.94383 | 0.99765 | 0.61447 | 0.92702 | 0.91918 | 0.52248 | 0.99556 | 0.96137 | 0.95334 | 0.88982 | 0.5706 | 0.96517 | 0.98096 | 0.98395 | 0.92053 | 0.99577 | 0.9415 | 0.99615 | 0.62185 | 0.92408 | 0.91826 | 0.46567 | 0.9914 | 0.94878 | 0.93535 | 0.85654 | 0.55108 | 0.96475 | 0.95245 | 0.94084 | 0.89926 | 0.99848 | 0
May | 18 | 10 | Weekday | Thursday | 0.94616 | 0.9206 | 0.96294 | 0.73855 | 0.004576 | 0.73855 | 0.73855 | 0.97719 | 0.73855 | 0.94616 | 0.94616 | 0.95494 | 1 | 0.5858 | 0.92653 | 0.93024 | 0.51514 | 1 | 0.97029 | 0.99414 | 0.91354 | 0.5677 | 0.97295 | 0.97719 | 0.97325 | 1 | 0.99347 | 0.97496 | 1 | 0.62451 | 0.92408 | 0.92885 | 0.47835 | 0.99605 | 0.97209 | 0.98567 | 0.89307 | 0.55437 | 0.97266 | 0.96601 | 0.95679 | 1 | 0.99848 | 0
May | 18 | 11 | Weekday | Thursday | 0.99707 | 0.96039 | 0.96677 | 0.74443 | 0.004576 | 0.74443 | 0.74443 | 0.98072 | 0.74443 | 0.99707 | 0.99707 | 0.93365 | 0.97369 | 0.58963 | 0.90656 | 0.93421 | 0.50532 | 0.95151 | 0.98101 | 0.96372 | 0.9392 | 0.57514 | 0.92768 | 0.98072 | 0.97592 | 0.95113 | 0.90026 | 0.97718 | 0.97397 | 0.63342 | 0.90271 | 0.93131 | 0.47951 | 0.94844 | 0.98348 | 0.96611 | 0.92594 | 0.56096 | 0.92468 | 0.97587 | 0.96918 | 0.95515 | 0.90519 | 0
May | 18 | 12 | Weekday | Thursday | 0.98827 | 0.97526 | 0.96266 | 0.7531 | 0.004576 | 0.7531 | 0.7531 | 0.9869 | 0.7531 | 0.98827 | 0.98827 | 0.77371 | 0.99303 | 0.57441 | 0.95669 | 0.9535 | 0.49997 | 0.99647 | 0.98477 | 0.95734 | 0.96639 | 0.57746 | 0.98464 | 0.9869 | 0.98135 | 0.94273 | 0.99139 | 0.80586 | 0.99499 | 0.6144 | 0.95484 | 0.95108 | 0.48197 | 0.99649 | 0.97749 | 0.96141 | 0.95354 | 0.56841 | 0.98236 | 0.98415 | 0.97766 | 0.95261 | 0.99902 | 0
May | 18 | 13 | Weekday | Thursday | 0.96454 | 0.98626 | 0.96676 | 0.74089 | 0.004576 | 0.74089 | 0.74089 | 0.99249 | 0.74089 | 0.96454 | 0.96454 | 0.73663 | 0.99068 | 0.5703 | 0.96158 | 0.92843 | 0.4989 | 0.99329 | 0.99077 | 0.77949 | 0.99296 | 0.58327 | 0.98849 | 0.99249 | 0.98849 | 0.92561 | 0.99165 | 0.80067 | 0.9947 | 0.6104 | 0.96216 | 0.92795 | 0.48864 | 1 | 0.99387 | 0.77655 | 0.98695 | 0.57404 | 0.98921 | 0.99072 | 0.98603 | 0.93932 | 0.99965 | 0
May | 18 | 14 | Weekday | Thursday | 0.94657 | 1 | 0.95611 | 0.75843 | 0.004576 | 0.75843 | 0.75843 | 0.99652 | 0.75843 | 0.94657 | 0.94657 | 0.78112 | 0.98782 | 0.56495 | 0.96652 | 0.93471 | 0.54311 | 0.97065 | 1 | 0.78428 | 1 | 0.58532 | 0.9962 | 0.99652 | 0.99504 | 0.91043 | 0.99178 | 0.79791 | 0.9936 | 0.6042 | 0.96743 | 0.93476 | 0.53032 | 0.98488 | 1 | 0.77473 | 1 | 0.57507 | 0.99659 | 0.99679 | 0.99556 | 0.92755 | 1 | 0
May | 18 | 15 | Weekday | Thursday | 0.89738 | 0.99991 | 0.93759 | 0.79962 | 0.004576 | 0.79962 | 0.79962 | 1 | 0.79962 | 0.89738 | 0.89738 | 0.97596 | 0.98956 | 0.5945 | 1 | 0.96309 | 0.72134 | 0.96647 | 0.94486 | 0.78096 | 0.97146 | 0.57905 | 1 | 1 | 1 | 0.91078 | 0.99195 | 0.9741 | 0.99731 | 0.66782 | 1 | 0.96163 | 0.71598 | 0.98647 | 0.96638 | 0.77236 | 0.98744 | 0.61373 | 1 | 1 | 1 | 0.92746 | 0.99996 | 0
May | 18 | 16 | Weekday | Thursday | 0.84078 | 0.97088 | 0.91612 | 0.89036 | 0.004576 | 0.89036 | 0.89036 | 0.99879 | 0.89036 | 0.84078 | 0.84078 | 0.98729 | 0.98559 | 0.696 | 0.91145 | 0.88037 | 0.87405 | 0.95831 | 0.70896 | 0.96239 | 0.82908 | 0.6893 | 0.63558 | 0.99879 | 0.99866 | 0.90817 | 0.29565 | 0.98273 | 0.99515 | 0.75453 | 0.91137 | 0.88071 | 0.86215 | 0.97524 | 0.71539 | 0.95917 | 0.82517 | 0.72612 | 0.63193 | 0.99654 | 0.99499 | 0.91964 | 0.29877 | 0
May | 18 | 17 | Weekday | Thursday | 0.80289 | 0.93297 | 0.89373 | 0.98153 | 0.004576 | 0.98153 | 0.98153 | 0.76685 | 0.98153 | 0.80289 | 0.80289 | 1 | 0.82216 | 0.87879 | 0.75834 | 0.60404 | 0.93566 | 0.6066 | 0.70196 | 0.96916 | 0.79389 | 0.77201 | 0.49266 | 0.76685 | 0.74662 | 0.90171 | 0.097688 | 0.98802 | 0.8186 | 0.88876 | 0.75456 | 0.60378 | 0.91451 | 0.5949 | 0.70112 | 0.95465 | 0.78102 | 0.79726 | 0.48906 | 0.75986 | 0.73523 | 0.90415 | 0.097749 | 0
May | 18 | 18 | Weekday | Thursday | 0.76485 | 0.89972 | 0.87116 | 0.9993 | 0.52599 | 0.9993 | 0.9993 | 0.75941 | 0.9993 | 0.76485 | 0.76485 | 0.82088 | 0.82647 | 0.85409 | 0.73763 | 0.60939 | 0.92226 | 0.61904 | 0.70183 | 0.99124 | 0.75561 | 0.80377 | 0.52091 | 0.75941 | 0.75247 | 0.86571 | 0.12651 | 0.82535 | 0.81981 | 0.91049 | 0.73141 | 0.60966 | 0.90453 | 0.60147 | 0.69641 | 0.97113 | 0.74718 | 0.8416 | 0.51735 | 0.744 | 0.73005 | 0.85584 | 0.12608 | 0
May | 18 | 19 | Weekday | Thursday | 0.78068 | 0.89446 | 0.8575 | 1 | 1 | 1 | 1 | 0.80008 | 1 | 0.78068 | 0.78068 | 0.85473 | 0.76006 | 0.92418 | 0.63645 | 0.59593 | 0.98311 | 0.58875 | 0.72911 | 0.87444 | 0.7364 | 0.93829 | 0.61899 | 0.80008 | 0.86161 | 0.81766 | 0.23134 | 0.88736 | 0.73888 | 1 | 0.62282 | 0.59595 | 0.97881 | 0.5473 | 0.71896 | 0.85133 | 0.72024 | 0.98194 | 0.61345 | 0.77794 | 0.82704 | 0.79547 | 0.23199 | 0
May | 18 | 20 | Weekday | Thursday | 0.79952 | 0.8605 | 0.84293 | 0.99177 | 1 | 0.99177 | 0.99177 | 0.36747 | 0.99177 | 0.79952 | 0.79952 | 0.83049 | 0.73283 | 0.9521 | 0.59847 | 0.59309 | 0.83842 | 0.3994 | 0.29364 | 0.87538 | 0.16839 | 0.89967 | 0.6173 | 0.36747 | 0.44643 | 0.59354 | 0.23679 | 0.87144 | 0.70743 | 0.95612 | 0.58158 | 0.5938 | 0.83695 | 0.38132 | 0.29923 | 0.84497 | 0.17282 | 0.92929 | 0.61088 | 0.36265 | 0.43982 | 0.57704 | 0.23284 | 0
May | 18 | 21 | Weekday | Thursday | 0.7476 | 0.79112 | 0.81642 | 0.92964 | 1 | 0.92964 | 0.92964 | 0.20475 | 0.92964 | 0.7476 | 0.7476 | 0.787 | 0.69405 | 0.77934 | 0.2628 | 0.31349 | 0.6635 | 0.39759 | 0.28837 | 0.86971 | 0.15274 | 0.65858 | 0.39923 | 0.20475 | 0.28479 | 0.35274 | 0.23778 | 0.85968 | 0.66193 | 0.78624 | 0.26365 | 0.31369 | 0.65404 | 0.35045 | 0.29884 | 0.83805 | 0.15833 | 0.67207 | 0.3971 | 0.20619 | 0.28777 | 0.37575 | 0.23301 | 0
May | 18 | 22 | Weekday | Thursday | 0.73178 | 0.75413 | 0.78556 | 0.79411 | 1 | 0.79411 | 0.79411 | 0.20475 | 0.79411 | 0.73178 | 0.73178 | 0.75109 | 0.6926 | 0.57259 | 0.22616 | 0.29428 | 0.49739 | 0.32232 | 0.29249 | 0.90101 | 0.15369 | 0.44814 | 0.37905 | 0.20475 | 0.28479 | 0.45875 | 0.23951 | 0.87225 | 0.65913 | 0.60066 | 0.22687 | 0.2942 | 0.4993 | 0.29334 | 0.30273 | 0.87558 | 0.15959 | 0.45411 | 0.37628 | 0.20619 | 0.28777 | 0.48912 | 0.23327 | 0
May | 18 | 23 | Weekday | Thursday | 0.68236 | 0.75398 | 0.76109 | 0.66752 | 1 | 0.66752 | 0.66752 | 0.20603 | 0.66752 | 0.68236 | 0.68236 | 0.49894 | 0.67925 | 0.41261 | 0.20873 | 0.28505 | 0.38827 | 0.40927 | 0.28748 | 0.57872 | 0.15196 | 0.39427 | 0.36885 | 0.20603 | 0.2859 | 0.36444 | 0.2464 | 0.50079 | 0.64189 | 0.42587 | 0.20931 | 0.28534 | 0.402 | 0.35319 | 0.29887 | 0.49973 | 0.15835 | 0.39513 | 0.36682 | 0.20748 | 0.2889 | 0.38834 | 0.23432 | 0
May | 19 | 24 | Weekday | Friday | 0.64976 | 0.72327 | 0.73689 | 0.58645 | 1 | 0.58645 | 0.58645 | 0.20475 | 0.58645 | 0.64976 | 0.64976 | 0.24849 | 0.68495 | 0.36305 | 0.21698 | 0.29438 | 0.36769 | 0.32269 | 0.28673 | 0.33586 | 0.15168 | 0.36873 | 0.37989 | 0.20475 | 0.28479 | 0.33567 | 0.25373 | 0.32981 | 0.64738 | 0.38436 | 0.21756 | 0.2942 | 0.381 | 0.29046 | 0.29883 | 0.34791 | 0.15834 | 0.36827 | 0.37628 | 0.20619 | 0.28777 | 0.35774 | 0.23544 | 0
May | 19 | 1 | Weekday | Friday | 0.64703 | 0.68052 | 0.72648 | 0.54519 | 1 | 0.54519 | 0.54519 | 0.20475 | 0.54519 | 0.64703 | 0.64703 | 0.24864 | 0.6875 | 0.35504 | 0.21701 | 0.29388 | 0.35663 | 0.40884 | 0.2865 | 0.33773 | 0.15248 | 0.34246 | 0.37863 | 0.20475 | 0.28479 | 0.33094 | 0.25906 | 0.33035 | 0.64908 | 0.37644 | 0.21759 | 0.2942 | 0.36898 | 0.35327 | 0.29878 | 0.34884 | 0.15832 | 0.34155 | 0.37628 | 0.20619 | 0.28777 | 0.35289 | 0.23629 | 0
May | 19 | 2 | Weekday | Friday | 0.64387 | 0.66654 | 0.72091 | 0.52452 | 1 | 0.52452 | 0.52452 | 0.20475 | 0.52452 | 0.64387 | 0.64387 | 0.24879 | 0.68563 | 0.3487 | 0.21702 | 0.29448 | 0.35328 | 0.32127 | 0.28663 | 0.33681 | 0.15138 | 0.34068 | 0.37905 | 0.20475 | 0.28479 | 0.32729 | 0.25906 | 0.33055 | 0.64659 | 0.36938 | 0.21761 | 0.2942 | 0.36193 | 0.28758 | 0.29873 | 0.34916 | 0.1583 | 0.33647 | 0.37628 | 0.20619 | 0.28777 | 0.34885 | 0.23628 | 0
May | 19 | 3 | Weekday | Friday | 0.63569 | 0.66215 | 0.72182 | 0.50066 | 1 | 0.50066 | 0.50066 | 0.20475 | 0.50066 | 0.63569 | 0.63569 | 0.25463 | 0.73545 | 0.37644 | 0.22634 | 0.29378 | 0.40125 | 0.54519 | 0.28936 | 0.35016 | 0.15325 | 0.35702 | 0.37989 | 0.20475 | 0.28479 | 0.36883 | 0.26271 | 0.3387 | 0.70319 | 0.38441 | 0.22694 | 0.2942 | 0.40843 | 0.47983 | 0.30179 | 0.36232 | 0.15984 | 0.34789 | 0.37628 | 0.20619 | 0.28777 | 0.39303 | 0.23684 | 0
May | 19 | 4 | Weekday | Friday | 0.64828 | 0.66952 | 0.73866 | 0.50668 | 1 | 0.50668 | 0.50668 | 0.12211 | 0.50668 | 0.64828 | 0.64828 | 0.49224 | 0.77342 | 0.46491 | 0.24018 | 0.2475 | 0.45725 | 0.61069 | 0.26359 | 0.54805 | 0.13953 | 0.38535 | 0.29164 | 0.12211 | 0.15232 | 0.33651 | 0.188 | 0.44859 | 0.69642 | 0.43899 | 0.2405 | 0.24682 | 0.44211 | 0.48496 | 0.27395 | 0.44735 | 0.14531 | 0.37442 | 0.28879 | 0.12297 | 0.15391 | 0.35884 | 0.15779 | 0
May | 19 | 5 | Weekday | Friday | 0.61511 | 0.69267 | 0.78616 | 0.61554 | 0.004576 | 0.61554 | 0.61554 | 0.53576 | 0.61554 | 0.61511 | 0.61511 | 0.74875 | 0.87431 | 0.76534 | 0.4233 | 0.44926 | 0.60152 | 0.7536 | 0.44653 | 0.97748 | 0.48025 | 0.66152 | 0.40461 | 0.53576 | 0.57915 | 0.64775 | 0.32005 | 0.76575 | 0.84754 | 0.72657 | 0.38866 | 0.44991 | 0.52329 | 0.69197 | 0.31008 | 0.92915 | 0.30898 | 0.65786 | 0.38524 | 0.27482 | 0.21996 | 0.52584 | 0.25184 | 0
May | 19 | 6 | Weekday | Friday | 0.62212 | 0.73807 | 0.85408 | 0.72576 | 0.004576 | 0.72576 | 0.72576 | 0.56692 | 0.72576 | 0.62212 | 0.62212 | 0.9078 | 0.94564 | 0.98487 | 0.52028 | 0.56634 | 0.67461 | 0.88826 | 0.70597 | 0.97475 | 0.66821 | 0.85676 | 0.50085 | 0.56692 | 0.59372 | 0.68078 | 0.57992 | 0.92971 | 0.93225 | 0.9201 | 0.49233 | 0.56486 | 0.59816 | 0.8526 | 0.64555 | 0.92521 | 0.54105 | 0.86503 | 0.46558 | 0.394 | 0.34553 | 0.56649 | 0.54637 | 0
May | 19 | 7 | Weekday | Friday | 0.68182 | 0.77931 | 0.90753 | 0.73104 | 0.004576 | 0.73104 | 0.73104 | 0.74165 | 0.73104 | 0.68182 | 0.68182 | 0.92424 | 0.97398 | 0.84357 | 0.95027 | 1 | 0.65658 | 0.93107 | 0.91628 | 0.79779 | 0.77935 | 0.78033 | 0.94406 | 0.74165 | 0.75911 | 0.89117 | 0.83986 | 0.93165 | 0.96664 | 0.80942 | 0.94231 | 1 | 0.5829 | 0.90453 | 0.89145 | 0.74719 | 0.71152 | 0.76188 | 0.94137 | 0.62693 | 0.59161 | 0.81945 | 0.82636 | 0
May | 19 | 8 | Weekday | Friday | 0.74945 | 0.83366 | 0.93565 | 0.75546 | 0.004576 | 0.75546 | 0.75546 | 0.95971 | 0.75546 | 0.74945 | 0.74945 | 0.75195 | 0.99445 | 0.73701 | 0.94641 | 0.9372 | 0.58725 | 0.99071 | 0.93316 | 0.788 | 0.82189 | 0.74431 | 0.95437 | 0.95971 | 0.97122 | 0.95268 | 1 | 0.76578 | 0.99046 | 0.73855 | 0.9416 | 0.93635 | 0.52352 | 0.97983 | 0.90973 | 0.75058 | 0.7718 | 0.73001 | 0.95349 | 0.91122 | 0.89662 | 0.91686 | 0.99848 | 0
May | 19 | 9 | Weekday | Friday | 0.85211 | 0.87522 | 0.95065 | 0.72821 | 0.004576 | 0.72821 | 0.72821 | 0.98096 | 0.72821 | 0.85211 | 0.85211 | 0.94383 | 0.99765 | 0.61447 | 0.92702 | 0.91918 | 0.52248 | 0.99556 | 0.96137 | 0.95334 | 0.88982 | 0.5706 | 0.96517 | 0.98096 | 0.98395 | 0.92053 | 0.99577 | 0.9415 | 0.99615 | 0.62185 | 0.92408 | 0.91826 | 0.46567 | 0.9914 | 0.94878 | 0.93535 | 0.85654 | 0.55108 | 0.96475 | 0.95245 | 0.94084 | 0.89926 | 0.99848 | 0
May | 19 | 10 | Weekday | Friday | 0.94616 | 0.9206 | 0.96294 | 0.73855 | 0.004576 | 0.73855 | 0.73855 | 0.97719 | 0.73855 | 0.94616 | 0.94616 | 0.95494 | 1 | 0.5858 | 0.92653 | 0.93024 | 0.51514 | 1 | 0.97029 | 0.99414 | 0.91354 | 0.5677 | 0.97295 | 0.97719 | 0.97325 | 1 | 0.99347 | 0.97496 | 1 | 0.62451 | 0.92408 | 0.92885 | 0.47835 | 0.99605 | 0.97209 | 0.98567 | 0.89307 | 0.55437 | 0.97266 | 0.96601 | 0.95679 | 1 | 0.99848 | 0
May | 19 | 11 | Weekday | Friday | 0.99707 | 0.96039 | 0.96677 | 0.74443 | 0.004576 | 0.74443 | 0.74443 | 0.98072 | 0.74443 | 0.99707 | 0.99707 | 0.93365 | 0.97369 | 0.58963 | 0.90656 | 0.93421 | 0.50532 | 0.95151 | 0.98101 | 0.96372 | 0.9392 | 0.57514 | 0.92768 | 0.98072 | 0.97592 | 0.95113 | 0.90026 | 0.97718 | 0.97397 | 0.63342 | 0.90271 | 0.93131 | 0.47951 | 0.94844 | 0.98348 | 0.96611 | 0.92594 | 0.56096 | 0.92468 | 0.97587 | 0.96918 | 0.95515 | 0.90519 | 0
May | 19 | 12 | Weekday | Friday | 0.98827 | 0.97526 | 0.96266 | 0.7531 | 0.004576 | 0.7531 | 0.7531 | 0.9869 | 0.7531 | 0.98827 | 0.98827 | 0.77371 | 0.99303 | 0.57441 | 0.95669 | 0.9535 | 0.49997 | 0.99647 | 0.98477 | 0.95734 | 0.96639 | 0.57746 | 0.98464 | 0.9869 | 0.98135 | 0.94273 | 0.99139 | 0.80586 | 0.99499 | 0.6144 | 0.95484 | 0.95108 | 0.48197 | 0.99649 | 0.97749 | 0.96141 | 0.95354 | 0.56841 | 0.98236 | 0.98415 | 0.97766 | 0.95261 | 0.99902 | 0
May | 19 | 13 | Weekday | Friday | 0.96454 | 0.98626 | 0.96676 | 0.74089 | 0.004576 | 0.74089 | 0.74089 | 0.99249 | 0.74089 | 0.96454 | 0.96454 | 0.73663 | 0.99068 | 0.5703 | 0.96158 | 0.92843 | 0.4989 | 0.99329 | 0.99077 | 0.77949 | 0.99296 | 0.58327 | 0.98849 | 0.99249 | 0.98849 | 0.92561 | 0.99165 | 0.80067 | 0.9947 | 0.6104 | 0.96216 | 0.92795 | 0.48864 | 1 | 0.99387 | 0.77655 | 0.98695 | 0.57404 | 0.98921 | 0.99072 | 0.98603 | 0.93932 | 0.99965 | 0
May | 19 | 14 | Weekday | Friday | 0.94657 | 1 | 0.95611 | 0.75843 | 0.004576 | 0.75843 | 0.75843 | 0.99652 | 0.75843 | 0.94657 | 0.94657 | 0.78112 | 0.98782 | 0.56495 | 0.96652 | 0.93471 | 0.54311 | 0.97065 | 1 | 0.78428 | 1 | 0.58532 | 0.9962 | 0.99652 | 0.99504 | 0.91043 | 0.99178 | 0.79791 | 0.9936 | 0.6042 | 0.96743 | 0.93476 | 0.53032 | 0.98488 | 1 | 0.77473 | 1 | 0.57507 | 0.99659 | 0.99679 | 0.99556 | 0.92755 | 1 | 0
May | 19 | 15 | Weekday | Friday | 0.89738 | 0.99991 | 0.93759 | 0.79962 | 0.004576 | 0.79962 | 0.79962 | 1 | 0.79962 | 0.89738 | 0.89738 | 0.97596 | 0.98956 | 0.5945 | 1 | 0.96309 | 0.72134 | 0.96647 | 0.94486 | 0.78096 | 0.97146 | 0.57905 | 1 | 1 | 1 | 0.91078 | 0.99195 | 0.9741 | 0.99731 | 0.66782 | 1 | 0.96163 | 0.71598 | 0.98647 | 0.96638 | 0.77236 | 0.98744 | 0.61373 | 1 | 1 | 1 | 0.92746 | 0.99996 | 0
May | 19 | 16 | Weekday | Friday | 0.84078 | 0.97088 | 0.91612 | 0.89036 | 0.004576 | 0.89036 | 0.89036 | 0.99879 | 0.89036 | 0.84078 | 0.84078 | 0.98729 | 0.98559 | 0.696 | 0.91145 | 0.88037 | 0.87405 | 0.95831 | 0.70896 | 0.96239 | 0.82908 | 0.6893 | 0.63558 | 0.99879 | 0.99866 | 0.90817 | 0.29565 | 0.98273 | 0.99515 | 0.75453 | 0.91137 | 0.88071 | 0.86215 | 0.97524 | 0.71539 | 0.95917 | 0.82517 | 0.72612 | 0.63193 | 0.99654 | 0.99499 | 0.91964 | 0.29877 | 0
May | 19 | 17 | Weekday | Friday | 0.80289 | 0.93297 | 0.89373 | 0.98153 | 0.004576 | 0.98153 | 0.98153 | 0.76685 | 0.98153 | 0.80289 | 0.80289 | 1 | 0.82216 | 0.87879 | 0.75834 | 0.60404 | 0.93566 | 0.6066 | 0.70196 | 0.96916 | 0.79389 | 0.77201 | 0.49266 | 0.76685 | 0.74662 | 0.90171 | 0.097688 | 0.98802 | 0.8186 | 0.88876 | 0.75456 | 0.60378 | 0.91451 | 0.5949 | 0.70112 | 0.95465 | 0.78102 | 0.79726 | 0.48906 | 0.75986 | 0.73523 | 0.90415 | 0.097749 | 0
May | 19 | 18 | Weekday | Friday | 0.76485 | 0.89972 | 0.87116 | 0.9993 | 0.52599 | 0.9993 | 0.9993 | 0.75941 | 0.9993 | 0.76485 | 0.76485 | 0.82088 | 0.82647 | 0.85409 | 0.73763 | 0.60939 | 0.92226 | 0.61904 | 0.70183 | 0.99124 | 0.75561 | 0.80377 | 0.52091 | 0.75941 | 0.75247 | 0.86571 | 0.12651 | 0.82535 | 0.81981 | 0.91049 | 0.73141 | 0.60966 | 0.90453 | 0.60147 | 0.69641 | 0.97113 | 0.74718 | 0.8416 | 0.51735 | 0.744 | 0.73005 | 0.85584 | 0.12608 | 0
May | 19 | 19 | Weekday | Friday | 0.78068 | 0.89446 | 0.8575 | 1 | 1 | 1 | 1 | 0.80008 | 1 | 0.78068 | 0.78068 | 0.85473 | 0.76006 | 0.92418 | 0.63645 | 0.59593 | 0.98311 | 0.58875 | 0.72911 | 0.87444 | 0.7364 | 0.93829 | 0.61899 | 0.80008 | 0.86161 | 0.81766 | 0.23134 | 0.88736 | 0.73888 | 1 | 0.62282 | 0.59595 | 0.97881 | 0.5473 | 0.71896 | 0.85133 | 0.72024 | 0.98194 | 0.61345 | 0.77794 | 0.82704 | 0.79547 | 0.23199 | 0
May | 19 | 20 | Weekday | Friday | 0.79952 | 0.8605 | 0.84293 | 0.99177 | 1 | 0.99177 | 0.99177 | 0.36747 | 0.99177 | 0.79952 | 0.79952 | 0.83049 | 0.73283 | 0.9521 | 0.59847 | 0.59309 | 0.83842 | 0.3994 | 0.29364 | 0.87538 | 0.16839 | 0.89967 | 0.6173 | 0.36747 | 0.44643 | 0.59354 | 0.23679 | 0.87144 | 0.70743 | 0.95612 | 0.58158 | 0.5938 | 0.83695 | 0.38132 | 0.29923 | 0.84497 | 0.17282 | 0.92929 | 0.61088 | 0.36265 | 0.43982 | 0.57704 | 0.23284 | 0
May | 19 | 21 | Weekday | Friday | 0.7476 | 0.79112 | 0.81642 | 0.92964 | 1 | 0.92964 | 0.92964 | 0.20475 | 0.92964 | 0.7476 | 0.7476 | 0.787 | 0.69405 | 0.77934 | 0.2628 | 0.31349 | 0.6635 | 0.39759 | 0.28837 | 0.86971 | 0.15274 | 0.65858 | 0.39923 | 0.20475 | 0.28479 | 0.35274 | 0.23778 | 0.85968 | 0.66193 | 0.78624 | 0.26365 | 0.31369 | 0.65404 | 0.35045 | 0.29884 | 0.83805 | 0.15833 | 0.67207 | 0.3971 | 0.20619 | 0.28777 | 0.37575 | 0.23301 | 0
May | 19 | 22 | Weekday | Friday | 0.73178 | 0.75413 | 0.78556 | 0.79411 | 1 | 0.79411 | 0.79411 | 0.20475 | 0.79411 | 0.73178 | 0.73178 | 0.75109 | 0.6926 | 0.57259 | 0.22616 | 0.29428 | 0.49739 | 0.32232 | 0.29249 | 0.90101 | 0.15369 | 0.44814 | 0.37905 | 0.20475 | 0.28479 | 0.45875 | 0.23951 | 0.87225 | 0.65913 | 0.60066 | 0.22687 | 0.2942 | 0.4993 | 0.29334 | 0.30273 | 0.87558 | 0.15959 | 0.45411 | 0.37628 | 0.20619 | 0.28777 | 0.48912 | 0.23327 | 0
May | 19 | 23 | Weekday | Friday | 0.68236 | 0.75398 | 0.76109 | 0.66752 | 1 | 0.66752 | 0.66752 | 0.19663 | 0.66752 | 0.68236 | 0.68236 | 0.48675 | 0.69852 | 0.39828 | 0.19969 | 0.2757 | 0.38494 | 0.37898 | 0.28635 | 0.56134 | 0.15142 | 0.39674 | 0.36273 | 0.19663 | 0.27775 | 0.37241 | 0.24039 | 0.50099 | 0.66408 | 0.41112 | 0.20023 | 0.2756 | 0.40041 | 0.32725 | 0.29891 | 0.50011 | 0.15836 | 0.40201 | 0.35641 | 0.19801 | 0.28066 | 0.39705 | 0.23342 | 0
May | 20 | 24 | Weekend | Saturday | 0.6566 | 0.73225 | 0.76338 | 0.592 | 1 | 0.592 | 0.592 | 0.20032 | 0.592 | 0.6566 | 0.6566 | 0.24927 | 0.69641 | 0.38933 | 0.18075 | 0.25512 | 0.36466 | 0.34899 | 0.2865 | 0.33762 | 0.15102 | 0.39491 | 0.33278 | 0.20032 | 0.28095 | 0.33868 | 0.24074 | 0.3301 | 0.66117 | 0.42171 | 0.18125 | 0.25522 | 0.38222 | 0.30081 | 0.29888 | 0.34839 | 0.15836 | 0.40092 | 0.33464 | 0.20172 | 0.28389 | 0.36063 | 0.23345 | 0
May | 20 | 1 | Weekend | Saturday | 0.65007 | 0.68718 | 0.75054 | 0.54909 | 1 | 0.54909 | 0.54909 | 0.20032 | 0.54909 | 0.65007 | 0.65007 | 0.2484 | 0.6973 | 0.35147 | 0.18081 | 0.25541 | 0.35123 | 0.34489 | 0.28594 | 0.33649 | 0.15179 | 0.34781 | 0.33999 | 0.20032 | 0.28095 | 0.33354 | 0.24235 | 0.33066 | 0.66108 | 0.37452 | 0.18125 | 0.25522 | 0.37046 | 0.2996 | 0.29884 | 0.34939 | 0.15835 | 0.34692 | 0.33464 | 0.20172 | 0.28389 | 0.35558 | 0.2337 | 0
May | 20 | 2 | Weekend | Saturday | 0.6451 | 0.67168 | 0.74304 | 0.52624 | 1 | 0.52624 | 0.52624 | 0.20032 | 0.52624 | 0.6451 | 0.6451 | 0.24919 | 0.69734 | 0.35903 | 0.18075 | 0.25541 | 0.34462 | 0.39615 | 0.28642 | 0.33892 | 0.15139 | 0.33768 | 0.34119 | 0.20032 | 0.28095 | 0.32956 | 0.24272 | 0.33089 | 0.66074 | 0.38439 | 0.18125 | 0.25522 | 0.36265 | 0.33305 | 0.29879 | 0.34974 | 0.15833 | 0.34076 | 0.33464 | 0.20172 | 0.28389 | 0.35148 | 0.23374 | 0
May | 20 | 3 | Weekend | Saturday | 0.63563 | 0.66636 | 0.74173 | 0.50104 | 1 | 0.50104 | 0.50104 | 0.20032 | 0.50104 | 0.63563 | 0.63563 | 0.25168 | 0.70249 | 0.38978 | 0.18995 | 0.25483 | 0.39116 | 0.43172 | 0.28704 | 0.34298 | 0.15274 | 0.35805 | 0.33278 | 0.20032 | 0.28095 | 0.35072 | 0.24362 | 0.33443 | 0.66748 | 0.40453 | 0.19056 | 0.25522 | 0.40943 | 0.37157 | 0.29999 | 0.35543 | 0.15894 | 0.35214 | 0.33464 | 0.20172 | 0.28389 | 0.37348 | 0.23389 | 0
May | 20 | 4 | Weekend | Saturday | 0.64842 | 0.67172 | 0.75737 | 0.50445 | 1 | 0.50445 | 0.50445 | 0.1098 | 0.50445 | 0.64842 | 0.64842 | 0.4709 | 0.69554 | 0.40056 | 0.18374 | 0.18331 | 0.4414 | 0.47924 | 0.2581 | 0.50998 | 0.13748 | 0.34964 | 0.2235 | 0.1098 | 0.13586 | 0.31706 | 0.15748 | 0.44204 | 0.65952 | 0.39741 | 0.18396 | 0.18255 | 0.43756 | 0.38146 | 0.27012 | 0.43824 | 0.14334 | 0.34317 | 0.21692 | 0.11057 | 0.13728 | 0.338 | 0.1472 | 0
May | 20 | 5 | Weekend | Saturday | 0.61495 | 0.69173 | 0.80439 | 0.6082 | 0.004576 | 0.6082 | 0.6082 | 0.24896 | 0.6082 | 0.61495 | 0.61495 | 0.72897 | 0.72415 | 0.61388 | 0.31495 | 0.28649 | 0.59544 | 0.51128 | 0.2437 | 0.95201 | 0.12861 | 0.51662 | 0.28749 | 0.24896 | 0.2727 | 0.57923 | 0.10887 | 0.76425 | 0.70436 | 0.62961 | 0.29918 | 0.28643 | 0.52825 | 0.44267 | 0.2539 | 0.92679 | 0.13486 | 0.52355 | 0.2731 | 0.14224 | 0.12101 | 0.46679 | 0.099482 | 0
May | 20 | 6 | Weekend | Saturday | 0.61985 | 0.73726 | 0.87607 | 0.71962 | 0.004576 | 0.71962 | 0.71962 | 0.26003 | 0.71962 | 0.61985 | 0.61985 | 0.82891 | 0.7774 | 0.83351 | 0.36236 | 0.29648 | 0.66612 | 0.57409 | 0.24291 | 0.92755 | 0.12926 | 0.70246 | 0.28524 | 0.26003 | 0.2762 | 0.6311 | 0.20379 | 0.93015 | 0.74396 | 0.81086 | 0.34925 | 0.29646 | 0.59976 | 0.51302 | 0.25361 | 0.92634 | 0.13472 | 0.71033 | 0.27245 | 0.19163 | 0.17322 | 0.52501 | 0.17821 | 0
May | 20 | 7 | Weekend | Saturday | 0.67494 | 0.77738 | 0.93377 | 0.72714 | 0.004576 | 0.72714 | 0.72714 | 0.56555 | 0.72714 | 0.67494 | 0.67494 | 0.85331 | 0.79728 | 1 | 0.5012 | 0.37935 | 0.61498 | 0.64423 | 0.24302 | 0.75168 | 0.12892 | 1 | 0.34876 | 0.56555 | 0.57676 | 0.77516 | 0.19892 | 0.93389 | 0.7763 | 0.92476 | 0.49551 | 0.37908 | 0.54968 | 0.61196 | 0.25373 | 0.7486 | 0.13477 | 0.99148 | 0.33894 | 0.4481 | 0.40421 | 0.70358 | 0.18581 | 0
May | 20 | 8 | Weekend | Saturday | 0.74433 | 0.83087 | 0.96439 | 0.75803 | 0.004576 | 0.75803 | 0.75803 | 0.60846 | 0.75803 | 0.74433 | 0.74433 | 0.72171 | 0.82784 | 0.83261 | 0.51247 | 0.40237 | 0.54854 | 0.69071 | 0.24429 | 0.76141 | 0.1302 | 0.86259 | 0.34944 | 0.60846 | 0.60319 | 0.75932 | 0.26547 | 0.77313 | 0.81385 | 0.81239 | 0.50906 | 0.4022 | 0.4935 | 0.65664 | 0.25397 | 0.75509 | 0.13489 | 0.85719 | 0.34222 | 0.55596 | 0.52192 | 0.71364 | 0.25867 | 0
May | 20 | 9 | Weekend | Saturday | 0.85213 | 0.87239 | 0.98068 | 0.73557 | 0.004576 | 0.73557 | 0.73557 | 0.73493 | 0.73557 | 0.85213 | 0.85213 | 0.93203 | 0.83389 | 0.69803 | 0.51368 | 0.3816 | 0.48964 | 0.68026 | 0.24436 | 0.94553 | 0.13382 | 0.62431 | 0.3497 | 0.73493 | 0.72356 | 0.83962 | 0.26285 | 0.95224 | 0.82175 | 0.70117 | 0.51107 | 0.38134 | 0.44058 | 0.65593 | 0.25405 | 0.9429 | 0.13494 | 0.60895 | 0.34688 | 0.71108 | 0.68518 | 0.82259 | 0.25867 | 0
May | 20 | 10 | Weekend | Saturday | 0.94696 | 0.91665 | 0.99348 | 0.74775 | 0.004576 | 0.74775 | 0.74775 | 0.72807 | 0.74775 | 0.94696 | 0.94696 | 0.94781 | 0.83475 | 0.65488 | 0.43428 | 0.37893 | 0.48821 | 0.71177 | 0.24785 | 1 | 0.13169 | 0.60273 | 0.3534 | 0.72807 | 0.70945 | 0.92204 | 0.2611 | 0.98887 | 0.82447 | 0.68373 | 0.43216 | 0.37866 | 0.45789 | 0.68438 | 0.25771 | 1 | 0.13603 | 0.59132 | 0.34941 | 0.71345 | 0.68561 | 0.92317 | 0.25867 | 0
May | 20 | 11 | Weekend | Saturday | 1 | 0.95445 | 0.9977 | 0.74352 | 0.004576 | 0.74352 | 0.74352 | 0.84412 | 0.74352 | 1 | 1 | 0.94075 | 0.82198 | 0.62545 | 0.44745 | 0.37651 | 0.48828 | 0.66852 | 0.2449 | 0.97882 | 0.18622 | 0.61184 | 0.28456 | 0.84412 | 0.82408 | 0.91606 | 0.18109 | 0.99437 | 0.81213 | 0.68849 | 0.44601 | 0.37535 | 0.46792 | 0.64795 | 0.25407 | 0.98157 | 0.19269 | 0.6001 | 0.28099 | 0.83715 | 0.81219 | 0.92969 | 0.17821 | 0
May | 20 | 12 | Weekend | Saturday | 0.99297 | 0.96767 | 0.99391 | 0.75149 | 0.004576 | 0.75149 | 0.75149 | 0.8673 | 0.75149 | 0.99297 | 0.99297 | 0.77629 | 0.81521 | 0.60456 | 0.50207 | 0.37282 | 0.47888 | 0.71337 | 0.24356 | 0.96229 | 0.20031 | 0.60824 | 0.28192 | 0.8673 | 0.8513 | 0.90715 | 0.17989 | 0.81754 | 0.8058 | 0.66103 | 0.50162 | 0.37223 | 0.46482 | 0.69282 | 0.2543 | 0.96811 | 0.20687 | 0.6064 | 0.27839 | 0.86305 | 0.84358 | 0.92763 | 0.17821 | 0
May | 20 | 13 | Weekend | Saturday | 0.97147 | 0.97832 | 1 | 0.73431 | 0.004576 | 0.73431 | 0.73431 | 0.88663 | 0.73431 | 0.97147 | 0.97147 | 0.72629 | 0.81586 | 0.60197 | 0.41075 | 0.26865 | 0.47344 | 0.68865 | 0.24415 | 0.77472 | 0.256 | 0.61124 | 0.28346 | 0.88663 | 0.87422 | 0.88548 | 0.17867 | 0.8069 | 0.80788 | 0.65951 | 0.40951 | 0.26793 | 0.46597 | 0.67409 | 0.25437 | 0.77786 | 0.26639 | 0.60768 | 0.27751 | 0.8847 | 0.86968 | 0.90835 | 0.17821 | 0
May | 20 | 14 | Weekend | Saturday | 0.95249 | 0.99187 | 0.98845 | 0.75084 | 0.004576 | 0.75084 | 0.75084 | 0.89413 | 0.75084 | 0.95249 | 0.95249 | 0.76379 | 0.78248 | 0.59777 | 0.46268 | 0.29048 | 0.51554 | 0.71514 | 0.2518 | 0.77395 | 0.29386 | 0.61177 | 0.28544 | 0.89413 | 0.88782 | 0.86552 | 0.17779 | 0.80254 | 0.78038 | 0.65465 | 0.4622 | 0.29015 | 0.50479 | 0.70009 | 0.2635 | 0.77609 | 0.30627 | 0.6035 | 0.27951 | 0.8948 | 0.88619 | 0.89061 | 0.17821 | 0
May | 20 | 15 | Weekend | Saturday | 0.90343 | 0.99117 | 0.96565 | 0.78487 | 0.004576 | 0.78487 | 0.78487 | 0.89612 | 0.78487 | 0.90343 | 0.90343 | 0.96208 | 0.77524 | 0.62723 | 0.53847 | 0.31426 | 0.69916 | 0.65646 | 0.25895 | 0.77415 | 0.299 | 0.60081 | 0.28329 | 0.89612 | 0.89198 | 0.86246 | 0.096551 | 0.98415 | 0.7736 | 0.71575 | 0.53785 | 0.3146 | 0.69557 | 0.64007 | 0.27101 | 0.77624 | 0.31253 | 0.64047 | 0.28341 | 0.89507 | 0.88742 | 0.88998 | 0.097572 | 0
May | 20 | 16 | Weekend | Saturday | 0.84525 | 0.96096 | 0.93938 | 0.86817 | 0.004576 | 0.86817 | 0.86817 | 0.79121 | 0.86817 | 0.84525 | 0.84525 | 0.97694 | 0.74922 | 0.68911 | 0.52503 | 0.29533 | 0.89554 | 0.62756 | 0.26308 | 0.95988 | 0.31157 | 0.67726 | 0.25695 | 0.79121 | 0.78112 | 0.81897 | 0.096551 | 0.99282 | 0.74456 | 0.77306 | 0.52327 | 0.29531 | 0.88845 | 0.60745 | 0.27372 | 0.96476 | 0.32589 | 0.71952 | 0.25073 | 0.77685 | 0.75838 | 0.83517 | 0.097572 | 0
May | 20 | 17 | Weekend | Saturday | 0.80772 | 0.92514 | 0.91344 | 0.94879 | 0.004576 | 0.94879 | 0.94879 | 0.6007 | 0.94879 | 0.80772 | 0.80772 | 0.99444 | 0.7348 | 0.81638 | 0.36304 | 0.17871 | 0.963 | 0.43678 | 0.24622 | 0.97048 | 0.25082 | 0.81789 | 0.15842 | 0.6007 | 0.57887 | 0.80457 | 0.096551 | 1 | 0.72284 | 0.91382 | 0.36439 | 0.17792 | 0.94667 | 0.41064 | 0.25764 | 0.96586 | 0.2626 | 0.86442 | 0.15236 | 0.57576 | 0.54186 | 0.80236 | 0.097572 | 0
May | 20 | 18 | Weekend | Saturday | 0.76812 | 0.88992 | 0.88699 | 0.95981 | 0.40275 | 0.95981 | 0.95981 | 0.36427 | 0.95981 | 0.76812 | 0.76812 | 0.80859 | 0.73708 | 0.85572 | 0.25691 | 0.17101 | 0.9401 | 0.45253 | 0.25285 | 0.98681 | 0.21807 | 0.84249 | 0.18608 | 0.36427 | 0.37303 | 0.72591 | 0.11867 | 0.83959 | 0.72253 | 0.92348 | 0.25775 | 0.17078 | 0.92642 | 0.41927 | 0.26352 | 0.98252 | 0.22826 | 0.88943 | 0.18274 | 0.35131 | 0.35405 | 0.70516 | 0.11992 | 0
May | 20 | 19 | Weekend | Saturday | 0.78399 | 0.8846 | 0.87154 | 0.95598 | 1 | 0.95598 | 0.95598 | 0.44383 | 0.95598 | 0.78399 | 0.78399 | 0.84183 | 0.70867 | 0.90841 | 0.2457 | 0.2557 | 1 | 0.44279 | 0.28792 | 0.86376 | 0.1751 | 0.95039 | 0.33879 | 0.44383 | 0.51871 | 0.72135 | 0.22924 | 0.89526 | 0.68188 | 0.99028 | 0.24642 | 0.25522 | 1 | 0.40753 | 0.30091 | 0.85888 | 0.1836 | 1 | 0.33464 | 0.42996 | 0.49953 | 0.69145 | 0.23166 | 0
May | 20 | 20 | Weekend | Saturday | 0.79969 | 0.85252 | 0.85547 | 0.95721 | 1 | 0.95721 | 0.95721 | 0.25036 | 0.95721 | 0.79969 | 0.79969 | 0.81488 | 0.71003 | 0.87681 | 0.22741 | 0.25541 | 0.85121 | 0.41413 | 0.28661 | 0.86632 | 0.16122 | 0.92557 | 0.33879 | 0.25036 | 0.33261 | 0.58258 | 0.22924 | 0.87717 | 0.6812 | 0.94467 | 0.2278 | 0.25522 | 0.85428 | 0.37319 | 0.30008 | 0.85083 | 0.15894 | 0.97304 | 0.33464 | 0.25211 | 0.3361 | 0.56697 | 0.23166 | 0
May | 20 | 21 | Weekend | Saturday | 0.75167 | 0.78627 | 0.82569 | 0.90423 | 1 | 0.90423 | 0.90423 | 0.20032 | 0.90423 | 0.75167 | 0.75167 | 0.76414 | 0.70499 | 0.8397 | 0.20848 | 0.25541 | 0.67356 | 0.37775 | 0.28722 | 0.85231 | 0.15219 | 0.72276 | 0.33638 | 0.20032 | 0.28095 | 0.35401 | 0.22924 | 0.86436 | 0.67191 | 0.81799 | 0.20918 | 0.25522 | 0.67001 | 0.33017 | 0.29909 | 0.84131 | 0.15842 | 0.73758 | 0.33464 | 0.20172 | 0.28389 | 0.37699 | 0.23166 | 0
May | 20 | 22 | Weekend | Saturday | 0.73374 | 0.75379 | 0.79128 | 0.77532 | 1 | 0.77532 | 0.77532 | 0.20032 | 0.77532 | 0.73374 | 0.73374 | 0.72551 | 0.70128 | 0.61907 | 0.19001 | 0.25483 | 0.50353 | 0.35921 | 0.28912 | 0.88457 | 0.15333 | 0.4856 | 0.33879 | 0.20032 | 0.28095 | 0.45929 | 0.22924 | 0.8738 | 0.66725 | 0.63357 | 0.19056 | 0.25522 | 0.51294 | 0.314 | 0.30272 | 0.87742 | 0.15955 | 0.49189 | 0.33464 | 0.20172 | 0.28389 | 0.48975 | 0.23166 | 0
May | 20 | 23 | Weekend | Saturday | 0.68469 | 0.75318 | 0.7643 | 0.65815 | 1 | 0.65815 | 0.65815 | 0.19663 | 0.65815 | 0.68469 | 0.68469 | 0.48675 | 0.69852 | 0.39828 | 0.19969 | 0.2757 | 0.38494 | 0.37898 | 0.28635 | 0.56134 | 0.15142 | 0.39674 | 0.36273 | 0.19663 | 0.27775 | 0.37241 | 0.24039 | 0.50099 | 0.66408 | 0.41112 | 0.20023 | 0.2756 | 0.40041 | 0.32725 | 0.29891 | 0.50011 | 0.15836 | 0.40201 | 0.35641 | 0.19801 | 0.28066 | 0.39705 | 0.23342 | 0
May | 21 | 24 | Weekend | Sunday | 0.6566 | 0.73225 | 0.76338 | 0.592 | 1 | 0.592 | 0.592 | 0.20032 | 0.592 | 0.6566 | 0.6566 | 0.24927 | 0.69641 | 0.38933 | 0.18075 | 0.25512 | 0.36466 | 0.34899 | 0.2865 | 0.33762 | 0.15102 | 0.39491 | 0.33278 | 0.20032 | 0.28095 | 0.33868 | 0.24074 | 0.3301 | 0.66117 | 0.42171 | 0.18125 | 0.25522 | 0.38222 | 0.30081 | 0.29888 | 0.34839 | 0.15836 | 0.40092 | 0.33464 | 0.20172 | 0.28389 | 0.36063 | 0.23345 | 0
May | 21 | 1 | Weekend | Sunday | 0.65007 | 0.68718 | 0.75054 | 0.54909 | 1 | 0.54909 | 0.54909 | 0.20032 | 0.54909 | 0.65007 | 0.65007 | 0.2484 | 0.6973 | 0.35147 | 0.18081 | 0.25541 | 0.35123 | 0.34489 | 0.28594 | 0.33649 | 0.15179 | 0.34781 | 0.33999 | 0.20032 | 0.28095 | 0.33354 | 0.24235 | 0.33066 | 0.66108 | 0.37452 | 0.18125 | 0.25522 | 0.37046 | 0.2996 | 0.29884 | 0.34939 | 0.15835 | 0.34692 | 0.33464 | 0.20172 | 0.28389 | 0.35558 | 0.2337 | 0
May | 21 | 2 | Weekend | Sunday | 0.6451 | 0.67168 | 0.74304 | 0.52624 | 1 | 0.52624 | 0.52624 | 0.20032 | 0.52624 | 0.6451 | 0.6451 | 0.24919 | 0.69734 | 0.35903 | 0.18075 | 0.25541 | 0.34462 | 0.39615 | 0.28642 | 0.33892 | 0.15139 | 0.33768 | 0.34119 | 0.20032 | 0.28095 | 0.32956 | 0.24272 | 0.33089 | 0.66074 | 0.38439 | 0.18125 | 0.25522 | 0.36265 | 0.33305 | 0.29879 | 0.34974 | 0.15833 | 0.34076 | 0.33464 | 0.20172 | 0.28389 | 0.35148 | 0.23374 | 0
May | 21 | 3 | Weekend | Sunday | 0.63563 | 0.66636 | 0.74173 | 0.50104 | 1 | 0.50104 | 0.50104 | 0.20032 | 0.50104 | 0.63563 | 0.63563 | 0.25168 | 0.70249 | 0.38978 | 0.18995 | 0.25483 | 0.39116 | 0.43172 | 0.28704 | 0.34298 | 0.15274 | 0.35805 | 0.33278 | 0.20032 | 0.28095 | 0.35072 | 0.24362 | 0.33443 | 0.66748 | 0.40453 | 0.19056 | 0.25522 | 0.40943 | 0.37157 | 0.29999 | 0.35543 | 0.15894 | 0.35214 | 0.33464 | 0.20172 | 0.28389 | 0.37348 | 0.23389 | 0
May | 21 | 4 | Weekend | Sunday | 0.64842 | 0.67172 | 0.75737 | 0.50445 | 1 | 0.50445 | 0.50445 | 0.1098 | 0.50445 | 0.64842 | 0.64842 | 0.4709 | 0.69554 | 0.40056 | 0.18374 | 0.18331 | 0.4414 | 0.47924 | 0.2581 | 0.50998 | 0.13748 | 0.34964 | 0.2235 | 0.1098 | 0.13586 | 0.31706 | 0.15748 | 0.44204 | 0.65952 | 0.39741 | 0.18396 | 0.18255 | 0.43756 | 0.38146 | 0.27012 | 0.43824 | 0.14334 | 0.34317 | 0.21692 | 0.11057 | 0.13728 | 0.338 | 0.1472 | 0
May | 21 | 5 | Weekend | Sunday | 0.61495 | 0.69173 | 0.80439 | 0.6082 | 0.004576 | 0.6082 | 0.6082 | 0.24896 | 0.6082 | 0.61495 | 0.61495 | 0.72897 | 0.72415 | 0.61388 | 0.31495 | 0.28649 | 0.59544 | 0.51128 | 0.2437 | 0.95201 | 0.12861 | 0.51662 | 0.28749 | 0.24896 | 0.2727 | 0.57923 | 0.10887 | 0.76425 | 0.70436 | 0.62961 | 0.29918 | 0.28643 | 0.52825 | 0.44267 | 0.2539 | 0.92679 | 0.13486 | 0.52355 | 0.2731 | 0.14224 | 0.12101 | 0.46679 | 0.099482 | 0
May | 21 | 6 | Weekend | Sunday | 0.61985 | 0.73726 | 0.87607 | 0.71962 | 0.004576 | 0.71962 | 0.71962 | 0.26003 | 0.71962 | 0.61985 | 0.61985 | 0.82891 | 0.7774 | 0.83351 | 0.36236 | 0.29648 | 0.66612 | 0.57409 | 0.24291 | 0.92755 | 0.12926 | 0.70246 | 0.28524 | 0.26003 | 0.2762 | 0.6311 | 0.20379 | 0.93015 | 0.74396 | 0.81086 | 0.34925 | 0.29646 | 0.59976 | 0.51302 | 0.25361 | 0.92634 | 0.13472 | 0.71033 | 0.27245 | 0.19163 | 0.17322 | 0.52501 | 0.17821 | 0
May | 21 | 7 | Weekend | Sunday | 0.67494 | 0.77738 | 0.93377 | 0.72714 | 0.004576 | 0.72714 | 0.72714 | 0.56555 | 0.72714 | 0.67494 | 0.67494 | 0.85331 | 0.79728 | 1 | 0.5012 | 0.37935 | 0.61498 | 0.64423 | 0.24302 | 0.75168 | 0.12892 | 1 | 0.34876 | 0.56555 | 0.57676 | 0.77516 | 0.19892 | 0.93389 | 0.7763 | 0.92476 | 0.49551 | 0.37908 | 0.54968 | 0.61196 | 0.25373 | 0.7486 | 0.13477 | 0.99148 | 0.33894 | 0.4481 | 0.40421 | 0.70358 | 0.18581 | 0
May | 21 | 8 | Weekend | Sunday | 0.74433 | 0.83087 | 0.96439 | 0.75803 | 0.004576 | 0.75803 | 0.75803 | 0.60846 | 0.75803 | 0.74433 | 0.74433 | 0.72171 | 0.82784 | 0.83261 | 0.51247 | 0.40237 | 0.54854 | 0.69071 | 0.24429 | 0.76141 | 0.1302 | 0.86259 | 0.34944 | 0.60846 | 0.60319 | 0.75932 | 0.26547 | 0.77313 | 0.81385 | 0.81239 | 0.50906 | 0.4022 | 0.4935 | 0.65664 | 0.25397 | 0.75509 | 0.13489 | 0.85719 | 0.34222 | 0.55596 | 0.52192 | 0.71364 | 0.25867 | 0
May | 21 | 9 | Weekend | Sunday | 0.85213 | 0.87239 | 0.98068 | 0.73557 | 0.004576 | 0.73557 | 0.73557 | 0.73493 | 0.73557 | 0.85213 | 0.85213 | 0.93203 | 0.83389 | 0.69803 | 0.51368 | 0.3816 | 0.48964 | 0.68026 | 0.24436 | 0.94553 | 0.13382 | 0.62431 | 0.3497 | 0.73493 | 0.72356 | 0.83962 | 0.26285 | 0.95224 | 0.82175 | 0.70117 | 0.51107 | 0.38134 | 0.44058 | 0.65593 | 0.25405 | 0.9429 | 0.13494 | 0.60895 | 0.34688 | 0.71108 | 0.68518 | 0.82259 | 0.25867 | 0
May | 21 | 10 | Weekend | Sunday | 0.94696 | 0.91665 | 0.99348 | 0.74775 | 0.004576 | 0.74775 | 0.74775 | 0.72807 | 0.74775 | 0.94696 | 0.94696 | 0.94781 | 0.83475 | 0.65488 | 0.43428 | 0.37893 | 0.48821 | 0.71177 | 0.24785 | 1 | 0.13169 | 0.60273 | 0.3534 | 0.72807 | 0.70945 | 0.92204 | 0.2611 | 0.98887 | 0.82447 | 0.68373 | 0.43216 | 0.37866 | 0.45789 | 0.68438 | 0.25771 | 1 | 0.13603 | 0.59132 | 0.34941 | 0.71345 | 0.68561 | 0.92317 | 0.25867 | 0
May | 21 | 11 | Weekend | Sunday | 1 | 0.95445 | 0.9977 | 0.74352 | 0.004576 | 0.74352 | 0.74352 | 0.84412 | 0.74352 | 1 | 1 | 0.94075 | 0.82198 | 0.62545 | 0.44745 | 0.37651 | 0.48828 | 0.66852 | 0.2449 | 0.97882 | 0.18622 | 0.61184 | 0.28456 | 0.84412 | 0.82408 | 0.91606 | 0.18109 | 0.99437 | 0.81213 | 0.68849 | 0.44601 | 0.37535 | 0.46792 | 0.64795 | 0.25407 | 0.98157 | 0.19269 | 0.6001 | 0.28099 | 0.83715 | 0.81219 | 0.92969 | 0.17821 | 0
May | 21 | 12 | Weekend | Sunday | 0.99297 | 0.96767 | 0.99391 | 0.75149 | 0.004576 | 0.75149 | 0.75149 | 0.8673 | 0.75149 | 0.99297 | 0.99297 | 0.77629 | 0.81521 | 0.60456 | 0.50207 | 0.37282 | 0.47888 | 0.71337 | 0.24356 | 0.96229 | 0.20031 | 0.60824 | 0.28192 | 0.8673 | 0.8513 | 0.90715 | 0.17989 | 0.81754 | 0.8058 | 0.66103 | 0.50162 | 0.37223 | 0.46482 | 0.69282 | 0.2543 | 0.96811 | 0.20687 | 0.6064 | 0.27839 | 0.86305 | 0.84358 | 0.92763 | 0.17821 | 0
May | 21 | 13 | Weekend | Sunday | 0.97147 | 0.97832 | 1 | 0.73431 | 0.004576 | 0.73431 | 0.73431 | 0.88663 | 0.73431 | 0.97147 | 0.97147 | 0.72629 | 0.81586 | 0.60197 | 0.41075 | 0.26865 | 0.47344 | 0.68865 | 0.24415 | 0.77472 | 0.256 | 0.61124 | 0.28346 | 0.88663 | 0.87422 | 0.88548 | 0.17867 | 0.8069 | 0.80788 | 0.65951 | 0.40951 | 0.26793 | 0.46597 | 0.67409 | 0.25437 | 0.77786 | 0.26639 | 0.60768 | 0.27751 | 0.8847 | 0.86968 | 0.90835 | 0.17821 | 0
May | 21 | 14 | Weekend | Sunday | 0.95249 | 0.99187 | 0.98845 | 0.75084 | 0.004576 | 0.75084 | 0.75084 | 0.89413 | 0.75084 | 0.95249 | 0.95249 | 0.76379 | 0.78248 | 0.59777 | 0.46268 | 0.29048 | 0.51554 | 0.71514 | 0.2518 | 0.77395 | 0.29386 | 0.61177 | 0.28544 | 0.89413 | 0.88782 | 0.86552 | 0.17779 | 0.80254 | 0.78038 | 0.65465 | 0.4622 | 0.29015 | 0.50479 | 0.70009 | 0.2635 | 0.77609 | 0.30627 | 0.6035 | 0.27951 | 0.8948 | 0.88619 | 0.89061 | 0.17821 | 0
May | 21 | 15 | Weekend | Sunday | 0.90343 | 0.99117 | 0.96565 | 0.78487 | 0.004576 | 0.78487 | 0.78487 | 0.89612 | 0.78487 | 0.90343 | 0.90343 | 0.96208 | 0.77524 | 0.62723 | 0.53847 | 0.31426 | 0.69916 | 0.65646 | 0.25895 | 0.77415 | 0.299 | 0.60081 | 0.28329 | 0.89612 | 0.89198 | 0.86246 | 0.096551 | 0.98415 | 0.7736 | 0.71575 | 0.53785 | 0.3146 | 0.69557 | 0.64007 | 0.27101 | 0.77624 | 0.31253 | 0.64047 | 0.28341 | 0.89507 | 0.88742 | 0.88998 | 0.097572 | 0
May | 21 | 16 | Weekend | Sunday | 0.84525 | 0.96096 | 0.93938 | 0.86817 | 0.004576 | 0.86817 | 0.86817 | 0.79121 | 0.86817 | 0.84525 | 0.84525 | 0.97694 | 0.74922 | 0.68911 | 0.52503 | 0.29533 | 0.89554 | 0.62756 | 0.26308 | 0.95988 | 0.31157 | 0.67726 | 0.25695 | 0.79121 | 0.78112 | 0.81897 | 0.096551 | 0.99282 | 0.74456 | 0.77306 | 0.52327 | 0.29531 | 0.88845 | 0.60745 | 0.27372 | 0.96476 | 0.32589 | 0.71952 | 0.25073 | 0.77685 | 0.75838 | 0.83517 | 0.097572 | 0
May | 21 | 17 | Weekend | Sunday | 0.80772 | 0.92514 | 0.91344 | 0.94879 | 0.004576 | 0.94879 | 0.94879 | 0.6007 | 0.94879 | 0.80772 | 0.80772 | 0.99444 | 0.7348 | 0.81638 | 0.36304 | 0.17871 | 0.963 | 0.43678 | 0.24622 | 0.97048 | 0.25082 | 0.81789 | 0.15842 | 0.6007 | 0.57887 | 0.80457 | 0.096551 | 1 | 0.72284 | 0.91382 | 0.36439 | 0.17792 | 0.94667 | 0.41064 | 0.25764 | 0.96586 | 0.2626 | 0.86442 | 0.15236 | 0.57576 | 0.54186 | 0.80236 | 0.097572 | 0
May | 21 | 18 | Weekend | Sunday | 0.76812 | 0.88992 | 0.88699 | 0.95981 | 0.40275 | 0.95981 | 0.95981 | 0.36427 | 0.95981 | 0.76812 | 0.76812 | 0.80859 | 0.73708 | 0.85572 | 0.25691 | 0.17101 | 0.9401 | 0.45253 | 0.25285 | 0.98681 | 0.21807 | 0.84249 | 0.18608 | 0.36427 | 0.37303 | 0.72591 | 0.11867 | 0.83959 | 0.72253 | 0.92348 | 0.25775 | 0.17078 | 0.92642 | 0.41927 | 0.26352 | 0.98252 | 0.22826 | 0.88943 | 0.18274 | 0.35131 | 0.35405 | 0.70516 | 0.11992 | 0
May | 21 | 19 | Weekend | Sunday | 0.78399 | 0.8846 | 0.87154 | 0.95598 | 1 | 0.95598 | 0.95598 | 0.44383 | 0.95598 | 0.78399 | 0.78399 | 0.84183 | 0.70867 | 0.90841 | 0.2457 | 0.2557 | 1 | 0.44279 | 0.28792 | 0.86376 | 0.1751 | 0.95039 | 0.33879 | 0.44383 | 0.51871 | 0.72135 | 0.22924 | 0.89526 | 0.68188 | 0.99028 | 0.24642 | 0.25522 | 1 | 0.40753 | 0.30091 | 0.85888 | 0.1836 | 1 | 0.33464 | 0.42996 | 0.49953 | 0.69145 | 0.23166 | 0
May | 21 | 20 | Weekend | Sunday | 0.79969 | 0.85252 | 0.85547 | 0.95721 | 1 | 0.95721 | 0.95721 | 0.25036 | 0.95721 | 0.79969 | 0.79969 | 0.81488 | 0.71003 | 0.87681 | 0.22741 | 0.25541 | 0.85121 | 0.41413 | 0.28661 | 0.86632 | 0.16122 | 0.92557 | 0.33879 | 0.25036 | 0.33261 | 0.58258 | 0.22924 | 0.87717 | 0.6812 | 0.94467 | 0.2278 | 0.25522 | 0.85428 | 0.37319 | 0.30008 | 0.85083 | 0.15894 | 0.97304 | 0.33464 | 0.25211 | 0.3361 | 0.56697 | 0.23166 | 0
May | 21 | 21 | Weekend | Sunday | 0.75167 | 0.78627 | 0.82569 | 0.90423 | 1 | 0.90423 | 0.90423 | 0.20032 | 0.90423 | 0.75167 | 0.75167 | 0.76414 | 0.70499 | 0.8397 | 0.20848 | 0.25541 | 0.67356 | 0.37775 | 0.28722 | 0.85231 | 0.15219 | 0.72276 | 0.33638 | 0.20032 | 0.28095 | 0.35401 | 0.22924 | 0.86436 | 0.67191 | 0.81799 | 0.20918 | 0.25522 | 0.67001 | 0.33017 | 0.29909 | 0.84131 | 0.15842 | 0.73758 | 0.33464 | 0.20172 | 0.28389 | 0.37699 | 0.23166 | 0
May | 21 | 22 | Weekend | Sunday | 0.73374 | 0.75379 | 0.79128 | 0.77532 | 1 | 0.77532 | 0.77532 | 0.20032 | 0.77532 | 0.73374 | 0.73374 | 0.72551 | 0.70128 | 0.61907 | 0.19001 | 0.25483 | 0.50353 | 0.35921 | 0.28912 | 0.88457 | 0.15333 | 0.4856 | 0.33879 | 0.20032 | 0.28095 | 0.45929 | 0.22924 | 0.8738 | 0.66725 | 0.63357 | 0.19056 | 0.25522 | 0.51294 | 0.314 | 0.30272 | 0.87742 | 0.15955 | 0.49189 | 0.33464 | 0.20172 | 0.28389 | 0.48975 | 0.23166 | 0
May | 21 | 23 | Weekend | Sunday | 0.68469 | 0.75318 | 0.7643 | 0.65815 | 1 | 0.65815 | 0.65815 | 0.20603 | 0.65815 | 0.68469 | 0.68469 | 0.49894 | 0.67925 | 0.41261 | 0.20873 | 0.28505 | 0.38827 | 0.40927 | 0.28748 | 0.57872 | 0.15196 | 0.39427 | 0.36885 | 0.20603 | 0.2859 | 0.36444 | 0.2464 | 0.50079 | 0.64189 | 0.42587 | 0.20931 | 0.28534 | 0.402 | 0.35319 | 0.29887 | 0.49973 | 0.15835 | 0.39513 | 0.36682 | 0.20748 | 0.2889 | 0.38834 | 0.23432 | 0
May | 22 | 24 | Weekday | Monday | 0.64976 | 0.72327 | 0.73689 | 0.58645 | 1 | 0.58645 | 0.58645 | 0.20475 | 0.58645 | 0.64976 | 0.64976 | 0.24849 | 0.68495 | 0.36305 | 0.21698 | 0.29438 | 0.36769 | 0.32269 | 0.28673 | 0.33586 | 0.15168 | 0.36873 | 0.37989 | 0.20475 | 0.28479 | 0.33567 | 0.25373 | 0.32981 | 0.64738 | 0.38436 | 0.21756 | 0.2942 | 0.381 | 0.29046 | 0.29883 | 0.34791 | 0.15834 | 0.36827 | 0.37628 | 0.20619 | 0.28777 | 0.35774 | 0.23544 | 0
May | 22 | 1 | Weekday | Monday | 0.64703 | 0.68052 | 0.72648 | 0.54519 | 1 | 0.54519 | 0.54519 | 0.20475 | 0.54519 | 0.64703 | 0.64703 | 0.24864 | 0.6875 | 0.35504 | 0.21701 | 0.29388 | 0.35663 | 0.40884 | 0.2865 | 0.33773 | 0.15248 | 0.34246 | 0.37863 | 0.20475 | 0.28479 | 0.33094 | 0.25906 | 0.33035 | 0.64908 | 0.37644 | 0.21759 | 0.2942 | 0.36898 | 0.35327 | 0.29878 | 0.34884 | 0.15832 | 0.34155 | 0.37628 | 0.20619 | 0.28777 | 0.35289 | 0.23629 | 0
May | 22 | 2 | Weekday | Monday | 0.64387 | 0.66654 | 0.72091 | 0.52452 | 1 | 0.52452 | 0.52452 | 0.20475 | 0.52452 | 0.64387 | 0.64387 | 0.24879 | 0.68563 | 0.3487 | 0.21702 | 0.29448 | 0.35328 | 0.32127 | 0.28663 | 0.33681 | 0.15138 | 0.34068 | 0.37905 | 0.20475 | 0.28479 | 0.32729 | 0.25906 | 0.33055 | 0.64659 | 0.36938 | 0.21761 | 0.2942 | 0.36193 | 0.28758 | 0.29873 | 0.34916 | 0.1583 | 0.33647 | 0.37628 | 0.20619 | 0.28777 | 0.34885 | 0.23628 | 0
May | 22 | 3 | Weekday | Monday | 0.63569 | 0.66215 | 0.72182 | 0.50066 | 1 | 0.50066 | 0.50066 | 0.20475 | 0.50066 | 0.63569 | 0.63569 | 0.25463 | 0.73545 | 0.37644 | 0.22634 | 0.29378 | 0.40125 | 0.54519 | 0.28936 | 0.35016 | 0.15325 | 0.35702 | 0.37989 | 0.20475 | 0.28479 | 0.36883 | 0.26271 | 0.3387 | 0.70319 | 0.38441 | 0.22694 | 0.2942 | 0.40843 | 0.47983 | 0.30179 | 0.36232 | 0.15984 | 0.34789 | 0.37628 | 0.20619 | 0.28777 | 0.39303 | 0.23684 | 0
May | 22 | 4 | Weekday | Monday | 0.64828 | 0.66952 | 0.73866 | 0.50668 | 1 | 0.50668 | 0.50668 | 0.12211 | 0.50668 | 0.64828 | 0.64828 | 0.49224 | 0.77342 | 0.46491 | 0.24018 | 0.2475 | 0.45725 | 0.61069 | 0.26359 | 0.54805 | 0.13953 | 0.38535 | 0.29164 | 0.12211 | 0.15232 | 0.33651 | 0.188 | 0.44859 | 0.69642 | 0.43899 | 0.2405 | 0.24682 | 0.44211 | 0.48496 | 0.27395 | 0.44735 | 0.14531 | 0.37442 | 0.28879 | 0.12297 | 0.15391 | 0.35884 | 0.15779 | 0
May | 22 | 5 | Weekday | Monday | 0.61511 | 0.69267 | 0.78616 | 0.61554 | 0.004576 | 0.61554 | 0.61554 | 0.53576 | 0.61554 | 0.61511 | 0.61511 | 0.74875 | 0.87431 | 0.76534 | 0.4233 | 0.44926 | 0.60152 | 0.7536 | 0.44653 | 0.97748 | 0.48025 | 0.66152 | 0.40461 | 0.53576 | 0.57915 | 0.64775 | 0.32005 | 0.76575 | 0.84754 | 0.72657 | 0.38866 | 0.44991 | 0.52329 | 0.69197 | 0.31008 | 0.92915 | 0.30898 | 0.65786 | 0.38524 | 0.27482 | 0.21996 | 0.52584 | 0.25184 | 0
May | 22 | 6 | Weekday | Monday | 0.62212 | 0.73807 | 0.85408 | 0.72576 | 0.004576 | 0.72576 | 0.72576 | 0.56692 | 0.72576 | 0.62212 | 0.62212 | 0.9078 | 0.94564 | 0.98487 | 0.52028 | 0.56634 | 0.67461 | 0.88826 | 0.70597 | 0.97475 | 0.66821 | 0.85676 | 0.50085 | 0.56692 | 0.59372 | 0.68078 | 0.57992 | 0.92971 | 0.93225 | 0.9201 | 0.49233 | 0.56486 | 0.59816 | 0.8526 | 0.64555 | 0.92521 | 0.54105 | 0.86503 | 0.46558 | 0.394 | 0.34553 | 0.56649 | 0.54637 | 0
May | 22 | 7 | Weekday | Monday | 0.68182 | 0.77931 | 0.90753 | 0.73104 | 0.004576 | 0.73104 | 0.73104 | 0.74165 | 0.73104 | 0.68182 | 0.68182 | 0.92424 | 0.97398 | 0.84357 | 0.95027 | 1 | 0.65658 | 0.93107 | 0.91628 | 0.79779 | 0.77935 | 0.78033 | 0.94406 | 0.74165 | 0.75911 | 0.89117 | 0.83986 | 0.93165 | 0.96664 | 0.80942 | 0.94231 | 1 | 0.5829 | 0.90453 | 0.89145 | 0.74719 | 0.71152 | 0.76188 | 0.94137 | 0.62693 | 0.59161 | 0.81945 | 0.82636 | 0
May | 22 | 8 | Weekday | Monday | 0.74945 | 0.83366 | 0.93565 | 0.75546 | 0.004576 | 0.75546 | 0.75546 | 0.95971 | 0.75546 | 0.74945 | 0.74945 | 0.75195 | 0.99445 | 0.73701 | 0.94641 | 0.9372 | 0.58725 | 0.99071 | 0.93316 | 0.788 | 0.82189 | 0.74431 | 0.95437 | 0.95971 | 0.97122 | 0.95268 | 1 | 0.76578 | 0.99046 | 0.73855 | 0.9416 | 0.93635 | 0.52352 | 0.97983 | 0.90973 | 0.75058 | 0.7718 | 0.73001 | 0.95349 | 0.91122 | 0.89662 | 0.91686 | 0.99848 | 0
May | 22 | 9 | Weekday | Monday | 0.85211 | 0.87522 | 0.95065 | 0.72821 | 0.004576 | 0.72821 | 0.72821 | 0.98096 | 0.72821 | 0.85211 | 0.85211 | 0.94383 | 0.99765 | 0.61447 | 0.92702 | 0.91918 | 0.52248 | 0.99556 | 0.96137 | 0.95334 | 0.88982 | 0.5706 | 0.96517 | 0.98096 | 0.98395 | 0.92053 | 0.99577 | 0.9415 | 0.99615 | 0.62185 | 0.92408 | 0.91826 | 0.46567 | 0.9914 | 0.94878 | 0.93535 | 0.85654 | 0.55108 | 0.96475 | 0.95245 | 0.94084 | 0.89926 | 0.99848 | 0
May | 22 | 10 | Weekday | Monday | 0.94616 | 0.9206 | 0.96294 | 0.73855 | 0.004576 | 0.73855 | 0.73855 | 0.97719 | 0.73855 | 0.94616 | 0.94616 | 0.95494 | 1 | 0.5858 | 0.92653 | 0.93024 | 0.51514 | 1 | 0.97029 | 0.99414 | 0.91354 | 0.5677 | 0.97295 | 0.97719 | 0.97325 | 1 | 0.99347 | 0.97496 | 1 | 0.62451 | 0.92408 | 0.92885 | 0.47835 | 0.99605 | 0.97209 | 0.98567 | 0.89307 | 0.55437 | 0.97266 | 0.96601 | 0.95679 | 1 | 0.99848 | 0
May | 22 | 11 | Weekday | Monday | 0.99707 | 0.96039 | 0.96677 | 0.74443 | 0.004576 | 0.74443 | 0.74443 | 0.98072 | 0.74443 | 0.99707 | 0.99707 | 0.93365 | 0.97369 | 0.58963 | 0.90656 | 0.93421 | 0.50532 | 0.95151 | 0.98101 | 0.96372 | 0.9392 | 0.57514 | 0.92768 | 0.98072 | 0.97592 | 0.95113 | 0.90026 | 0.97718 | 0.97397 | 0.63342 | 0.90271 | 0.93131 | 0.47951 | 0.94844 | 0.98348 | 0.96611 | 0.92594 | 0.56096 | 0.92468 | 0.97587 | 0.96918 | 0.95515 | 0.90519 | 0
May | 22 | 12 | Weekday | Monday | 0.98827 | 0.97526 | 0.96266 | 0.7531 | 0.004576 | 0.7531 | 0.7531 | 0.9869 | 0.7531 | 0.98827 | 0.98827 | 0.77371 | 0.99303 | 0.57441 | 0.95669 | 0.9535 | 0.49997 | 0.99647 | 0.98477 | 0.95734 | 0.96639 | 0.57746 | 0.98464 | 0.9869 | 0.98135 | 0.94273 | 0.99139 | 0.80586 | 0.99499 | 0.6144 | 0.95484 | 0.95108 | 0.48197 | 0.99649 | 0.97749 | 0.96141 | 0.95354 | 0.56841 | 0.98236 | 0.98415 | 0.97766 | 0.95261 | 0.99902 | 0
May | 22 | 13 | Weekday | Monday | 0.96454 | 0.98626 | 0.96676 | 0.74089 | 0.004576 | 0.74089 | 0.74089 | 0.99249 | 0.74089 | 0.96454 | 0.96454 | 0.73663 | 0.99068 | 0.5703 | 0.96158 | 0.92843 | 0.4989 | 0.99329 | 0.99077 | 0.77949 | 0.99296 | 0.58327 | 0.98849 | 0.99249 | 0.98849 | 0.92561 | 0.99165 | 0.80067 | 0.9947 | 0.6104 | 0.96216 | 0.92795 | 0.48864 | 1 | 0.99387 | 0.77655 | 0.98695 | 0.57404 | 0.98921 | 0.99072 | 0.98603 | 0.93932 | 0.99965 | 0
May | 22 | 14 | Weekday | Monday | 0.94657 | 1 | 0.95611 | 0.75843 | 0.004576 | 0.75843 | 0.75843 | 0.99652 | 0.75843 | 0.94657 | 0.94657 | 0.78112 | 0.98782 | 0.56495 | 0.96652 | 0.93471 | 0.54311 | 0.97065 | 1 | 0.78428 | 1 | 0.58532 | 0.9962 | 0.99652 | 0.99504 | 0.91043 | 0.99178 | 0.79791 | 0.9936 | 0.6042 | 0.96743 | 0.93476 | 0.53032 | 0.98488 | 1 | 0.77473 | 1 | 0.57507 | 0.99659 | 0.99679 | 0.99556 | 0.92755 | 1 | 0
May | 22 | 15 | Weekday | Monday | 0.89738 | 0.99991 | 0.93759 | 0.79962 | 0.004576 | 0.79962 | 0.79962 | 1 | 0.79962 | 0.89738 | 0.89738 | 0.97596 | 0.98956 | 0.5945 | 1 | 0.96309 | 0.72134 | 0.96647 | 0.94486 | 0.78096 | 0.97146 | 0.57905 | 1 | 1 | 1 | 0.91078 | 0.99195 | 0.9741 | 0.99731 | 0.66782 | 1 | 0.96163 | 0.71598 | 0.98647 | 0.96638 | 0.77236 | 0.98744 | 0.61373 | 1 | 1 | 1 | 0.92746 | 0.99996 | 0
May | 22 | 16 | Weekday | Monday | 0.84078 | 0.97088 | 0.91612 | 0.89036 | 0.004576 | 0.89036 | 0.89036 | 0.99879 | 0.89036 | 0.84078 | 0.84078 | 0.98729 | 0.98559 | 0.696 | 0.91145 | 0.88037 | 0.87405 | 0.95831 | 0.70896 | 0.96239 | 0.82908 | 0.6893 | 0.63558 | 0.99879 | 0.99866 | 0.90817 | 0.29565 | 0.98273 | 0.99515 | 0.75453 | 0.91137 | 0.88071 | 0.86215 | 0.97524 | 0.71539 | 0.95917 | 0.82517 | 0.72612 | 0.63193 | 0.99654 | 0.99499 | 0.91964 | 0.29877 | 0
May | 22 | 17 | Weekday | Monday | 0.80289 | 0.93297 | 0.89373 | 0.98153 | 0.004576 | 0.98153 | 0.98153 | 0.76685 | 0.98153 | 0.80289 | 0.80289 | 1 | 0.82216 | 0.87879 | 0.75834 | 0.60404 | 0.93566 | 0.6066 | 0.70196 | 0.96916 | 0.79389 | 0.77201 | 0.49266 | 0.76685 | 0.74662 | 0.90171 | 0.097688 | 0.98802 | 0.8186 | 0.88876 | 0.75456 | 0.60378 | 0.91451 | 0.5949 | 0.70112 | 0.95465 | 0.78102 | 0.79726 | 0.48906 | 0.75986 | 0.73523 | 0.90415 | 0.097749 | 0
May | 22 | 18 | Weekday | Monday | 0.76485 | 0.89972 | 0.87116 | 0.9993 | 0.52599 | 0.9993 | 0.9993 | 0.75941 | 0.9993 | 0.76485 | 0.76485 | 0.82088 | 0.82647 | 0.85409 | 0.73763 | 0.60939 | 0.92226 | 0.61904 | 0.70183 | 0.99124 | 0.75561 | 0.80377 | 0.52091 | 0.75941 | 0.75247 | 0.86571 | 0.12651 | 0.82535 | 0.81981 | 0.91049 | 0.73141 | 0.60966 | 0.90453 | 0.60147 | 0.69641 | 0.97113 | 0.74718 | 0.8416 | 0.51735 | 0.744 | 0.73005 | 0.85584 | 0.12608 | 0
May | 22 | 19 | Weekday | Monday | 0.78068 | 0.89446 | 0.8575 | 1 | 1 | 1 | 1 | 0.80008 | 1 | 0.78068 | 0.78068 | 0.85473 | 0.76006 | 0.92418 | 0.63645 | 0.59593 | 0.98311 | 0.58875 | 0.72911 | 0.87444 | 0.7364 | 0.93829 | 0.61899 | 0.80008 | 0.86161 | 0.81766 | 0.23134 | 0.88736 | 0.73888 | 1 | 0.62282 | 0.59595 | 0.97881 | 0.5473 | 0.71896 | 0.85133 | 0.72024 | 0.98194 | 0.61345 | 0.77794 | 0.82704 | 0.79547 | 0.23199 | 0
May | 22 | 20 | Weekday | Monday | 0.79952 | 0.8605 | 0.84293 | 0.99177 | 1 | 0.99177 | 0.99177 | 0.36747 | 0.99177 | 0.79952 | 0.79952 | 0.83049 | 0.73283 | 0.9521 | 0.59847 | 0.59309 | 0.83842 | 0.3994 | 0.29364 | 0.87538 | 0.16839 | 0.89967 | 0.6173 | 0.36747 | 0.44643 | 0.59354 | 0.23679 | 0.87144 | 0.70743 | 0.95612 | 0.58158 | 0.5938 | 0.83695 | 0.38132 | 0.29923 | 0.84497 | 0.17282 | 0.92929 | 0.61088 | 0.36265 | 0.43982 | 0.57704 | 0.23284 | 0
May | 22 | 21 | Weekday | Monday | 0.7476 | 0.79112 | 0.81642 | 0.92964 | 1 | 0.92964 | 0.92964 | 0.20475 | 0.92964 | 0.7476 | 0.7476 | 0.787 | 0.69405 | 0.77934 | 0.2628 | 0.31349 | 0.6635 | 0.39759 | 0.28837 | 0.86971 | 0.15274 | 0.65858 | 0.39923 | 0.20475 | 0.28479 | 0.35274 | 0.23778 | 0.85968 | 0.66193 | 0.78624 | 0.26365 | 0.31369 | 0.65404 | 0.35045 | 0.29884 | 0.83805 | 0.15833 | 0.67207 | 0.3971 | 0.20619 | 0.28777 | 0.37575 | 0.23301 | 0
May | 22 | 22 | Weekday | Monday | 0.73178 | 0.75413 | 0.78556 | 0.79411 | 1 | 0.79411 | 0.79411 | 0.20475 | 0.79411 | 0.73178 | 0.73178 | 0.75109 | 0.6926 | 0.57259 | 0.22616 | 0.29428 | 0.49739 | 0.32232 | 0.29249 | 0.90101 | 0.15369 | 0.44814 | 0.37905 | 0.20475 | 0.28479 | 0.45875 | 0.23951 | 0.87225 | 0.65913 | 0.60066 | 0.22687 | 0.2942 | 0.4993 | 0.29334 | 0.30273 | 0.87558 | 0.15959 | 0.45411 | 0.37628 | 0.20619 | 0.28777 | 0.48912 | 0.23327 | 0
May | 22 | 23 | Weekday | Monday | 0.68236 | 0.75398 | 0.76109 | 0.66752 | 1 | 0.66752 | 0.66752 | 0.20603 | 0.66752 | 0.68236 | 0.68236 | 0.49894 | 0.67925 | 0.41261 | 0.20873 | 0.28505 | 0.38827 | 0.40927 | 0.28748 | 0.57872 | 0.15196 | 0.39427 | 0.36885 | 0.20603 | 0.2859 | 0.36444 | 0.2464 | 0.50079 | 0.64189 | 0.42587 | 0.20931 | 0.28534 | 0.402 | 0.35319 | 0.29887 | 0.49973 | 0.15835 | 0.39513 | 0.36682 | 0.20748 | 0.2889 | 0.38834 | 0.23432 | 0
May | 23 | 24 | Weekday | Tuesday | 0.64976 | 0.72327 | 0.73689 | 0.58645 | 1 | 0.58645 | 0.58645 | 0.20475 | 0.58645 | 0.64976 | 0.64976 | 0.24849 | 0.68495 | 0.36305 | 0.21698 | 0.29438 | 0.36769 | 0.32269 | 0.28673 | 0.33586 | 0.15168 | 0.36873 | 0.37989 | 0.20475 | 0.28479 | 0.33567 | 0.25373 | 0.32981 | 0.64738 | 0.38436 | 0.21756 | 0.2942 | 0.381 | 0.29046 | 0.29883 | 0.34791 | 0.15834 | 0.36827 | 0.37628 | 0.20619 | 0.28777 | 0.35774 | 0.23544 | 0
May | 23 | 1 | Weekday | Tuesday | 0.64703 | 0.68052 | 0.72648 | 0.54519 | 1 | 0.54519 | 0.54519 | 0.20475 | 0.54519 | 0.64703 | 0.64703 | 0.24864 | 0.6875 | 0.35504 | 0.21701 | 0.29388 | 0.35663 | 0.40884 | 0.2865 | 0.33773 | 0.15248 | 0.34246 | 0.37863 | 0.20475 | 0.28479 | 0.33094 | 0.25906 | 0.33035 | 0.64908 | 0.37644 | 0.21759 | 0.2942 | 0.36898 | 0.35327 | 0.29878 | 0.34884 | 0.15832 | 0.34155 | 0.37628 | 0.20619 | 0.28777 | 0.35289 | 0.23629 | 0
May | 23 | 2 | Weekday | Tuesday | 0.64387 | 0.66654 | 0.72091 | 0.52452 | 1 | 0.52452 | 0.52452 | 0.20475 | 0.52452 | 0.64387 | 0.64387 | 0.24879 | 0.68563 | 0.3487 | 0.21702 | 0.29448 | 0.35328 | 0.32127 | 0.28663 | 0.33681 | 0.15138 | 0.34068 | 0.37905 | 0.20475 | 0.28479 | 0.32729 | 0.25906 | 0.33055 | 0.64659 | 0.36938 | 0.21761 | 0.2942 | 0.36193 | 0.28758 | 0.29873 | 0.34916 | 0.1583 | 0.33647 | 0.37628 | 0.20619 | 0.28777 | 0.34885 | 0.23628 | 0
May | 23 | 3 | Weekday | Tuesday | 0.63569 | 0.66215 | 0.72182 | 0.50066 | 1 | 0.50066 | 0.50066 | 0.20475 | 0.50066 | 0.63569 | 0.63569 | 0.25463 | 0.73545 | 0.37644 | 0.22634 | 0.29378 | 0.40125 | 0.54519 | 0.28936 | 0.35016 | 0.15325 | 0.35702 | 0.37989 | 0.20475 | 0.28479 | 0.36883 | 0.26271 | 0.3387 | 0.70319 | 0.38441 | 0.22694 | 0.2942 | 0.40843 | 0.47983 | 0.30179 | 0.36232 | 0.15984 | 0.34789 | 0.37628 | 0.20619 | 0.28777 | 0.39303 | 0.23684 | 0
May | 23 | 4 | Weekday | Tuesday | 0.64828 | 0.66952 | 0.73866 | 0.50668 | 1 | 0.50668 | 0.50668 | 0.12211 | 0.50668 | 0.64828 | 0.64828 | 0.49224 | 0.77342 | 0.46491 | 0.24018 | 0.2475 | 0.45725 | 0.61069 | 0.26359 | 0.54805 | 0.13953 | 0.38535 | 0.29164 | 0.12211 | 0.15232 | 0.33651 | 0.188 | 0.44859 | 0.69642 | 0.43899 | 0.2405 | 0.24682 | 0.44211 | 0.48496 | 0.27395 | 0.44735 | 0.14531 | 0.37442 | 0.28879 | 0.12297 | 0.15391 | 0.35884 | 0.15779 | 0
May | 23 | 5 | Weekday | Tuesday | 0.61511 | 0.69267 | 0.78616 | 0.61554 | 0.004576 | 0.61554 | 0.61554 | 0.53576 | 0.61554 | 0.61511 | 0.61511 | 0.74875 | 0.87431 | 0.76534 | 0.4233 | 0.44926 | 0.60152 | 0.7536 | 0.44653 | 0.97748 | 0.48025 | 0.66152 | 0.40461 | 0.53576 | 0.57915 | 0.64775 | 0.32005 | 0.76575 | 0.84754 | 0.72657 | 0.38866 | 0.44991 | 0.52329 | 0.69197 | 0.31008 | 0.92915 | 0.30898 | 0.65786 | 0.38524 | 0.27482 | 0.21996 | 0.52584 | 0.25184 | 0
May | 23 | 6 | Weekday | Tuesday | 0.62212 | 0.73807 | 0.85408 | 0.72576 | 0.004576 | 0.72576 | 0.72576 | 0.56692 | 0.72576 | 0.62212 | 0.62212 | 0.9078 | 0.94564 | 0.98487 | 0.52028 | 0.56634 | 0.67461 | 0.88826 | 0.70597 | 0.97475 | 0.66821 | 0.85676 | 0.50085 | 0.56692 | 0.59372 | 0.68078 | 0.57992 | 0.92971 | 0.93225 | 0.9201 | 0.49233 | 0.56486 | 0.59816 | 0.8526 | 0.64555 | 0.92521 | 0.54105 | 0.86503 | 0.46558 | 0.394 | 0.34553 | 0.56649 | 0.54637 | 0
May | 23 | 7 | Weekday | Tuesday | 0.68182 | 0.77931 | 0.90753 | 0.73104 | 0.004576 | 0.73104 | 0.73104 | 0.74165 | 0.73104 | 0.68182 | 0.68182 | 0.92424 | 0.97398 | 0.84357 | 0.95027 | 1 | 0.65658 | 0.93107 | 0.91628 | 0.79779 | 0.77935 | 0.78033 | 0.94406 | 0.74165 | 0.75911 | 0.89117 | 0.83986 | 0.93165 | 0.96664 | 0.80942 | 0.94231 | 1 | 0.5829 | 0.90453 | 0.89145 | 0.74719 | 0.71152 | 0.76188 | 0.94137 | 0.62693 | 0.59161 | 0.81945 | 0.82636 | 0
May | 23 | 8 | Weekday | Tuesday | 0.74945 | 0.83366 | 0.93565 | 0.75546 | 0.004576 | 0.75546 | 0.75546 | 0.95971 | 0.75546 | 0.74945 | 0.74945 | 0.75195 | 0.99445 | 0.73701 | 0.94641 | 0.9372 | 0.58725 | 0.99071 | 0.93316 | 0.788 | 0.82189 | 0.74431 | 0.95437 | 0.95971 | 0.97122 | 0.95268 | 1 | 0.76578 | 0.99046 | 0.73855 | 0.9416 | 0.93635 | 0.52352 | 0.97983 | 0.90973 | 0.75058 | 0.7718 | 0.73001 | 0.95349 | 0.91122 | 0.89662 | 0.91686 | 0.99848 | 0
May | 23 | 9 | Weekday | Tuesday | 0.85211 | 0.87522 | 0.95065 | 0.72821 | 0.004576 | 0.72821 | 0.72821 | 0.98096 | 0.72821 | 0.85211 | 0.85211 | 0.94383 | 0.99765 | 0.61447 | 0.92702 | 0.91918 | 0.52248 | 0.99556 | 0.96137 | 0.95334 | 0.88982 | 0.5706 | 0.96517 | 0.98096 | 0.98395 | 0.92053 | 0.99577 | 0.9415 | 0.99615 | 0.62185 | 0.92408 | 0.91826 | 0.46567 | 0.9914 | 0.94878 | 0.93535 | 0.85654 | 0.55108 | 0.96475 | 0.95245 | 0.94084 | 0.89926 | 0.99848 | 0
May | 23 | 10 | Weekday | Tuesday | 0.94616 | 0.9206 | 0.96294 | 0.73855 | 0.004576 | 0.73855 | 0.73855 | 0.97719 | 0.73855 | 0.94616 | 0.94616 | 0.95494 | 1 | 0.5858 | 0.92653 | 0.93024 | 0.51514 | 1 | 0.97029 | 0.99414 | 0.91354 | 0.5677 | 0.97295 | 0.97719 | 0.97325 | 1 | 0.99347 | 0.97496 | 1 | 0.62451 | 0.92408 | 0.92885 | 0.47835 | 0.99605 | 0.97209 | 0.98567 | 0.89307 | 0.55437 | 0.97266 | 0.96601 | 0.95679 | 1 | 0.99848 | 0
May | 23 | 11 | Weekday | Tuesday | 0.99707 | 0.96039 | 0.96677 | 0.74443 | 0.004576 | 0.74443 | 0.74443 | 0.98072 | 0.74443 | 0.99707 | 0.99707 | 0.93365 | 0.97369 | 0.58963 | 0.90656 | 0.93421 | 0.50532 | 0.95151 | 0.98101 | 0.96372 | 0.9392 | 0.57514 | 0.92768 | 0.98072 | 0.97592 | 0.95113 | 0.90026 | 0.97718 | 0.97397 | 0.63342 | 0.90271 | 0.93131 | 0.47951 | 0.94844 | 0.98348 | 0.96611 | 0.92594 | 0.56096 | 0.92468 | 0.97587 | 0.96918 | 0.95515 | 0.90519 | 0
May | 23 | 12 | Weekday | Tuesday | 0.98827 | 0.97526 | 0.96266 | 0.7531 | 0.004576 | 0.7531 | 0.7531 | 0.9869 | 0.7531 | 0.98827 | 0.98827 | 0.77371 | 0.99303 | 0.57441 | 0.95669 | 0.9535 | 0.49997 | 0.99647 | 0.98477 | 0.95734 | 0.96639 | 0.57746 | 0.98464 | 0.9869 | 0.98135 | 0.94273 | 0.99139 | 0.80586 | 0.99499 | 0.6144 | 0.95484 | 0.95108 | 0.48197 | 0.99649 | 0.97749 | 0.96141 | 0.95354 | 0.56841 | 0.98236 | 0.98415 | 0.97766 | 0.95261 | 0.99902 | 0
May | 23 | 13 | Weekday | Tuesday | 0.96454 | 0.98626 | 0.96676 | 0.74089 | 0.004576 | 0.74089 | 0.74089 | 0.99249 | 0.74089 | 0.96454 | 0.96454 | 0.73663 | 0.99068 | 0.5703 | 0.96158 | 0.92843 | 0.4989 | 0.99329 | 0.99077 | 0.77949 | 0.99296 | 0.58327 | 0.98849 | 0.99249 | 0.98849 | 0.92561 | 0.99165 | 0.80067 | 0.9947 | 0.6104 | 0.96216 | 0.92795 | 0.48864 | 1 | 0.99387 | 0.77655 | 0.98695 | 0.57404 | 0.98921 | 0.99072 | 0.98603 | 0.93932 | 0.99965 | 0
May | 23 | 14 | Weekday | Tuesday | 0.94657 | 1 | 0.95611 | 0.75843 | 0.004576 | 0.75843 | 0.75843 | 0.99652 | 0.75843 | 0.94657 | 0.94657 | 0.78112 | 0.98782 | 0.56495 | 0.96652 | 0.93471 | 0.54311 | 0.97065 | 1 | 0.78428 | 1 | 0.58532 | 0.9962 | 0.99652 | 0.99504 | 0.91043 | 0.99178 | 0.79791 | 0.9936 | 0.6042 | 0.96743 | 0.93476 | 0.53032 | 0.98488 | 1 | 0.77473 | 1 | 0.57507 | 0.99659 | 0.99679 | 0.99556 | 0.92755 | 1 | 0
May | 23 | 15 | Weekday | Tuesday | 0.89738 | 0.99991 | 0.93759 | 0.79962 | 0.004576 | 0.79962 | 0.79962 | 1 | 0.79962 | 0.89738 | 0.89738 | 0.97596 | 0.98956 | 0.5945 | 1 | 0.96309 | 0.72134 | 0.96647 | 0.94486 | 0.78096 | 0.97146 | 0.57905 | 1 | 1 | 1 | 0.91078 | 0.99195 | 0.9741 | 0.99731 | 0.66782 | 1 | 0.96163 | 0.71598 | 0.98647 | 0.96638 | 0.77236 | 0.98744 | 0.61373 | 1 | 1 | 1 | 0.92746 | 0.99996 | 0
May | 23 | 16 | Weekday | Tuesday | 0.84078 | 0.97088 | 0.91612 | 0.89036 | 0.004576 | 0.89036 | 0.89036 | 0.99879 | 0.89036 | 0.84078 | 0.84078 | 0.98729 | 0.98559 | 0.696 | 0.91145 | 0.88037 | 0.87405 | 0.95831 | 0.70896 | 0.96239 | 0.82908 | 0.6893 | 0.63558 | 0.99879 | 0.99866 | 0.90817 | 0.29565 | 0.98273 | 0.99515 | 0.75453 | 0.91137 | 0.88071 | 0.86215 | 0.97524 | 0.71539 | 0.95917 | 0.82517 | 0.72612 | 0.63193 | 0.99654 | 0.99499 | 0.91964 | 0.29877 | 0
May | 23 | 17 | Weekday | Tuesday | 0.80289 | 0.93297 | 0.89373 | 0.98153 | 0.004576 | 0.98153 | 0.98153 | 0.76685 | 0.98153 | 0.80289 | 0.80289 | 1 | 0.82216 | 0.87879 | 0.75834 | 0.60404 | 0.93566 | 0.6066 | 0.70196 | 0.96916 | 0.79389 | 0.77201 | 0.49266 | 0.76685 | 0.74662 | 0.90171 | 0.097688 | 0.98802 | 0.8186 | 0.88876 | 0.75456 | 0.60378 | 0.91451 | 0.5949 | 0.70112 | 0.95465 | 0.78102 | 0.79726 | 0.48906 | 0.75986 | 0.73523 | 0.90415 | 0.097749 | 0
May | 23 | 18 | Weekday | Tuesday | 0.76485 | 0.89972 | 0.87116 | 0.9993 | 0.52599 | 0.9993 | 0.9993 | 0.75941 | 0.9993 | 0.76485 | 0.76485 | 0.82088 | 0.82647 | 0.85409 | 0.73763 | 0.60939 | 0.92226 | 0.61904 | 0.70183 | 0.99124 | 0.75561 | 0.80377 | 0.52091 | 0.75941 | 0.75247 | 0.86571 | 0.12651 | 0.82535 | 0.81981 | 0.91049 | 0.73141 | 0.60966 | 0.90453 | 0.60147 | 0.69641 | 0.97113 | 0.74718 | 0.8416 | 0.51735 | 0.744 | 0.73005 | 0.85584 | 0.12608 | 0
May | 23 | 19 | Weekday | Tuesday | 0.78068 | 0.89446 | 0.8575 | 1 | 1 | 1 | 1 | 0.80008 | 1 | 0.78068 | 0.78068 | 0.85473 | 0.76006 | 0.92418 | 0.63645 | 0.59593 | 0.98311 | 0.58875 | 0.72911 | 0.87444 | 0.7364 | 0.93829 | 0.61899 | 0.80008 | 0.86161 | 0.81766 | 0.23134 | 0.88736 | 0.73888 | 1 | 0.62282 | 0.59595 | 0.97881 | 0.5473 | 0.71896 | 0.85133 | 0.72024 | 0.98194 | 0.61345 | 0.77794 | 0.82704 | 0.79547 | 0.23199 | 0
May | 23 | 20 | Weekday | Tuesday | 0.79952 | 0.8605 | 0.84293 | 0.99177 | 1 | 0.99177 | 0.99177 | 0.36747 | 0.99177 | 0.79952 | 0.79952 | 0.83049 | 0.73283 | 0.9521 | 0.59847 | 0.59309 | 0.83842 | 0.3994 | 0.29364 | 0.87538 | 0.16839 | 0.89967 | 0.6173 | 0.36747 | 0.44643 | 0.59354 | 0.23679 | 0.87144 | 0.70743 | 0.95612 | 0.58158 | 0.5938 | 0.83695 | 0.38132 | 0.29923 | 0.84497 | 0.17282 | 0.92929 | 0.61088 | 0.36265 | 0.43982 | 0.57704 | 0.23284 | 0
May | 23 | 21 | Weekday | Tuesday | 0.7476 | 0.79112 | 0.81642 | 0.92964 | 1 | 0.92964 | 0.92964 | 0.20475 | 0.92964 | 0.7476 | 0.7476 | 0.787 | 0.69405 | 0.77934 | 0.2628 | 0.31349 | 0.6635 | 0.39759 | 0.28837 | 0.86971 | 0.15274 | 0.65858 | 0.39923 | 0.20475 | 0.28479 | 0.35274 | 0.23778 | 0.85968 | 0.66193 | 0.78624 | 0.26365 | 0.31369 | 0.65404 | 0.35045 | 0.29884 | 0.83805 | 0.15833 | 0.67207 | 0.3971 | 0.20619 | 0.28777 | 0.37575 | 0.23301 | 0
May | 23 | 22 | Weekday | Tuesday | 0.73178 | 0.75413 | 0.78556 | 0.79411 | 1 | 0.79411 | 0.79411 | 0.20475 | 0.79411 | 0.73178 | 0.73178 | 0.75109 | 0.6926 | 0.57259 | 0.22616 | 0.29428 | 0.49739 | 0.32232 | 0.29249 | 0.90101 | 0.15369 | 0.44814 | 0.37905 | 0.20475 | 0.28479 | 0.45875 | 0.23951 | 0.87225 | 0.65913 | 0.60066 | 0.22687 | 0.2942 | 0.4993 | 0.29334 | 0.30273 | 0.87558 | 0.15959 | 0.45411 | 0.37628 | 0.20619 | 0.28777 | 0.48912 | 0.23327 | 0
May | 23 | 23 | Weekday | Tuesday | 0.68236 | 0.75398 | 0.76109 | 0.66752 | 1 | 0.66752 | 0.66752 | 0.20603 | 0.66752 | 0.68236 | 0.68236 | 0.49894 | 0.67925 | 0.41261 | 0.20873 | 0.28505 | 0.38827 | 0.40927 | 0.28748 | 0.57872 | 0.15196 | 0.39427 | 0.36885 | 0.20603 | 0.2859 | 0.36444 | 0.2464 | 0.50079 | 0.64189 | 0.42587 | 0.20931 | 0.28534 | 0.402 | 0.35319 | 0.29887 | 0.49973 | 0.15835 | 0.39513 | 0.36682 | 0.20748 | 0.2889 | 0.38834 | 0.23432 | 0
May | 24 | 24 | Weekday | Wednesday | 0.64976 | 0.72327 | 0.73689 | 0.58645 | 1 | 0.58645 | 0.58645 | 0.20475 | 0.58645 | 0.64976 | 0.64976 | 0.24849 | 0.68495 | 0.36305 | 0.21698 | 0.29438 | 0.36769 | 0.32269 | 0.28673 | 0.33586 | 0.15168 | 0.36873 | 0.37989 | 0.20475 | 0.28479 | 0.33567 | 0.25373 | 0.32981 | 0.64738 | 0.38436 | 0.21756 | 0.2942 | 0.381 | 0.29046 | 0.29883 | 0.34791 | 0.15834 | 0.36827 | 0.37628 | 0.20619 | 0.28777 | 0.35774 | 0.23544 | 0
May | 24 | 1 | Weekday | Wednesday | 0.64703 | 0.68052 | 0.72648 | 0.54519 | 1 | 0.54519 | 0.54519 | 0.20475 | 0.54519 | 0.64703 | 0.64703 | 0.24864 | 0.6875 | 0.35504 | 0.21701 | 0.29388 | 0.35663 | 0.40884 | 0.2865 | 0.33773 | 0.15248 | 0.34246 | 0.37863 | 0.20475 | 0.28479 | 0.33094 | 0.25906 | 0.33035 | 0.64908 | 0.37644 | 0.21759 | 0.2942 | 0.36898 | 0.35327 | 0.29878 | 0.34884 | 0.15832 | 0.34155 | 0.37628 | 0.20619 | 0.28777 | 0.35289 | 0.23629 | 0
May | 24 | 2 | Weekday | Wednesday | 0.64387 | 0.66654 | 0.72091 | 0.52452 | 1 | 0.52452 | 0.52452 | 0.20475 | 0.52452 | 0.64387 | 0.64387 | 0.24879 | 0.68563 | 0.3487 | 0.21702 | 0.29448 | 0.35328 | 0.32127 | 0.28663 | 0.33681 | 0.15138 | 0.34068 | 0.37905 | 0.20475 | 0.28479 | 0.32729 | 0.25906 | 0.33055 | 0.64659 | 0.36938 | 0.21761 | 0.2942 | 0.36193 | 0.28758 | 0.29873 | 0.34916 | 0.1583 | 0.33647 | 0.37628 | 0.20619 | 0.28777 | 0.34885 | 0.23628 | 0
May | 24 | 3 | Weekday | Wednesday | 0.63569 | 0.66215 | 0.72182 | 0.50066 | 1 | 0.50066 | 0.50066 | 0.20475 | 0.50066 | 0.63569 | 0.63569 | 0.25463 | 0.73545 | 0.37644 | 0.22634 | 0.29378 | 0.40125 | 0.54519 | 0.28936 | 0.35016 | 0.15325 | 0.35702 | 0.37989 | 0.20475 | 0.28479 | 0.36883 | 0.26271 | 0.3387 | 0.70319 | 0.38441 | 0.22694 | 0.2942 | 0.40843 | 0.47983 | 0.30179 | 0.36232 | 0.15984 | 0.34789 | 0.37628 | 0.20619 | 0.28777 | 0.39303 | 0.23684 | 0
May | 24 | 4 | Weekday | Wednesday | 0.64828 | 0.66952 | 0.73866 | 0.50668 | 1 | 0.50668 | 0.50668 | 0.12211 | 0.50668 | 0.64828 | 0.64828 | 0.49224 | 0.77342 | 0.46491 | 0.24018 | 0.2475 | 0.45725 | 0.61069 | 0.26359 | 0.54805 | 0.13953 | 0.38535 | 0.29164 | 0.12211 | 0.15232 | 0.33651 | 0.188 | 0.44859 | 0.69642 | 0.43899 | 0.2405 | 0.24682 | 0.44211 | 0.48496 | 0.27395 | 0.44735 | 0.14531 | 0.37442 | 0.28879 | 0.12297 | 0.15391 | 0.35884 | 0.15779 | 0
May | 24 | 5 | Weekday | Wednesday | 0.61511 | 0.69267 | 0.78616 | 0.61554 | 0.004576 | 0.61554 | 0.61554 | 0.53576 | 0.61554 | 0.61511 | 0.61511 | 0.74875 | 0.87431 | 0.76534 | 0.4233 | 0.44926 | 0.60152 | 0.7536 | 0.44653 | 0.97748 | 0.48025 | 0.66152 | 0.40461 | 0.53576 | 0.57915 | 0.64775 | 0.32005 | 0.76575 | 0.84754 | 0.72657 | 0.38866 | 0.44991 | 0.52329 | 0.69197 | 0.31008 | 0.92915 | 0.30898 | 0.65786 | 0.38524 | 0.27482 | 0.21996 | 0.52584 | 0.25184 | 0
May | 24 | 6 | Weekday | Wednesday | 0.62212 | 0.73807 | 0.85408 | 0.72576 | 0.004576 | 0.72576 | 0.72576 | 0.56692 | 0.72576 | 0.62212 | 0.62212 | 0.9078 | 0.94564 | 0.98487 | 0.52028 | 0.56634 | 0.67461 | 0.88826 | 0.70597 | 0.97475 | 0.66821 | 0.85676 | 0.50085 | 0.56692 | 0.59372 | 0.68078 | 0.57992 | 0.92971 | 0.93225 | 0.9201 | 0.49233 | 0.56486 | 0.59816 | 0.8526 | 0.64555 | 0.92521 | 0.54105 | 0.86503 | 0.46558 | 0.394 | 0.34553 | 0.56649 | 0.54637 | 0
May | 24 | 7 | Weekday | Wednesday | 0.68182 | 0.77931 | 0.90753 | 0.73104 | 0.004576 | 0.73104 | 0.73104 | 0.74165 | 0.73104 | 0.68182 | 0.68182 | 0.92424 | 0.97398 | 0.84357 | 0.95027 | 1 | 0.65658 | 0.93107 | 0.91628 | 0.79779 | 0.77935 | 0.78033 | 0.94406 | 0.74165 | 0.75911 | 0.89117 | 0.83986 | 0.93165 | 0.96664 | 0.80942 | 0.94231 | 1 | 0.5829 | 0.90453 | 0.89145 | 0.74719 | 0.71152 | 0.76188 | 0.94137 | 0.62693 | 0.59161 | 0.81945 | 0.82636 | 0
May | 24 | 8 | Weekday | Wednesday | 0.74945 | 0.83366 | 0.93565 | 0.75546 | 0.004576 | 0.75546 | 0.75546 | 0.95971 | 0.75546 | 0.74945 | 0.74945 | 0.75195 | 0.99445 | 0.73701 | 0.94641 | 0.9372 | 0.58725 | 0.99071 | 0.93316 | 0.788 | 0.82189 | 0.74431 | 0.95437 | 0.95971 | 0.97122 | 0.95268 | 1 | 0.76578 | 0.99046 | 0.73855 | 0.9416 | 0.93635 | 0.52352 | 0.97983 | 0.90973 | 0.75058 | 0.7718 | 0.73001 | 0.95349 | 0.91122 | 0.89662 | 0.91686 | 0.99848 | 0
May | 24 | 9 | Weekday | Wednesday | 0.85211 | 0.87522 | 0.95065 | 0.72821 | 0.004576 | 0.72821 | 0.72821 | 0.98096 | 0.72821 | 0.85211 | 0.85211 | 0.94383 | 0.99765 | 0.61447 | 0.92702 | 0.91918 | 0.52248 | 0.99556 | 0.96137 | 0.95334 | 0.88982 | 0.5706 | 0.96517 | 0.98096 | 0.98395 | 0.92053 | 0.99577 | 0.9415 | 0.99615 | 0.62185 | 0.92408 | 0.91826 | 0.46567 | 0.9914 | 0.94878 | 0.93535 | 0.85654 | 0.55108 | 0.96475 | 0.95245 | 0.94084 | 0.89926 | 0.99848 | 0
May | 24 | 10 | Weekday | Wednesday | 0.94616 | 0.9206 | 0.96294 | 0.73855 | 0.004576 | 0.73855 | 0.73855 | 0.97719 | 0.73855 | 0.94616 | 0.94616 | 0.95494 | 1 | 0.5858 | 0.92653 | 0.93024 | 0.51514 | 1 | 0.97029 | 0.99414 | 0.91354 | 0.5677 | 0.97295 | 0.97719 | 0.97325 | 1 | 0.99347 | 0.97496 | 1 | 0.62451 | 0.92408 | 0.92885 | 0.47835 | 0.99605 | 0.97209 | 0.98567 | 0.89307 | 0.55437 | 0.97266 | 0.96601 | 0.95679 | 1 | 0.99848 | 0
May | 24 | 11 | Weekday | Wednesday | 0.99707 | 0.96039 | 0.96677 | 0.74443 | 0.004576 | 0.74443 | 0.74443 | 0.98072 | 0.74443 | 0.99707 | 0.99707 | 0.93365 | 0.97369 | 0.58963 | 0.90656 | 0.93421 | 0.50532 | 0.95151 | 0.98101 | 0.96372 | 0.9392 | 0.57514 | 0.92768 | 0.98072 | 0.97592 | 0.95113 | 0.90026 | 0.97718 | 0.97397 | 0.63342 | 0.90271 | 0.93131 | 0.47951 | 0.94844 | 0.98348 | 0.96611 | 0.92594 | 0.56096 | 0.92468 | 0.97587 | 0.96918 | 0.95515 | 0.90519 | 0
May | 24 | 12 | Weekday | Wednesday | 0.98827 | 0.97526 | 0.96266 | 0.7531 | 0.004576 | 0.7531 | 0.7531 | 0.9869 | 0.7531 | 0.98827 | 0.98827 | 0.77371 | 0.99303 | 0.57441 | 0.95669 | 0.9535 | 0.49997 | 0.99647 | 0.98477 | 0.95734 | 0.96639 | 0.57746 | 0.98464 | 0.9869 | 0.98135 | 0.94273 | 0.99139 | 0.80586 | 0.99499 | 0.6144 | 0.95484 | 0.95108 | 0.48197 | 0.99649 | 0.97749 | 0.96141 | 0.95354 | 0.56841 | 0.98236 | 0.98415 | 0.97766 | 0.95261 | 0.99902 | 0
May | 24 | 13 | Weekday | Wednesday | 0.96454 | 0.98626 | 0.96676 | 0.74089 | 0.004576 | 0.74089 | 0.74089 | 0.99249 | 0.74089 | 0.96454 | 0.96454 | 0.73663 | 0.99068 | 0.5703 | 0.96158 | 0.92843 | 0.4989 | 0.99329 | 0.99077 | 0.77949 | 0.99296 | 0.58327 | 0.98849 | 0.99249 | 0.98849 | 0.92561 | 0.99165 | 0.80067 | 0.9947 | 0.6104 | 0.96216 | 0.92795 | 0.48864 | 1 | 0.99387 | 0.77655 | 0.98695 | 0.57404 | 0.98921 | 0.99072 | 0.98603 | 0.93932 | 0.99965 | 0
May | 24 | 14 | Weekday | Wednesday | 0.94657 | 1 | 0.95611 | 0.75843 | 0.004576 | 0.75843 | 0.75843 | 0.99652 | 0.75843 | 0.94657 | 0.94657 | 0.78112 | 0.98782 | 0.56495 | 0.96652 | 0.93471 | 0.54311 | 0.97065 | 1 | 0.78428 | 1 | 0.58532 | 0.9962 | 0.99652 | 0.99504 | 0.91043 | 0.99178 | 0.79791 | 0.9936 | 0.6042 | 0.96743 | 0.93476 | 0.53032 | 0.98488 | 1 | 0.77473 | 1 | 0.57507 | 0.99659 | 0.99679 | 0.99556 | 0.92755 | 1 | 0
May | 24 | 15 | Weekday | Wednesday | 0.89738 | 0.99991 | 0.93759 | 0.79962 | 0.004576 | 0.79962 | 0.79962 | 1 | 0.79962 | 0.89738 | 0.89738 | 0.97596 | 0.98956 | 0.5945 | 1 | 0.96309 | 0.72134 | 0.96647 | 0.94486 | 0.78096 | 0.97146 | 0.57905 | 1 | 1 | 1 | 0.91078 | 0.99195 | 0.9741 | 0.99731 | 0.66782 | 1 | 0.96163 | 0.71598 | 0.98647 | 0.96638 | 0.77236 | 0.98744 | 0.61373 | 1 | 1 | 1 | 0.92746 | 0.99996 | 0
May | 24 | 16 | Weekday | Wednesday | 0.84078 | 0.97088 | 0.91612 | 0.89036 | 0.004576 | 0.89036 | 0.89036 | 0.99879 | 0.89036 | 0.84078 | 0.84078 | 0.98729 | 0.98559 | 0.696 | 0.91145 | 0.88037 | 0.87405 | 0.95831 | 0.70896 | 0.96239 | 0.82908 | 0.6893 | 0.63558 | 0.99879 | 0.99866 | 0.90817 | 0.29565 | 0.98273 | 0.99515 | 0.75453 | 0.91137 | 0.88071 | 0.86215 | 0.97524 | 0.71539 | 0.95917 | 0.82517 | 0.72612 | 0.63193 | 0.99654 | 0.99499 | 0.91964 | 0.29877 | 0
May | 24 | 17 | Weekday | Wednesday | 0.80289 | 0.93297 | 0.89373 | 0.98153 | 0.004576 | 0.98153 | 0.98153 | 0.76685 | 0.98153 | 0.80289 | 0.80289 | 1 | 0.82216 | 0.87879 | 0.75834 | 0.60404 | 0.93566 | 0.6066 | 0.70196 | 0.96916 | 0.79389 | 0.77201 | 0.49266 | 0.76685 | 0.74662 | 0.90171 | 0.097688 | 0.98802 | 0.8186 | 0.88876 | 0.75456 | 0.60378 | 0.91451 | 0.5949 | 0.70112 | 0.95465 | 0.78102 | 0.79726 | 0.48906 | 0.75986 | 0.73523 | 0.90415 | 0.097749 | 0
May | 24 | 18 | Weekday | Wednesday | 0.76485 | 0.89972 | 0.87116 | 0.9993 | 0.52599 | 0.9993 | 0.9993 | 0.75941 | 0.9993 | 0.76485 | 0.76485 | 0.82088 | 0.82647 | 0.85409 | 0.73763 | 0.60939 | 0.92226 | 0.61904 | 0.70183 | 0.99124 | 0.75561 | 0.80377 | 0.52091 | 0.75941 | 0.75247 | 0.86571 | 0.12651 | 0.82535 | 0.81981 | 0.91049 | 0.73141 | 0.60966 | 0.90453 | 0.60147 | 0.69641 | 0.97113 | 0.74718 | 0.8416 | 0.51735 | 0.744 | 0.73005 | 0.85584 | 0.12608 | 0
May | 24 | 19 | Weekday | Wednesday | 0.78068 | 0.89446 | 0.8575 | 1 | 1 | 1 | 1 | 0.80008 | 1 | 0.78068 | 0.78068 | 0.85473 | 0.76006 | 0.92418 | 0.63645 | 0.59593 | 0.98311 | 0.58875 | 0.72911 | 0.87444 | 0.7364 | 0.93829 | 0.61899 | 0.80008 | 0.86161 | 0.81766 | 0.23134 | 0.88736 | 0.73888 | 1 | 0.62282 | 0.59595 | 0.97881 | 0.5473 | 0.71896 | 0.85133 | 0.72024 | 0.98194 | 0.61345 | 0.77794 | 0.82704 | 0.79547 | 0.23199 | 0
May | 24 | 20 | Weekday | Wednesday | 0.79952 | 0.8605 | 0.84293 | 0.99177 | 1 | 0.99177 | 0.99177 | 0.36747 | 0.99177 | 0.79952 | 0.79952 | 0.83049 | 0.73283 | 0.9521 | 0.59847 | 0.59309 | 0.83842 | 0.3994 | 0.29364 | 0.87538 | 0.16839 | 0.89967 | 0.6173 | 0.36747 | 0.44643 | 0.59354 | 0.23679 | 0.87144 | 0.70743 | 0.95612 | 0.58158 | 0.5938 | 0.83695 | 0.38132 | 0.29923 | 0.84497 | 0.17282 | 0.92929 | 0.61088 | 0.36265 | 0.43982 | 0.57704 | 0.23284 | 0
May | 24 | 21 | Weekday | Wednesday | 0.7476 | 0.79112 | 0.81642 | 0.92964 | 1 | 0.92964 | 0.92964 | 0.20475 | 0.92964 | 0.7476 | 0.7476 | 0.787 | 0.69405 | 0.77934 | 0.2628 | 0.31349 | 0.6635 | 0.39759 | 0.28837 | 0.86971 | 0.15274 | 0.65858 | 0.39923 | 0.20475 | 0.28479 | 0.35274 | 0.23778 | 0.85968 | 0.66193 | 0.78624 | 0.26365 | 0.31369 | 0.65404 | 0.35045 | 0.29884 | 0.83805 | 0.15833 | 0.67207 | 0.3971 | 0.20619 | 0.28777 | 0.37575 | 0.23301 | 0
May | 24 | 22 | Weekday | Wednesday | 0.73178 | 0.75413 | 0.78556 | 0.79411 | 1 | 0.79411 | 0.79411 | 0.20475 | 0.79411 | 0.73178 | 0.73178 | 0.75109 | 0.6926 | 0.57259 | 0.22616 | 0.29428 | 0.49739 | 0.32232 | 0.29249 | 0.90101 | 0.15369 | 0.44814 | 0.37905 | 0.20475 | 0.28479 | 0.45875 | 0.23951 | 0.87225 | 0.65913 | 0.60066 | 0.22687 | 0.2942 | 0.4993 | 0.29334 | 0.30273 | 0.87558 | 0.15959 | 0.45411 | 0.37628 | 0.20619 | 0.28777 | 0.48912 | 0.23327 | 0
May | 24 | 23 | Weekday | Wednesday | 0.68236 | 0.75398 | 0.76109 | 0.66752 | 1 | 0.66752 | 0.66752 | 0.20603 | 0.66752 | 0.68236 | 0.68236 | 0.49894 | 0.67925 | 0.41261 | 0.20873 | 0.28505 | 0.38827 | 0.40927 | 0.28748 | 0.57872 | 0.15196 | 0.39427 | 0.36885 | 0.20603 | 0.2859 | 0.36444 | 0.2464 | 0.50079 | 0.64189 | 0.42587 | 0.20931 | 0.28534 | 0.402 | 0.35319 | 0.29887 | 0.49973 | 0.15835 | 0.39513 | 0.36682 | 0.20748 | 0.2889 | 0.38834 | 0.23432 | 0
May | 25 | 24 | Weekday | Thursday | 0.64976 | 0.72327 | 0.73689 | 0.58645 | 1 | 0.58645 | 0.58645 | 0.20475 | 0.58645 | 0.64976 | 0.64976 | 0.24849 | 0.68495 | 0.36305 | 0.21698 | 0.29438 | 0.36769 | 0.32269 | 0.28673 | 0.33586 | 0.15168 | 0.36873 | 0.37989 | 0.20475 | 0.28479 | 0.33567 | 0.25373 | 0.32981 | 0.64738 | 0.38436 | 0.21756 | 0.2942 | 0.381 | 0.29046 | 0.29883 | 0.34791 | 0.15834 | 0.36827 | 0.37628 | 0.20619 | 0.28777 | 0.35774 | 0.23544 | 0
May | 25 | 1 | Weekday | Thursday | 0.64703 | 0.68052 | 0.72648 | 0.54519 | 1 | 0.54519 | 0.54519 | 0.20475 | 0.54519 | 0.64703 | 0.64703 | 0.24864 | 0.6875 | 0.35504 | 0.21701 | 0.29388 | 0.35663 | 0.40884 | 0.2865 | 0.33773 | 0.15248 | 0.34246 | 0.37863 | 0.20475 | 0.28479 | 0.33094 | 0.25906 | 0.33035 | 0.64908 | 0.37644 | 0.21759 | 0.2942 | 0.36898 | 0.35327 | 0.29878 | 0.34884 | 0.15832 | 0.34155 | 0.37628 | 0.20619 | 0.28777 | 0.35289 | 0.23629 | 0
May | 25 | 2 | Weekday | Thursday | 0.64387 | 0.66654 | 0.72091 | 0.52452 | 1 | 0.52452 | 0.52452 | 0.20475 | 0.52452 | 0.64387 | 0.64387 | 0.24879 | 0.68563 | 0.3487 | 0.21702 | 0.29448 | 0.35328 | 0.32127 | 0.28663 | 0.33681 | 0.15138 | 0.34068 | 0.37905 | 0.20475 | 0.28479 | 0.32729 | 0.25906 | 0.33055 | 0.64659 | 0.36938 | 0.21761 | 0.2942 | 0.36193 | 0.28758 | 0.29873 | 0.34916 | 0.1583 | 0.33647 | 0.37628 | 0.20619 | 0.28777 | 0.34885 | 0.23628 | 0
May | 25 | 3 | Weekday | Thursday | 0.63569 | 0.66215 | 0.72182 | 0.50066 | 1 | 0.50066 | 0.50066 | 0.20475 | 0.50066 | 0.63569 | 0.63569 | 0.25463 | 0.73545 | 0.37644 | 0.22634 | 0.29378 | 0.40125 | 0.54519 | 0.28936 | 0.35016 | 0.15325 | 0.35702 | 0.37989 | 0.20475 | 0.28479 | 0.36883 | 0.26271 | 0.3387 | 0.70319 | 0.38441 | 0.22694 | 0.2942 | 0.40843 | 0.47983 | 0.30179 | 0.36232 | 0.15984 | 0.34789 | 0.37628 | 0.20619 | 0.28777 | 0.39303 | 0.23684 | 0
May | 25 | 4 | Weekday | Thursday | 0.64828 | 0.66952 | 0.73866 | 0.50668 | 1 | 0.50668 | 0.50668 | 0.12211 | 0.50668 | 0.64828 | 0.64828 | 0.49224 | 0.77342 | 0.46491 | 0.24018 | 0.2475 | 0.45725 | 0.61069 | 0.26359 | 0.54805 | 0.13953 | 0.38535 | 0.29164 | 0.12211 | 0.15232 | 0.33651 | 0.188 | 0.44859 | 0.69642 | 0.43899 | 0.2405 | 0.24682 | 0.44211 | 0.48496 | 0.27395 | 0.44735 | 0.14531 | 0.37442 | 0.28879 | 0.12297 | 0.15391 | 0.35884 | 0.15779 | 0
May | 25 | 5 | Weekday | Thursday | 0.61511 | 0.69267 | 0.78616 | 0.61554 | 0.004576 | 0.61554 | 0.61554 | 0.53576 | 0.61554 | 0.61511 | 0.61511 | 0.74875 | 0.87431 | 0.76534 | 0.4233 | 0.44926 | 0.60152 | 0.7536 | 0.44653 | 0.97748 | 0.48025 | 0.66152 | 0.40461 | 0.53576 | 0.57915 | 0.64775 | 0.32005 | 0.76575 | 0.84754 | 0.72657 | 0.38866 | 0.44991 | 0.52329 | 0.69197 | 0.31008 | 0.92915 | 0.30898 | 0.65786 | 0.38524 | 0.27482 | 0.21996 | 0.52584 | 0.25184 | 0
May | 25 | 6 | Weekday | Thursday | 0.62212 | 0.73807 | 0.85408 | 0.72576 | 0.004576 | 0.72576 | 0.72576 | 0.56692 | 0.72576 | 0.62212 | 0.62212 | 0.9078 | 0.94564 | 0.98487 | 0.52028 | 0.56634 | 0.67461 | 0.88826 | 0.70597 | 0.97475 | 0.66821 | 0.85676 | 0.50085 | 0.56692 | 0.59372 | 0.68078 | 0.57992 | 0.92971 | 0.93225 | 0.9201 | 0.49233 | 0.56486 | 0.59816 | 0.8526 | 0.64555 | 0.92521 | 0.54105 | 0.86503 | 0.46558 | 0.394 | 0.34553 | 0.56649 | 0.54637 | 0
May | 25 | 7 | Weekday | Thursday | 0.68182 | 0.77931 | 0.90753 | 0.73104 | 0.004576 | 0.73104 | 0.73104 | 0.74165 | 0.73104 | 0.68182 | 0.68182 | 0.92424 | 0.97398 | 0.84357 | 0.95027 | 1 | 0.65658 | 0.93107 | 0.91628 | 0.79779 | 0.77935 | 0.78033 | 0.94406 | 0.74165 | 0.75911 | 0.89117 | 0.83986 | 0.93165 | 0.96664 | 0.80942 | 0.94231 | 1 | 0.5829 | 0.90453 | 0.89145 | 0.74719 | 0.71152 | 0.76188 | 0.94137 | 0.62693 | 0.59161 | 0.81945 | 0.82636 | 0
May | 25 | 8 | Weekday | Thursday | 0.74945 | 0.83366 | 0.93565 | 0.75546 | 0.004576 | 0.75546 | 0.75546 | 0.95971 | 0.75546 | 0.74945 | 0.74945 | 0.75195 | 0.99445 | 0.73701 | 0.94641 | 0.9372 | 0.58725 | 0.99071 | 0.93316 | 0.788 | 0.82189 | 0.74431 | 0.95437 | 0.95971 | 0.97122 | 0.95268 | 1 | 0.76578 | 0.99046 | 0.73855 | 0.9416 | 0.93635 | 0.52352 | 0.97983 | 0.90973 | 0.75058 | 0.7718 | 0.73001 | 0.95349 | 0.91122 | 0.89662 | 0.91686 | 0.99848 | 0
May | 25 | 9 | Weekday | Thursday | 0.85211 | 0.87522 | 0.95065 | 0.72821 | 0.004576 | 0.72821 | 0.72821 | 0.98096 | 0.72821 | 0.85211 | 0.85211 | 0.94383 | 0.99765 | 0.61447 | 0.92702 | 0.91918 | 0.52248 | 0.99556 | 0.96137 | 0.95334 | 0.88982 | 0.5706 | 0.96517 | 0.98096 | 0.98395 | 0.92053 | 0.99577 | 0.9415 | 0.99615 | 0.62185 | 0.92408 | 0.91826 | 0.46567 | 0.9914 | 0.94878 | 0.93535 | 0.85654 | 0.55108 | 0.96475 | 0.95245 | 0.94084 | 0.89926 | 0.99848 | 0
May | 25 | 10 | Weekday | Thursday | 0.94616 | 0.9206 | 0.96294 | 0.73855 | 0.004576 | 0.73855 | 0.73855 | 0.97719 | 0.73855 | 0.94616 | 0.94616 | 0.95494 | 1 | 0.5858 | 0.92653 | 0.93024 | 0.51514 | 1 | 0.97029 | 0.99414 | 0.91354 | 0.5677 | 0.97295 | 0.97719 | 0.97325 | 1 | 0.99347 | 0.97496 | 1 | 0.62451 | 0.92408 | 0.92885 | 0.47835 | 0.99605 | 0.97209 | 0.98567 | 0.89307 | 0.55437 | 0.97266 | 0.96601 | 0.95679 | 1 | 0.99848 | 0
May | 25 | 11 | Weekday | Thursday | 0.99707 | 0.96039 | 0.96677 | 0.74443 | 0.004576 | 0.74443 | 0.74443 | 0.98072 | 0.74443 | 0.99707 | 0.99707 | 0.93365 | 0.97369 | 0.58963 | 0.90656 | 0.93421 | 0.50532 | 0.95151 | 0.98101 | 0.96372 | 0.9392 | 0.57514 | 0.92768 | 0.98072 | 0.97592 | 0.95113 | 0.90026 | 0.97718 | 0.97397 | 0.63342 | 0.90271 | 0.93131 | 0.47951 | 0.94844 | 0.98348 | 0.96611 | 0.92594 | 0.56096 | 0.92468 | 0.97587 | 0.96918 | 0.95515 | 0.90519 | 0
May | 25 | 12 | Weekday | Thursday | 0.98827 | 0.97526 | 0.96266 | 0.7531 | 0.004576 | 0.7531 | 0.7531 | 0.9869 | 0.7531 | 0.98827 | 0.98827 | 0.77371 | 0.99303 | 0.57441 | 0.95669 | 0.9535 | 0.49997 | 0.99647 | 0.98477 | 0.95734 | 0.96639 | 0.57746 | 0.98464 | 0.9869 | 0.98135 | 0.94273 | 0.99139 | 0.80586 | 0.99499 | 0.6144 | 0.95484 | 0.95108 | 0.48197 | 0.99649 | 0.97749 | 0.96141 | 0.95354 | 0.56841 | 0.98236 | 0.98415 | 0.97766 | 0.95261 | 0.99902 | 0
May | 25 | 13 | Weekday | Thursday | 0.96454 | 0.98626 | 0.96676 | 0.74089 | 0.004576 | 0.74089 | 0.74089 | 0.99249 | 0.74089 | 0.96454 | 0.96454 | 0.73663 | 0.99068 | 0.5703 | 0.96158 | 0.92843 | 0.4989 | 0.99329 | 0.99077 | 0.77949 | 0.99296 | 0.58327 | 0.98849 | 0.99249 | 0.98849 | 0.92561 | 0.99165 | 0.80067 | 0.9947 | 0.6104 | 0.96216 | 0.92795 | 0.48864 | 1 | 0.99387 | 0.77655 | 0.98695 | 0.57404 | 0.98921 | 0.99072 | 0.98603 | 0.93932 | 0.99965 | 0
May | 25 | 14 | Weekday | Thursday | 0.94657 | 1 | 0.95611 | 0.75843 | 0.004576 | 0.75843 | 0.75843 | 0.99652 | 0.75843 | 0.94657 | 0.94657 | 0.78112 | 0.98782 | 0.56495 | 0.96652 | 0.93471 | 0.54311 | 0.97065 | 1 | 0.78428 | 1 | 0.58532 | 0.9962 | 0.99652 | 0.99504 | 0.91043 | 0.99178 | 0.79791 | 0.9936 | 0.6042 | 0.96743 | 0.93476 | 0.53032 | 0.98488 | 1 | 0.77473 | 1 | 0.57507 | 0.99659 | 0.99679 | 0.99556 | 0.92755 | 1 | 0
May | 25 | 15 | Weekday | Thursday | 0.89738 | 0.99991 | 0.93759 | 0.79962 | 0.004576 | 0.79962 | 0.79962 | 1 | 0.79962 | 0.89738 | 0.89738 | 0.97596 | 0.98956 | 0.5945 | 1 | 0.96309 | 0.72134 | 0.96647 | 0.94486 | 0.78096 | 0.97146 | 0.57905 | 1 | 1 | 1 | 0.91078 | 0.99195 | 0.9741 | 0.99731 | 0.66782 | 1 | 0.96163 | 0.71598 | 0.98647 | 0.96638 | 0.77236 | 0.98744 | 0.61373 | 1 | 1 | 1 | 0.92746 | 0.99996 | 0
May | 25 | 16 | Weekday | Thursday | 0.84078 | 0.97088 | 0.91612 | 0.89036 | 0.004576 | 0.89036 | 0.89036 | 0.99879 | 0.89036 | 0.84078 | 0.84078 | 0.98729 | 0.98559 | 0.696 | 0.91145 | 0.88037 | 0.87405 | 0.95831 | 0.70896 | 0.96239 | 0.82908 | 0.6893 | 0.63558 | 0.99879 | 0.99866 | 0.90817 | 0.29565 | 0.98273 | 0.99515 | 0.75453 | 0.91137 | 0.88071 | 0.86215 | 0.97524 | 0.71539 | 0.95917 | 0.82517 | 0.72612 | 0.63193 | 0.99654 | 0.99499 | 0.91964 | 0.29877 | 0
May | 25 | 17 | Weekday | Thursday | 0.80289 | 0.93297 | 0.89373 | 0.98153 | 0.004576 | 0.98153 | 0.98153 | 0.76685 | 0.98153 | 0.80289 | 0.80289 | 1 | 0.82216 | 0.87879 | 0.75834 | 0.60404 | 0.93566 | 0.6066 | 0.70196 | 0.96916 | 0.79389 | 0.77201 | 0.49266 | 0.76685 | 0.74662 | 0.90171 | 0.097688 | 0.98802 | 0.8186 | 0.88876 | 0.75456 | 0.60378 | 0.91451 | 0.5949 | 0.70112 | 0.95465 | 0.78102 | 0.79726 | 0.48906 | 0.75986 | 0.73523 | 0.90415 | 0.097749 | 0
May | 25 | 18 | Weekday | Thursday | 0.76485 | 0.89972 | 0.87116 | 0.9993 | 0.52599 | 0.9993 | 0.9993 | 0.75941 | 0.9993 | 0.76485 | 0.76485 | 0.82088 | 0.82647 | 0.85409 | 0.73763 | 0.60939 | 0.92226 | 0.61904 | 0.70183 | 0.99124 | 0.75561 | 0.80377 | 0.52091 | 0.75941 | 0.75247 | 0.86571 | 0.12651 | 0.82535 | 0.81981 | 0.91049 | 0.73141 | 0.60966 | 0.90453 | 0.60147 | 0.69641 | 0.97113 | 0.74718 | 0.8416 | 0.51735 | 0.744 | 0.73005 | 0.85584 | 0.12608 | 0
May | 25 | 19 | Weekday | Thursday | 0.78068 | 0.89446 | 0.8575 | 1 | 1 | 1 | 1 | 0.80008 | 1 | 0.78068 | 0.78068 | 0.85473 | 0.76006 | 0.92418 | 0.63645 | 0.59593 | 0.98311 | 0.58875 | 0.72911 | 0.87444 | 0.7364 | 0.93829 | 0.61899 | 0.80008 | 0.86161 | 0.81766 | 0.23134 | 0.88736 | 0.73888 | 1 | 0.62282 | 0.59595 | 0.97881 | 0.5473 | 0.71896 | 0.85133 | 0.72024 | 0.98194 | 0.61345 | 0.77794 | 0.82704 | 0.79547 | 0.23199 | 0
May | 25 | 20 | Weekday | Thursday | 0.79952 | 0.8605 | 0.84293 | 0.99177 | 1 | 0.99177 | 0.99177 | 0.36747 | 0.99177 | 0.79952 | 0.79952 | 0.83049 | 0.73283 | 0.9521 | 0.59847 | 0.59309 | 0.83842 | 0.3994 | 0.29364 | 0.87538 | 0.16839 | 0.89967 | 0.6173 | 0.36747 | 0.44643 | 0.59354 | 0.23679 | 0.87144 | 0.70743 | 0.95612 | 0.58158 | 0.5938 | 0.83695 | 0.38132 | 0.29923 | 0.84497 | 0.17282 | 0.92929 | 0.61088 | 0.36265 | 0.43982 | 0.57704 | 0.23284 | 0
May | 25 | 21 | Weekday | Thursday | 0.7476 | 0.79112 | 0.81642 | 0.92964 | 1 | 0.92964 | 0.92964 | 0.20475 | 0.92964 | 0.7476 | 0.7476 | 0.787 | 0.69405 | 0.77934 | 0.2628 | 0.31349 | 0.6635 | 0.39759 | 0.28837 | 0.86971 | 0.15274 | 0.65858 | 0.39923 | 0.20475 | 0.28479 | 0.35274 | 0.23778 | 0.85968 | 0.66193 | 0.78624 | 0.26365 | 0.31369 | 0.65404 | 0.35045 | 0.29884 | 0.83805 | 0.15833 | 0.67207 | 0.3971 | 0.20619 | 0.28777 | 0.37575 | 0.23301 | 0
May | 25 | 22 | Weekday | Thursday | 0.73178 | 0.75413 | 0.78556 | 0.79411 | 1 | 0.79411 | 0.79411 | 0.20475 | 0.79411 | 0.73178 | 0.73178 | 0.75109 | 0.6926 | 0.57259 | 0.22616 | 0.29428 | 0.49739 | 0.32232 | 0.29249 | 0.90101 | 0.15369 | 0.44814 | 0.37905 | 0.20475 | 0.28479 | 0.45875 | 0.23951 | 0.87225 | 0.65913 | 0.60066 | 0.22687 | 0.2942 | 0.4993 | 0.29334 | 0.30273 | 0.87558 | 0.15959 | 0.45411 | 0.37628 | 0.20619 | 0.28777 | 0.48912 | 0.23327 | 0
May | 25 | 23 | Weekday | Thursday | 0.68236 | 0.75398 | 0.76109 | 0.66752 | 1 | 0.66752 | 0.66752 | 0.20603 | 0.66752 | 0.68236 | 0.68236 | 0.49894 | 0.67925 | 0.41261 | 0.20873 | 0.28505 | 0.38827 | 0.40927 | 0.28748 | 0.57872 | 0.15196 | 0.39427 | 0.36885 | 0.20603 | 0.2859 | 0.36444 | 0.2464 | 0.50079 | 0.64189 | 0.42587 | 0.20931 | 0.28534 | 0.402 | 0.35319 | 0.29887 | 0.49973 | 0.15835 | 0.39513 | 0.36682 | 0.20748 | 0.2889 | 0.38834 | 0.23432 | 0
May | 26 | 24 | Weekday | Friday | 0.64976 | 0.72327 | 0.73689 | 0.58645 | 1 | 0.58645 | 0.58645 | 0.20475 | 0.58645 | 0.64976 | 0.64976 | 0.24849 | 0.68495 | 0.36305 | 0.21698 | 0.29438 | 0.36769 | 0.32269 | 0.28673 | 0.33586 | 0.15168 | 0.36873 | 0.37989 | 0.20475 | 0.28479 | 0.33567 | 0.25373 | 0.32981 | 0.64738 | 0.38436 | 0.21756 | 0.2942 | 0.381 | 0.29046 | 0.29883 | 0.34791 | 0.15834 | 0.36827 | 0.37628 | 0.20619 | 0.28777 | 0.35774 | 0.23544 | 0
May | 26 | 1 | Weekday | Friday | 0.64703 | 0.68052 | 0.72648 | 0.54519 | 1 | 0.54519 | 0.54519 | 0.20475 | 0.54519 | 0.64703 | 0.64703 | 0.24864 | 0.6875 | 0.35504 | 0.21701 | 0.29388 | 0.35663 | 0.40884 | 0.2865 | 0.33773 | 0.15248 | 0.34246 | 0.37863 | 0.20475 | 0.28479 | 0.33094 | 0.25906 | 0.33035 | 0.64908 | 0.37644 | 0.21759 | 0.2942 | 0.36898 | 0.35327 | 0.29878 | 0.34884 | 0.15832 | 0.34155 | 0.37628 | 0.20619 | 0.28777 | 0.35289 | 0.23629 | 0
May | 26 | 2 | Weekday | Friday | 0.64387 | 0.66654 | 0.72091 | 0.52452 | 1 | 0.52452 | 0.52452 | 0.20475 | 0.52452 | 0.64387 | 0.64387 | 0.24879 | 0.68563 | 0.3487 | 0.21702 | 0.29448 | 0.35328 | 0.32127 | 0.28663 | 0.33681 | 0.15138 | 0.34068 | 0.37905 | 0.20475 | 0.28479 | 0.32729 | 0.25906 | 0.33055 | 0.64659 | 0.36938 | 0.21761 | 0.2942 | 0.36193 | 0.28758 | 0.29873 | 0.34916 | 0.1583 | 0.33647 | 0.37628 | 0.20619 | 0.28777 | 0.34885 | 0.23628 | 0
May | 26 | 3 | Weekday | Friday | 0.63569 | 0.66215 | 0.72182 | 0.50066 | 1 | 0.50066 | 0.50066 | 0.20475 | 0.50066 | 0.63569 | 0.63569 | 0.25463 | 0.73545 | 0.37644 | 0.22634 | 0.29378 | 0.40125 | 0.54519 | 0.28936 | 0.35016 | 0.15325 | 0.35702 | 0.37989 | 0.20475 | 0.28479 | 0.36883 | 0.26271 | 0.3387 | 0.70319 | 0.38441 | 0.22694 | 0.2942 | 0.40843 | 0.47983 | 0.30179 | 0.36232 | 0.15984 | 0.34789 | 0.37628 | 0.20619 | 0.28777 | 0.39303 | 0.23684 | 0
May | 26 | 4 | Weekday | Friday | 0.64828 | 0.66952 | 0.73866 | 0.50668 | 1 | 0.50668 | 0.50668 | 0.12211 | 0.50668 | 0.64828 | 0.64828 | 0.49224 | 0.77342 | 0.46491 | 0.24018 | 0.2475 | 0.45725 | 0.61069 | 0.26359 | 0.54805 | 0.13953 | 0.38535 | 0.29164 | 0.12211 | 0.15232 | 0.33651 | 0.188 | 0.44859 | 0.69642 | 0.43899 | 0.2405 | 0.24682 | 0.44211 | 0.48496 | 0.27395 | 0.44735 | 0.14531 | 0.37442 | 0.28879 | 0.12297 | 0.15391 | 0.35884 | 0.15779 | 0
May | 26 | 5 | Weekday | Friday | 0.61511 | 0.69267 | 0.78616 | 0.61554 | 0.004576 | 0.61554 | 0.61554 | 0.53576 | 0.61554 | 0.61511 | 0.61511 | 0.74875 | 0.87431 | 0.76534 | 0.4233 | 0.44926 | 0.60152 | 0.7536 | 0.44653 | 0.97748 | 0.48025 | 0.66152 | 0.40461 | 0.53576 | 0.57915 | 0.64775 | 0.32005 | 0.76575 | 0.84754 | 0.72657 | 0.38866 | 0.44991 | 0.52329 | 0.69197 | 0.31008 | 0.92915 | 0.30898 | 0.65786 | 0.38524 | 0.27482 | 0.21996 | 0.52584 | 0.25184 | 0
May | 26 | 6 | Weekday | Friday | 0.62212 | 0.73807 | 0.85408 | 0.72576 | 0.004576 | 0.72576 | 0.72576 | 0.56692 | 0.72576 | 0.62212 | 0.62212 | 0.9078 | 0.94564 | 0.98487 | 0.52028 | 0.56634 | 0.67461 | 0.88826 | 0.70597 | 0.97475 | 0.66821 | 0.85676 | 0.50085 | 0.56692 | 0.59372 | 0.68078 | 0.57992 | 0.92971 | 0.93225 | 0.9201 | 0.49233 | 0.56486 | 0.59816 | 0.8526 | 0.64555 | 0.92521 | 0.54105 | 0.86503 | 0.46558 | 0.394 | 0.34553 | 0.56649 | 0.54637 | 0
May | 26 | 7 | Weekday | Friday | 0.68182 | 0.77931 | 0.90753 | 0.73104 | 0.004576 | 0.73104 | 0.73104 | 0.74165 | 0.73104 | 0.68182 | 0.68182 | 0.92424 | 0.97398 | 0.84357 | 0.95027 | 1 | 0.65658 | 0.93107 | 0.91628 | 0.79779 | 0.77935 | 0.78033 | 0.94406 | 0.74165 | 0.75911 | 0.89117 | 0.83986 | 0.93165 | 0.96664 | 0.80942 | 0.94231 | 1 | 0.5829 | 0.90453 | 0.89145 | 0.74719 | 0.71152 | 0.76188 | 0.94137 | 0.62693 | 0.59161 | 0.81945 | 0.82636 | 0
May | 26 | 8 | Weekday | Friday | 0.74945 | 0.83366 | 0.93565 | 0.75546 | 0.004576 | 0.75546 | 0.75546 | 0.95971 | 0.75546 | 0.74945 | 0.74945 | 0.75195 | 0.99445 | 0.73701 | 0.94641 | 0.9372 | 0.58725 | 0.99071 | 0.93316 | 0.788 | 0.82189 | 0.74431 | 0.95437 | 0.95971 | 0.97122 | 0.95268 | 1 | 0.76578 | 0.99046 | 0.73855 | 0.9416 | 0.93635 | 0.52352 | 0.97983 | 0.90973 | 0.75058 | 0.7718 | 0.73001 | 0.95349 | 0.91122 | 0.89662 | 0.91686 | 0.99848 | 0
May | 26 | 9 | Weekday | Friday | 0.85211 | 0.87522 | 0.95065 | 0.72821 | 0.004576 | 0.72821 | 0.72821 | 0.98096 | 0.72821 | 0.85211 | 0.85211 | 0.94383 | 0.99765 | 0.61447 | 0.92702 | 0.91918 | 0.52248 | 0.99556 | 0.96137 | 0.95334 | 0.88982 | 0.5706 | 0.96517 | 0.98096 | 0.98395 | 0.92053 | 0.99577 | 0.9415 | 0.99615 | 0.62185 | 0.92408 | 0.91826 | 0.46567 | 0.9914 | 0.94878 | 0.93535 | 0.85654 | 0.55108 | 0.96475 | 0.95245 | 0.94084 | 0.89926 | 0.99848 | 0
May | 26 | 10 | Weekday | Friday | 0.94616 | 0.9206 | 0.96294 | 0.73855 | 0.004576 | 0.73855 | 0.73855 | 0.97719 | 0.73855 | 0.94616 | 0.94616 | 0.95494 | 1 | 0.5858 | 0.92653 | 0.93024 | 0.51514 | 1 | 0.97029 | 0.99414 | 0.91354 | 0.5677 | 0.97295 | 0.97719 | 0.97325 | 1 | 0.99347 | 0.97496 | 1 | 0.62451 | 0.92408 | 0.92885 | 0.47835 | 0.99605 | 0.97209 | 0.98567 | 0.89307 | 0.55437 | 0.97266 | 0.96601 | 0.95679 | 1 | 0.99848 | 0
May | 26 | 11 | Weekday | Friday | 0.99707 | 0.96039 | 0.96677 | 0.74443 | 0.004576 | 0.74443 | 0.74443 | 0.98072 | 0.74443 | 0.99707 | 0.99707 | 0.93365 | 0.97369 | 0.58963 | 0.90656 | 0.93421 | 0.50532 | 0.95151 | 0.98101 | 0.96372 | 0.9392 | 0.57514 | 0.92768 | 0.98072 | 0.97592 | 0.95113 | 0.90026 | 0.97718 | 0.97397 | 0.63342 | 0.90271 | 0.93131 | 0.47951 | 0.94844 | 0.98348 | 0.96611 | 0.92594 | 0.56096 | 0.92468 | 0.97587 | 0.96918 | 0.95515 | 0.90519 | 0
May | 26 | 12 | Weekday | Friday | 0.98827 | 0.97526 | 0.96266 | 0.7531 | 0.004576 | 0.7531 | 0.7531 | 0.9869 | 0.7531 | 0.98827 | 0.98827 | 0.77371 | 0.99303 | 0.57441 | 0.95669 | 0.9535 | 0.49997 | 0.99647 | 0.98477 | 0.95734 | 0.96639 | 0.57746 | 0.98464 | 0.9869 | 0.98135 | 0.94273 | 0.99139 | 0.80586 | 0.99499 | 0.6144 | 0.95484 | 0.95108 | 0.48197 | 0.99649 | 0.97749 | 0.96141 | 0.95354 | 0.56841 | 0.98236 | 0.98415 | 0.97766 | 0.95261 | 0.99902 | 0
May | 26 | 13 | Weekday | Friday | 0.96454 | 0.98626 | 0.96676 | 0.74089 | 0.004576 | 0.74089 | 0.74089 | 0.99249 | 0.74089 | 0.96454 | 0.96454 | 0.73663 | 0.99068 | 0.5703 | 0.96158 | 0.92843 | 0.4989 | 0.99329 | 0.99077 | 0.77949 | 0.99296 | 0.58327 | 0.98849 | 0.99249 | 0.98849 | 0.92561 | 0.99165 | 0.80067 | 0.9947 | 0.6104 | 0.96216 | 0.92795 | 0.48864 | 1 | 0.99387 | 0.77655 | 0.98695 | 0.57404 | 0.98921 | 0.99072 | 0.98603 | 0.93932 | 0.99965 | 0
May | 26 | 14 | Weekday | Friday | 0.94657 | 1 | 0.95611 | 0.75843 | 0.004576 | 0.75843 | 0.75843 | 0.99652 | 0.75843 | 0.94657 | 0.94657 | 0.78112 | 0.98782 | 0.56495 | 0.96652 | 0.93471 | 0.54311 | 0.97065 | 1 | 0.78428 | 1 | 0.58532 | 0.9962 | 0.99652 | 0.99504 | 0.91043 | 0.99178 | 0.79791 | 0.9936 | 0.6042 | 0.96743 | 0.93476 | 0.53032 | 0.98488 | 1 | 0.77473 | 1 | 0.57507 | 0.99659 | 0.99679 | 0.99556 | 0.92755 | 1 | 0
May | 26 | 15 | Weekday | Friday | 0.89738 | 0.99991 | 0.93759 | 0.79962 | 0.004576 | 0.79962 | 0.79962 | 1 | 0.79962 | 0.89738 | 0.89738 | 0.97596 | 0.98956 | 0.5945 | 1 | 0.96309 | 0.72134 | 0.96647 | 0.94486 | 0.78096 | 0.97146 | 0.57905 | 1 | 1 | 1 | 0.91078 | 0.99195 | 0.9741 | 0.99731 | 0.66782 | 1 | 0.96163 | 0.71598 | 0.98647 | 0.96638 | 0.77236 | 0.98744 | 0.61373 | 1 | 1 | 1 | 0.92746 | 0.99996 | 0
May | 26 | 16 | Weekday | Friday | 0.84078 | 0.97088 | 0.91612 | 0.89036 | 0.004576 | 0.89036 | 0.89036 | 0.99879 | 0.89036 | 0.84078 | 0.84078 | 0.98729 | 0.98559 | 0.696 | 0.91145 | 0.88037 | 0.87405 | 0.95831 | 0.70896 | 0.96239 | 0.82908 | 0.6893 | 0.63558 | 0.99879 | 0.99866 | 0.90817 | 0.29565 | 0.98273 | 0.99515 | 0.75453 | 0.91137 | 0.88071 | 0.86215 | 0.97524 | 0.71539 | 0.95917 | 0.82517 | 0.72612 | 0.63193 | 0.99654 | 0.99499 | 0.91964 | 0.29877 | 0
May | 26 | 17 | Weekday | Friday | 0.80289 | 0.93297 | 0.89373 | 0.98153 | 0.004576 | 0.98153 | 0.98153 | 0.76685 | 0.98153 | 0.80289 | 0.80289 | 1 | 0.82216 | 0.87879 | 0.75834 | 0.60404 | 0.93566 | 0.6066 | 0.70196 | 0.96916 | 0.79389 | 0.77201 | 0.49266 | 0.76685 | 0.74662 | 0.90171 | 0.097688 | 0.98802 | 0.8186 | 0.88876 | 0.75456 | 0.60378 | 0.91451 | 0.5949 | 0.70112 | 0.95465 | 0.78102 | 0.79726 | 0.48906 | 0.75986 | 0.73523 | 0.90415 | 0.097749 | 0
May | 26 | 18 | Weekday | Friday | 0.76485 | 0.89972 | 0.87116 | 0.9993 | 0.52599 | 0.9993 | 0.9993 | 0.75941 | 0.9993 | 0.76485 | 0.76485 | 0.82088 | 0.82647 | 0.85409 | 0.73763 | 0.60939 | 0.92226 | 0.61904 | 0.70183 | 0.99124 | 0.75561 | 0.80377 | 0.52091 | 0.75941 | 0.75247 | 0.86571 | 0.12651 | 0.82535 | 0.81981 | 0.91049 | 0.73141 | 0.60966 | 0.90453 | 0.60147 | 0.69641 | 0.97113 | 0.74718 | 0.8416 | 0.51735 | 0.744 | 0.73005 | 0.85584 | 0.12608 | 0
May | 26 | 19 | Weekday | Friday | 0.78068 | 0.89446 | 0.8575 | 1 | 1 | 1 | 1 | 0.80008 | 1 | 0.78068 | 0.78068 | 0.85473 | 0.76006 | 0.92418 | 0.63645 | 0.59593 | 0.98311 | 0.58875 | 0.72911 | 0.87444 | 0.7364 | 0.93829 | 0.61899 | 0.80008 | 0.86161 | 0.81766 | 0.23134 | 0.88736 | 0.73888 | 1 | 0.62282 | 0.59595 | 0.97881 | 0.5473 | 0.71896 | 0.85133 | 0.72024 | 0.98194 | 0.61345 | 0.77794 | 0.82704 | 0.79547 | 0.23199 | 0
May | 26 | 20 | Weekday | Friday | 0.79952 | 0.8605 | 0.84293 | 0.99177 | 1 | 0.99177 | 0.99177 | 0.36747 | 0.99177 | 0.79952 | 0.79952 | 0.83049 | 0.73283 | 0.9521 | 0.59847 | 0.59309 | 0.83842 | 0.3994 | 0.29364 | 0.87538 | 0.16839 | 0.89967 | 0.6173 | 0.36747 | 0.44643 | 0.59354 | 0.23679 | 0.87144 | 0.70743 | 0.95612 | 0.58158 | 0.5938 | 0.83695 | 0.38132 | 0.29923 | 0.84497 | 0.17282 | 0.92929 | 0.61088 | 0.36265 | 0.43982 | 0.57704 | 0.23284 | 0
May | 26 | 21 | Weekday | Friday | 0.7476 | 0.79112 | 0.81642 | 0.92964 | 1 | 0.92964 | 0.92964 | 0.20475 | 0.92964 | 0.7476 | 0.7476 | 0.787 | 0.69405 | 0.77934 | 0.2628 | 0.31349 | 0.6635 | 0.39759 | 0.28837 | 0.86971 | 0.15274 | 0.65858 | 0.39923 | 0.20475 | 0.28479 | 0.35274 | 0.23778 | 0.85968 | 0.66193 | 0.78624 | 0.26365 | 0.31369 | 0.65404 | 0.35045 | 0.29884 | 0.83805 | 0.15833 | 0.67207 | 0.3971 | 0.20619 | 0.28777 | 0.37575 | 0.23301 | 0
May | 26 | 22 | Weekday | Friday | 0.73178 | 0.75413 | 0.78556 | 0.79411 | 1 | 0.79411 | 0.79411 | 0.20475 | 0.79411 | 0.73178 | 0.73178 | 0.75109 | 0.6926 | 0.57259 | 0.22616 | 0.29428 | 0.49739 | 0.32232 | 0.29249 | 0.90101 | 0.15369 | 0.44814 | 0.37905 | 0.20475 | 0.28479 | 0.45875 | 0.23951 | 0.87225 | 0.65913 | 0.60066 | 0.22687 | 0.2942 | 0.4993 | 0.29334 | 0.30273 | 0.87558 | 0.15959 | 0.45411 | 0.37628 | 0.20619 | 0.28777 | 0.48912 | 0.23327 | 0
May | 26 | 23 | Weekday | Friday | 0.68236 | 0.75398 | 0.76109 | 0.66752 | 1 | 0.66752 | 0.66752 | 0.19663 | 0.66752 | 0.68236 | 0.68236 | 0.48675 | 0.69852 | 0.39828 | 0.19969 | 0.2757 | 0.38494 | 0.37898 | 0.28635 | 0.56134 | 0.15142 | 0.39674 | 0.36273 | 0.19663 | 0.27775 | 0.37241 | 0.24039 | 0.50099 | 0.66408 | 0.41112 | 0.20023 | 0.2756 | 0.40041 | 0.32725 | 0.29891 | 0.50011 | 0.15836 | 0.40201 | 0.35641 | 0.19801 | 0.28066 | 0.39705 | 0.23342 | 0
May | 27 | 24 | Weekend | Saturday | 0.6566 | 0.73225 | 0.76338 | 0.592 | 1 | 0.592 | 0.592 | 0.20032 | 0.592 | 0.6566 | 0.6566 | 0.24927 | 0.69641 | 0.38933 | 0.18075 | 0.25512 | 0.36466 | 0.34899 | 0.2865 | 0.33762 | 0.15102 | 0.39491 | 0.33278 | 0.20032 | 0.28095 | 0.33868 | 0.24074 | 0.3301 | 0.66117 | 0.42171 | 0.18125 | 0.25522 | 0.38222 | 0.30081 | 0.29888 | 0.34839 | 0.15836 | 0.40092 | 0.33464 | 0.20172 | 0.28389 | 0.36063 | 0.23345 | 0
May | 27 | 1 | Weekend | Saturday | 0.65007 | 0.68718 | 0.75054 | 0.54909 | 1 | 0.54909 | 0.54909 | 0.20032 | 0.54909 | 0.65007 | 0.65007 | 0.2484 | 0.6973 | 0.35147 | 0.18081 | 0.25541 | 0.35123 | 0.34489 | 0.28594 | 0.33649 | 0.15179 | 0.34781 | 0.33999 | 0.20032 | 0.28095 | 0.33354 | 0.24235 | 0.33066 | 0.66108 | 0.37452 | 0.18125 | 0.25522 | 0.37046 | 0.2996 | 0.29884 | 0.34939 | 0.15835 | 0.34692 | 0.33464 | 0.20172 | 0.28389 | 0.35558 | 0.2337 | 0
May | 27 | 2 | Weekend | Saturday | 0.6451 | 0.67168 | 0.74304 | 0.52624 | 1 | 0.52624 | 0.52624 | 0.20032 | 0.52624 | 0.6451 | 0.6451 | 0.24919 | 0.69734 | 0.35903 | 0.18075 | 0.25541 | 0.34462 | 0.39615 | 0.28642 | 0.33892 | 0.15139 | 0.33768 | 0.34119 | 0.20032 | 0.28095 | 0.32956 | 0.24272 | 0.33089 | 0.66074 | 0.38439 | 0.18125 | 0.25522 | 0.36265 | 0.33305 | 0.29879 | 0.34974 | 0.15833 | 0.34076 | 0.33464 | 0.20172 | 0.28389 | 0.35148 | 0.23374 | 0
May | 27 | 3 | Weekend | Saturday | 0.63563 | 0.66636 | 0.74173 | 0.50104 | 1 | 0.50104 | 0.50104 | 0.20032 | 0.50104 | 0.63563 | 0.63563 | 0.25168 | 0.70249 | 0.38978 | 0.18995 | 0.25483 | 0.39116 | 0.43172 | 0.28704 | 0.34298 | 0.15274 | 0.35805 | 0.33278 | 0.20032 | 0.28095 | 0.35072 | 0.24362 | 0.33443 | 0.66748 | 0.40453 | 0.19056 | 0.25522 | 0.40943 | 0.37157 | 0.29999 | 0.35543 | 0.15894 | 0.35214 | 0.33464 | 0.20172 | 0.28389 | 0.37348 | 0.23389 | 0
May | 27 | 4 | Weekend | Saturday | 0.64842 | 0.67172 | 0.75737 | 0.50445 | 1 | 0.50445 | 0.50445 | 0.1098 | 0.50445 | 0.64842 | 0.64842 | 0.4709 | 0.69554 | 0.40056 | 0.18374 | 0.18331 | 0.4414 | 0.47924 | 0.2581 | 0.50998 | 0.13748 | 0.34964 | 0.2235 | 0.1098 | 0.13586 | 0.31706 | 0.15748 | 0.44204 | 0.65952 | 0.39741 | 0.18396 | 0.18255 | 0.43756 | 0.38146 | 0.27012 | 0.43824 | 0.14334 | 0.34317 | 0.21692 | 0.11057 | 0.13728 | 0.338 | 0.1472 | 0
May | 27 | 5 | Weekend | Saturday | 0.61495 | 0.69173 | 0.80439 | 0.6082 | 0.004576 | 0.6082 | 0.6082 | 0.24896 | 0.6082 | 0.61495 | 0.61495 | 0.72897 | 0.72415 | 0.61388 | 0.31495 | 0.28649 | 0.59544 | 0.51128 | 0.2437 | 0.95201 | 0.12861 | 0.51662 | 0.28749 | 0.24896 | 0.2727 | 0.57923 | 0.10887 | 0.76425 | 0.70436 | 0.62961 | 0.29918 | 0.28643 | 0.52825 | 0.44267 | 0.2539 | 0.92679 | 0.13486 | 0.52355 | 0.2731 | 0.14224 | 0.12101 | 0.46679 | 0.099482 | 0
May | 27 | 6 | Weekend | Saturday | 0.61985 | 0.73726 | 0.87607 | 0.71962 | 0.004576 | 0.71962 | 0.71962 | 0.26003 | 0.71962 | 0.61985 | 0.61985 | 0.82891 | 0.7774 | 0.83351 | 0.36236 | 0.29648 | 0.66612 | 0.57409 | 0.24291 | 0.92755 | 0.12926 | 0.70246 | 0.28524 | 0.26003 | 0.2762 | 0.6311 | 0.20379 | 0.93015 | 0.74396 | 0.81086 | 0.34925 | 0.29646 | 0.59976 | 0.51302 | 0.25361 | 0.92634 | 0.13472 | 0.71033 | 0.27245 | 0.19163 | 0.17322 | 0.52501 | 0.17821 | 0
May | 27 | 7 | Weekend | Saturday | 0.67494 | 0.77738 | 0.93377 | 0.72714 | 0.004576 | 0.72714 | 0.72714 | 0.56555 | 0.72714 | 0.67494 | 0.67494 | 0.85331 | 0.79728 | 1 | 0.5012 | 0.37935 | 0.61498 | 0.64423 | 0.24302 | 0.75168 | 0.12892 | 1 | 0.34876 | 0.56555 | 0.57676 | 0.77516 | 0.19892 | 0.93389 | 0.7763 | 0.92476 | 0.49551 | 0.37908 | 0.54968 | 0.61196 | 0.25373 | 0.7486 | 0.13477 | 0.99148 | 0.33894 | 0.4481 | 0.40421 | 0.70358 | 0.18581 | 0
May | 27 | 8 | Weekend | Saturday | 0.74433 | 0.83087 | 0.96439 | 0.75803 | 0.004576 | 0.75803 | 0.75803 | 0.60846 | 0.75803 | 0.74433 | 0.74433 | 0.72171 | 0.82784 | 0.83261 | 0.51247 | 0.40237 | 0.54854 | 0.69071 | 0.24429 | 0.76141 | 0.1302 | 0.86259 | 0.34944 | 0.60846 | 0.60319 | 0.75932 | 0.26547 | 0.77313 | 0.81385 | 0.81239 | 0.50906 | 0.4022 | 0.4935 | 0.65664 | 0.25397 | 0.75509 | 0.13489 | 0.85719 | 0.34222 | 0.55596 | 0.52192 | 0.71364 | 0.25867 | 0
May | 27 | 9 | Weekend | Saturday | 0.85213 | 0.87239 | 0.98068 | 0.73557 | 0.004576 | 0.73557 | 0.73557 | 0.73493 | 0.73557 | 0.85213 | 0.85213 | 0.93203 | 0.83389 | 0.69803 | 0.51368 | 0.3816 | 0.48964 | 0.68026 | 0.24436 | 0.94553 | 0.13382 | 0.62431 | 0.3497 | 0.73493 | 0.72356 | 0.83962 | 0.26285 | 0.95224 | 0.82175 | 0.70117 | 0.51107 | 0.38134 | 0.44058 | 0.65593 | 0.25405 | 0.9429 | 0.13494 | 0.60895 | 0.34688 | 0.71108 | 0.68518 | 0.82259 | 0.25867 | 0
May | 27 | 10 | Weekend | Saturday | 0.94696 | 0.91665 | 0.99348 | 0.74775 | 0.004576 | 0.74775 | 0.74775 | 0.72807 | 0.74775 | 0.94696 | 0.94696 | 0.94781 | 0.83475 | 0.65488 | 0.43428 | 0.37893 | 0.48821 | 0.71177 | 0.24785 | 1 | 0.13169 | 0.60273 | 0.3534 | 0.72807 | 0.70945 | 0.92204 | 0.2611 | 0.98887 | 0.82447 | 0.68373 | 0.43216 | 0.37866 | 0.45789 | 0.68438 | 0.25771 | 1 | 0.13603 | 0.59132 | 0.34941 | 0.71345 | 0.68561 | 0.92317 | 0.25867 | 0
May | 27 | 11 | Weekend | Saturday | 1 | 0.95445 | 0.9977 | 0.74352 | 0.004576 | 0.74352 | 0.74352 | 0.84412 | 0.74352 | 1 | 1 | 0.94075 | 0.82198 | 0.62545 | 0.44745 | 0.37651 | 0.48828 | 0.66852 | 0.2449 | 0.97882 | 0.18622 | 0.61184 | 0.28456 | 0.84412 | 0.82408 | 0.91606 | 0.18109 | 0.99437 | 0.81213 | 0.68849 | 0.44601 | 0.37535 | 0.46792 | 0.64795 | 0.25407 | 0.98157 | 0.19269 | 0.6001 | 0.28099 | 0.83715 | 0.81219 | 0.92969 | 0.17821 | 0
May | 27 | 12 | Weekend | Saturday | 0.99297 | 0.96767 | 0.99391 | 0.75149 | 0.004576 | 0.75149 | 0.75149 | 0.8673 | 0.75149 | 0.99297 | 0.99297 | 0.77629 | 0.81521 | 0.60456 | 0.50207 | 0.37282 | 0.47888 | 0.71337 | 0.24356 | 0.96229 | 0.20031 | 0.60824 | 0.28192 | 0.8673 | 0.8513 | 0.90715 | 0.17989 | 0.81754 | 0.8058 | 0.66103 | 0.50162 | 0.37223 | 0.46482 | 0.69282 | 0.2543 | 0.96811 | 0.20687 | 0.6064 | 0.27839 | 0.86305 | 0.84358 | 0.92763 | 0.17821 | 0
May | 27 | 13 | Weekend | Saturday | 0.97147 | 0.97832 | 1 | 0.73431 | 0.004576 | 0.73431 | 0.73431 | 0.88663 | 0.73431 | 0.97147 | 0.97147 | 0.72629 | 0.81586 | 0.60197 | 0.41075 | 0.26865 | 0.47344 | 0.68865 | 0.24415 | 0.77472 | 0.256 | 0.61124 | 0.28346 | 0.88663 | 0.87422 | 0.88548 | 0.17867 | 0.8069 | 0.80788 | 0.65951 | 0.40951 | 0.26793 | 0.46597 | 0.67409 | 0.25437 | 0.77786 | 0.26639 | 0.60768 | 0.27751 | 0.8847 | 0.86968 | 0.90835 | 0.17821 | 0
May | 27 | 14 | Weekend | Saturday | 0.95249 | 0.99187 | 0.98845 | 0.75084 | 0.004576 | 0.75084 | 0.75084 | 0.89413 | 0.75084 | 0.95249 | 0.95249 | 0.76379 | 0.78248 | 0.59777 | 0.46268 | 0.29048 | 0.51554 | 0.71514 | 0.2518 | 0.77395 | 0.29386 | 0.61177 | 0.28544 | 0.89413 | 0.88782 | 0.86552 | 0.17779 | 0.80254 | 0.78038 | 0.65465 | 0.4622 | 0.29015 | 0.50479 | 0.70009 | 0.2635 | 0.77609 | 0.30627 | 0.6035 | 0.27951 | 0.8948 | 0.88619 | 0.89061 | 0.17821 | 0
May | 27 | 15 | Weekend | Saturday | 0.90343 | 0.99117 | 0.96565 | 0.78487 | 0.004576 | 0.78487 | 0.78487 | 0.89612 | 0.78487 | 0.90343 | 0.90343 | 0.96208 | 0.77524 | 0.62723 | 0.53847 | 0.31426 | 0.69916 | 0.65646 | 0.25895 | 0.77415 | 0.299 | 0.60081 | 0.28329 | 0.89612 | 0.89198 | 0.86246 | 0.096551 | 0.98415 | 0.7736 | 0.71575 | 0.53785 | 0.3146 | 0.69557 | 0.64007 | 0.27101 | 0.77624 | 0.31253 | 0.64047 | 0.28341 | 0.89507 | 0.88742 | 0.88998 | 0.097572 | 0
May | 27 | 16 | Weekend | Saturday | 0.84525 | 0.96096 | 0.93938 | 0.86817 | 0.004576 | 0.86817 | 0.86817 | 0.79121 | 0.86817 | 0.84525 | 0.84525 | 0.97694 | 0.74922 | 0.68911 | 0.52503 | 0.29533 | 0.89554 | 0.62756 | 0.26308 | 0.95988 | 0.31157 | 0.67726 | 0.25695 | 0.79121 | 0.78112 | 0.81897 | 0.096551 | 0.99282 | 0.74456 | 0.77306 | 0.52327 | 0.29531 | 0.88845 | 0.60745 | 0.27372 | 0.96476 | 0.32589 | 0.71952 | 0.25073 | 0.77685 | 0.75838 | 0.83517 | 0.097572 | 0
May | 27 | 17 | Weekend | Saturday | 0.80772 | 0.92514 | 0.91344 | 0.94879 | 0.004576 | 0.94879 | 0.94879 | 0.6007 | 0.94879 | 0.80772 | 0.80772 | 0.99444 | 0.7348 | 0.81638 | 0.36304 | 0.17871 | 0.963 | 0.43678 | 0.24622 | 0.97048 | 0.25082 | 0.81789 | 0.15842 | 0.6007 | 0.57887 | 0.80457 | 0.096551 | 1 | 0.72284 | 0.91382 | 0.36439 | 0.17792 | 0.94667 | 0.41064 | 0.25764 | 0.96586 | 0.2626 | 0.86442 | 0.15236 | 0.57576 | 0.54186 | 0.80236 | 0.097572 | 0
May | 27 | 18 | Weekend | Saturday | 0.76812 | 0.88992 | 0.88699 | 0.95981 | 0.40275 | 0.95981 | 0.95981 | 0.36427 | 0.95981 | 0.76812 | 0.76812 | 0.80859 | 0.73708 | 0.85572 | 0.25691 | 0.17101 | 0.9401 | 0.45253 | 0.25285 | 0.98681 | 0.21807 | 0.84249 | 0.18608 | 0.36427 | 0.37303 | 0.72591 | 0.11867 | 0.83959 | 0.72253 | 0.92348 | 0.25775 | 0.17078 | 0.92642 | 0.41927 | 0.26352 | 0.98252 | 0.22826 | 0.88943 | 0.18274 | 0.35131 | 0.35405 | 0.70516 | 0.11992 | 0
May | 27 | 19 | Weekend | Saturday | 0.78399 | 0.8846 | 0.87154 | 0.95598 | 1 | 0.95598 | 0.95598 | 0.44383 | 0.95598 | 0.78399 | 0.78399 | 0.84183 | 0.70867 | 0.90841 | 0.2457 | 0.2557 | 1 | 0.44279 | 0.28792 | 0.86376 | 0.1751 | 0.95039 | 0.33879 | 0.44383 | 0.51871 | 0.72135 | 0.22924 | 0.89526 | 0.68188 | 0.99028 | 0.24642 | 0.25522 | 1 | 0.40753 | 0.30091 | 0.85888 | 0.1836 | 1 | 0.33464 | 0.42996 | 0.49953 | 0.69145 | 0.23166 | 0
May | 27 | 20 | Weekend | Saturday | 0.79969 | 0.85252 | 0.85547 | 0.95721 | 1 | 0.95721 | 0.95721 | 0.25036 | 0.95721 | 0.79969 | 0.79969 | 0.81488 | 0.71003 | 0.87681 | 0.22741 | 0.25541 | 0.85121 | 0.41413 | 0.28661 | 0.86632 | 0.16122 | 0.92557 | 0.33879 | 0.25036 | 0.33261 | 0.58258 | 0.22924 | 0.87717 | 0.6812 | 0.94467 | 0.2278 | 0.25522 | 0.85428 | 0.37319 | 0.30008 | 0.85083 | 0.15894 | 0.97304 | 0.33464 | 0.25211 | 0.3361 | 0.56697 | 0.23166 | 0
May | 27 | 21 | Weekend | Saturday | 0.75167 | 0.78627 | 0.82569 | 0.90423 | 1 | 0.90423 | 0.90423 | 0.20032 | 0.90423 | 0.75167 | 0.75167 | 0.76414 | 0.70499 | 0.8397 | 0.20848 | 0.25541 | 0.67356 | 0.37775 | 0.28722 | 0.85231 | 0.15219 | 0.72276 | 0.33638 | 0.20032 | 0.28095 | 0.35401 | 0.22924 | 0.86436 | 0.67191 | 0.81799 | 0.20918 | 0.25522 | 0.67001 | 0.33017 | 0.29909 | 0.84131 | 0.15842 | 0.73758 | 0.33464 | 0.20172 | 0.28389 | 0.37699 | 0.23166 | 0
May | 27 | 22 | Weekend | Saturday | 0.73374 | 0.75379 | 0.79128 | 0.77532 | 1 | 0.77532 | 0.77532 | 0.20032 | 0.77532 | 0.73374 | 0.73374 | 0.72551 | 0.70128 | 0.61907 | 0.19001 | 0.25483 | 0.50353 | 0.35921 | 0.28912 | 0.88457 | 0.15333 | 0.4856 | 0.33879 | 0.20032 | 0.28095 | 0.45929 | 0.22924 | 0.8738 | 0.66725 | 0.63357 | 0.19056 | 0.25522 | 0.51294 | 0.314 | 0.30272 | 0.87742 | 0.15955 | 0.49189 | 0.33464 | 0.20172 | 0.28389 | 0.48975 | 0.23166 | 0
May | 27 | 23 | Weekend | Saturday | 0.68469 | 0.75318 | 0.7643 | 0.65815 | 1 | 0.65815 | 0.65815 | 0.19663 | 0.65815 | 0.68469 | 0.68469 | 0.48675 | 0.69852 | 0.39828 | 0.19969 | 0.2757 | 0.38494 | 0.37898 | 0.28635 | 0.56134 | 0.15142 | 0.39674 | 0.36273 | 0.19663 | 0.27775 | 0.37241 | 0.24039 | 0.50099 | 0.66408 | 0.41112 | 0.20023 | 0.2756 | 0.40041 | 0.32725 | 0.29891 | 0.50011 | 0.15836 | 0.40201 | 0.35641 | 0.19801 | 0.28066 | 0.39705 | 0.23342 | 0
May | 28 | 24 | Weekend | Sunday | 0.6566 | 0.73225 | 0.76338 | 0.592 | 1 | 0.592 | 0.592 | 0.20032 | 0.592 | 0.6566 | 0.6566 | 0.24927 | 0.69641 | 0.38933 | 0.18075 | 0.25512 | 0.36466 | 0.34899 | 0.2865 | 0.33762 | 0.15102 | 0.39491 | 0.33278 | 0.20032 | 0.28095 | 0.33868 | 0.24074 | 0.3301 | 0.66117 | 0.42171 | 0.18125 | 0.25522 | 0.38222 | 0.30081 | 0.29888 | 0.34839 | 0.15836 | 0.40092 | 0.33464 | 0.20172 | 0.28389 | 0.36063 | 0.23345 | 0
May | 28 | 1 | Weekend | Sunday | 0.65007 | 0.68718 | 0.75054 | 0.54909 | 1 | 0.54909 | 0.54909 | 0.20032 | 0.54909 | 0.65007 | 0.65007 | 0.2484 | 0.6973 | 0.35147 | 0.18081 | 0.25541 | 0.35123 | 0.34489 | 0.28594 | 0.33649 | 0.15179 | 0.34781 | 0.33999 | 0.20032 | 0.28095 | 0.33354 | 0.24235 | 0.33066 | 0.66108 | 0.37452 | 0.18125 | 0.25522 | 0.37046 | 0.2996 | 0.29884 | 0.34939 | 0.15835 | 0.34692 | 0.33464 | 0.20172 | 0.28389 | 0.35558 | 0.2337 | 0
May | 28 | 2 | Weekend | Sunday | 0.6451 | 0.67168 | 0.74304 | 0.52624 | 1 | 0.52624 | 0.52624 | 0.20032 | 0.52624 | 0.6451 | 0.6451 | 0.24919 | 0.69734 | 0.35903 | 0.18075 | 0.25541 | 0.34462 | 0.39615 | 0.28642 | 0.33892 | 0.15139 | 0.33768 | 0.34119 | 0.20032 | 0.28095 | 0.32956 | 0.24272 | 0.33089 | 0.66074 | 0.38439 | 0.18125 | 0.25522 | 0.36265 | 0.33305 | 0.29879 | 0.34974 | 0.15833 | 0.34076 | 0.33464 | 0.20172 | 0.28389 | 0.35148 | 0.23374 | 0
May | 28 | 3 | Weekend | Sunday | 0.63563 | 0.66636 | 0.74173 | 0.50104 | 1 | 0.50104 | 0.50104 | 0.20032 | 0.50104 | 0.63563 | 0.63563 | 0.25168 | 0.70249 | 0.38978 | 0.18995 | 0.25483 | 0.39116 | 0.43172 | 0.28704 | 0.34298 | 0.15274 | 0.35805 | 0.33278 | 0.20032 | 0.28095 | 0.35072 | 0.24362 | 0.33443 | 0.66748 | 0.40453 | 0.19056 | 0.25522 | 0.40943 | 0.37157 | 0.29999 | 0.35543 | 0.15894 | 0.35214 | 0.33464 | 0.20172 | 0.28389 | 0.37348 | 0.23389 | 0
May | 28 | 4 | Weekend | Sunday | 0.64842 | 0.67172 | 0.75737 | 0.50445 | 1 | 0.50445 | 0.50445 | 0.1098 | 0.50445 | 0.64842 | 0.64842 | 0.4709 | 0.69554 | 0.40056 | 0.18374 | 0.18331 | 0.4414 | 0.47924 | 0.2581 | 0.50998 | 0.13748 | 0.34964 | 0.2235 | 0.1098 | 0.13586 | 0.31706 | 0.15748 | 0.44204 | 0.65952 | 0.39741 | 0.18396 | 0.18255 | 0.43756 | 0.38146 | 0.27012 | 0.43824 | 0.14334 | 0.34317 | 0.21692 | 0.11057 | 0.13728 | 0.338 | 0.1472 | 0
May | 28 | 5 | Weekend | Sunday | 0.61495 | 0.69173 | 0.80439 | 0.6082 | 0.004576 | 0.6082 | 0.6082 | 0.24896 | 0.6082 | 0.61495 | 0.61495 | 0.72897 | 0.72415 | 0.61388 | 0.31495 | 0.28649 | 0.59544 | 0.51128 | 0.2437 | 0.95201 | 0.12861 | 0.51662 | 0.28749 | 0.24896 | 0.2727 | 0.57923 | 0.10887 | 0.76425 | 0.70436 | 0.62961 | 0.29918 | 0.28643 | 0.52825 | 0.44267 | 0.2539 | 0.92679 | 0.13486 | 0.52355 | 0.2731 | 0.14224 | 0.12101 | 0.46679 | 0.099482 | 0
May | 28 | 6 | Weekend | Sunday | 0.61985 | 0.73726 | 0.87607 | 0.71962 | 0.004576 | 0.71962 | 0.71962 | 0.26003 | 0.71962 | 0.61985 | 0.61985 | 0.82891 | 0.7774 | 0.83351 | 0.36236 | 0.29648 | 0.66612 | 0.57409 | 0.24291 | 0.92755 | 0.12926 | 0.70246 | 0.28524 | 0.26003 | 0.2762 | 0.6311 | 0.20379 | 0.93015 | 0.74396 | 0.81086 | 0.34925 | 0.29646 | 0.59976 | 0.51302 | 0.25361 | 0.92634 | 0.13472 | 0.71033 | 0.27245 | 0.19163 | 0.17322 | 0.52501 | 0.17821 | 0
May | 28 | 7 | Weekend | Sunday | 0.67494 | 0.77738 | 0.93377 | 0.72714 | 0.004576 | 0.72714 | 0.72714 | 0.56555 | 0.72714 | 0.67494 | 0.67494 | 0.85331 | 0.79728 | 1 | 0.5012 | 0.37935 | 0.61498 | 0.64423 | 0.24302 | 0.75168 | 0.12892 | 1 | 0.34876 | 0.56555 | 0.57676 | 0.77516 | 0.19892 | 0.93389 | 0.7763 | 0.92476 | 0.49551 | 0.37908 | 0.54968 | 0.61196 | 0.25373 | 0.7486 | 0.13477 | 0.99148 | 0.33894 | 0.4481 | 0.40421 | 0.70358 | 0.18581 | 0
May | 28 | 8 | Weekend | Sunday | 0.74433 | 0.83087 | 0.96439 | 0.75803 | 0.004576 | 0.75803 | 0.75803 | 0.60846 | 0.75803 | 0.74433 | 0.74433 | 0.72171 | 0.82784 | 0.83261 | 0.51247 | 0.40237 | 0.54854 | 0.69071 | 0.24429 | 0.76141 | 0.1302 | 0.86259 | 0.34944 | 0.60846 | 0.60319 | 0.75932 | 0.26547 | 0.77313 | 0.81385 | 0.81239 | 0.50906 | 0.4022 | 0.4935 | 0.65664 | 0.25397 | 0.75509 | 0.13489 | 0.85719 | 0.34222 | 0.55596 | 0.52192 | 0.71364 | 0.25867 | 0
May | 28 | 9 | Weekend | Sunday | 0.85213 | 0.87239 | 0.98068 | 0.73557 | 0.004576 | 0.73557 | 0.73557 | 0.73493 | 0.73557 | 0.85213 | 0.85213 | 0.93203 | 0.83389 | 0.69803 | 0.51368 | 0.3816 | 0.48964 | 0.68026 | 0.24436 | 0.94553 | 0.13382 | 0.62431 | 0.3497 | 0.73493 | 0.72356 | 0.83962 | 0.26285 | 0.95224 | 0.82175 | 0.70117 | 0.51107 | 0.38134 | 0.44058 | 0.65593 | 0.25405 | 0.9429 | 0.13494 | 0.60895 | 0.34688 | 0.71108 | 0.68518 | 0.82259 | 0.25867 | 0
May | 28 | 10 | Weekend | Sunday | 0.94696 | 0.91665 | 0.99348 | 0.74775 | 0.004576 | 0.74775 | 0.74775 | 0.72807 | 0.74775 | 0.94696 | 0.94696 | 0.94781 | 0.83475 | 0.65488 | 0.43428 | 0.37893 | 0.48821 | 0.71177 | 0.24785 | 1 | 0.13169 | 0.60273 | 0.3534 | 0.72807 | 0.70945 | 0.92204 | 0.2611 | 0.98887 | 0.82447 | 0.68373 | 0.43216 | 0.37866 | 0.45789 | 0.68438 | 0.25771 | 1 | 0.13603 | 0.59132 | 0.34941 | 0.71345 | 0.68561 | 0.92317 | 0.25867 | 0
May | 28 | 11 | Weekend | Sunday | 1 | 0.95445 | 0.9977 | 0.74352 | 0.004576 | 0.74352 | 0.74352 | 0.84412 | 0.74352 | 1 | 1 | 0.94075 | 0.82198 | 0.62545 | 0.44745 | 0.37651 | 0.48828 | 0.66852 | 0.2449 | 0.97882 | 0.18622 | 0.61184 | 0.28456 | 0.84412 | 0.82408 | 0.91606 | 0.18109 | 0.99437 | 0.81213 | 0.68849 | 0.44601 | 0.37535 | 0.46792 | 0.64795 | 0.25407 | 0.98157 | 0.19269 | 0.6001 | 0.28099 | 0.83715 | 0.81219 | 0.92969 | 0.17821 | 0
May | 28 | 12 | Weekend | Sunday | 0.99297 | 0.96767 | 0.99391 | 0.75149 | 0.004576 | 0.75149 | 0.75149 | 0.8673 | 0.75149 | 0.99297 | 0.99297 | 0.77629 | 0.81521 | 0.60456 | 0.50207 | 0.37282 | 0.47888 | 0.71337 | 0.24356 | 0.96229 | 0.20031 | 0.60824 | 0.28192 | 0.8673 | 0.8513 | 0.90715 | 0.17989 | 0.81754 | 0.8058 | 0.66103 | 0.50162 | 0.37223 | 0.46482 | 0.69282 | 0.2543 | 0.96811 | 0.20687 | 0.6064 | 0.27839 | 0.86305 | 0.84358 | 0.92763 | 0.17821 | 0
May | 28 | 13 | Weekend | Sunday | 0.97147 | 0.97832 | 1 | 0.73431 | 0.004576 | 0.73431 | 0.73431 | 0.88663 | 0.73431 | 0.97147 | 0.97147 | 0.72629 | 0.81586 | 0.60197 | 0.41075 | 0.26865 | 0.47344 | 0.68865 | 0.24415 | 0.77472 | 0.256 | 0.61124 | 0.28346 | 0.88663 | 0.87422 | 0.88548 | 0.17867 | 0.8069 | 0.80788 | 0.65951 | 0.40951 | 0.26793 | 0.46597 | 0.67409 | 0.25437 | 0.77786 | 0.26639 | 0.60768 | 0.27751 | 0.8847 | 0.86968 | 0.90835 | 0.17821 | 0
May | 28 | 14 | Weekend | Sunday | 0.95249 | 0.99187 | 0.98845 | 0.75084 | 0.004576 | 0.75084 | 0.75084 | 0.89413 | 0.75084 | 0.95249 | 0.95249 | 0.76379 | 0.78248 | 0.59777 | 0.46268 | 0.29048 | 0.51554 | 0.71514 | 0.2518 | 0.77395 | 0.29386 | 0.61177 | 0.28544 | 0.89413 | 0.88782 | 0.86552 | 0.17779 | 0.80254 | 0.78038 | 0.65465 | 0.4622 | 0.29015 | 0.50479 | 0.70009 | 0.2635 | 0.77609 | 0.30627 | 0.6035 | 0.27951 | 0.8948 | 0.88619 | 0.89061 | 0.17821 | 0
May | 28 | 15 | Weekend | Sunday | 0.90343 | 0.99117 | 0.96565 | 0.78487 | 0.004576 | 0.78487 | 0.78487 | 0.89612 | 0.78487 | 0.90343 | 0.90343 | 0.96208 | 0.77524 | 0.62723 | 0.53847 | 0.31426 | 0.69916 | 0.65646 | 0.25895 | 0.77415 | 0.299 | 0.60081 | 0.28329 | 0.89612 | 0.89198 | 0.86246 | 0.096551 | 0.98415 | 0.7736 | 0.71575 | 0.53785 | 0.3146 | 0.69557 | 0.64007 | 0.27101 | 0.77624 | 0.31253 | 0.64047 | 0.28341 | 0.89507 | 0.88742 | 0.88998 | 0.097572 | 0
May | 28 | 16 | Weekend | Sunday | 0.84525 | 0.96096 | 0.93938 | 0.86817 | 0.004576 | 0.86817 | 0.86817 | 0.79121 | 0.86817 | 0.84525 | 0.84525 | 0.97694 | 0.74922 | 0.68911 | 0.52503 | 0.29533 | 0.89554 | 0.62756 | 0.26308 | 0.95988 | 0.31157 | 0.67726 | 0.25695 | 0.79121 | 0.78112 | 0.81897 | 0.096551 | 0.99282 | 0.74456 | 0.77306 | 0.52327 | 0.29531 | 0.88845 | 0.60745 | 0.27372 | 0.96476 | 0.32589 | 0.71952 | 0.25073 | 0.77685 | 0.75838 | 0.83517 | 0.097572 | 0
May | 28 | 17 | Weekend | Sunday | 0.80772 | 0.92514 | 0.91344 | 0.94879 | 0.004576 | 0.94879 | 0.94879 | 0.6007 | 0.94879 | 0.80772 | 0.80772 | 0.99444 | 0.7348 | 0.81638 | 0.36304 | 0.17871 | 0.963 | 0.43678 | 0.24622 | 0.97048 | 0.25082 | 0.81789 | 0.15842 | 0.6007 | 0.57887 | 0.80457 | 0.096551 | 1 | 0.72284 | 0.91382 | 0.36439 | 0.17792 | 0.94667 | 0.41064 | 0.25764 | 0.96586 | 0.2626 | 0.86442 | 0.15236 | 0.57576 | 0.54186 | 0.80236 | 0.097572 | 0
May | 28 | 18 | Weekend | Sunday | 0.76812 | 0.88992 | 0.88699 | 0.95981 | 0.40275 | 0.95981 | 0.95981 | 0.36427 | 0.95981 | 0.76812 | 0.76812 | 0.80859 | 0.73708 | 0.85572 | 0.25691 | 0.17101 | 0.9401 | 0.45253 | 0.25285 | 0.98681 | 0.21807 | 0.84249 | 0.18608 | 0.36427 | 0.37303 | 0.72591 | 0.11867 | 0.83959 | 0.72253 | 0.92348 | 0.25775 | 0.17078 | 0.92642 | 0.41927 | 0.26352 | 0.98252 | 0.22826 | 0.88943 | 0.18274 | 0.35131 | 0.35405 | 0.70516 | 0.11992 | 0
May | 28 | 19 | Weekend | Sunday | 0.78399 | 0.8846 | 0.87154 | 0.95598 | 1 | 0.95598 | 0.95598 | 0.44383 | 0.95598 | 0.78399 | 0.78399 | 0.84183 | 0.70867 | 0.90841 | 0.2457 | 0.2557 | 1 | 0.44279 | 0.28792 | 0.86376 | 0.1751 | 0.95039 | 0.33879 | 0.44383 | 0.51871 | 0.72135 | 0.22924 | 0.89526 | 0.68188 | 0.99028 | 0.24642 | 0.25522 | 1 | 0.40753 | 0.30091 | 0.85888 | 0.1836 | 1 | 0.33464 | 0.42996 | 0.49953 | 0.69145 | 0.23166 | 0
May | 28 | 20 | Weekend | Sunday | 0.79969 | 0.85252 | 0.85547 | 0.95721 | 1 | 0.95721 | 0.95721 | 0.25036 | 0.95721 | 0.79969 | 0.79969 | 0.81488 | 0.71003 | 0.87681 | 0.22741 | 0.25541 | 0.85121 | 0.41413 | 0.28661 | 0.86632 | 0.16122 | 0.92557 | 0.33879 | 0.25036 | 0.33261 | 0.58258 | 0.22924 | 0.87717 | 0.6812 | 0.94467 | 0.2278 | 0.25522 | 0.85428 | 0.37319 | 0.30008 | 0.85083 | 0.15894 | 0.97304 | 0.33464 | 0.25211 | 0.3361 | 0.56697 | 0.23166 | 0
May | 28 | 21 | Weekend | Sunday | 0.75167 | 0.78627 | 0.82569 | 0.90423 | 1 | 0.90423 | 0.90423 | 0.20032 | 0.90423 | 0.75167 | 0.75167 | 0.76414 | 0.70499 | 0.8397 | 0.20848 | 0.25541 | 0.67356 | 0.37775 | 0.28722 | 0.85231 | 0.15219 | 0.72276 | 0.33638 | 0.20032 | 0.28095 | 0.35401 | 0.22924 | 0.86436 | 0.67191 | 0.81799 | 0.20918 | 0.25522 | 0.67001 | 0.33017 | 0.29909 | 0.84131 | 0.15842 | 0.73758 | 0.33464 | 0.20172 | 0.28389 | 0.37699 | 0.23166 | 0
May | 28 | 22 | Weekend | Sunday | 0.73374 | 0.75379 | 0.79128 | 0.77532 | 1 | 0.77532 | 0.77532 | 0.20032 | 0.77532 | 0.73374 | 0.73374 | 0.72551 | 0.70128 | 0.61907 | 0.19001 | 0.25483 | 0.50353 | 0.35921 | 0.28912 | 0.88457 | 0.15333 | 0.4856 | 0.33879 | 0.20032 | 0.28095 | 0.45929 | 0.22924 | 0.8738 | 0.66725 | 0.63357 | 0.19056 | 0.25522 | 0.51294 | 0.314 | 0.30272 | 0.87742 | 0.15955 | 0.49189 | 0.33464 | 0.20172 | 0.28389 | 0.48975 | 0.23166 | 0
May | 28 | 23 | Weekend | Sunday | 0.68469 | 0.75318 | 0.7643 | 0.65815 | 1 | 0.65815 | 0.65815 | 0.20603 | 0.65815 | 0.68469 | 0.68469 | 0.49894 | 0.67925 | 0.41261 | 0.20873 | 0.28505 | 0.38827 | 0.40927 | 0.28748 | 0.57872 | 0.15196 | 0.39427 | 0.36885 | 0.20603 | 0.2859 | 0.36444 | 0.2464 | 0.50079 | 0.64189 | 0.42587 | 0.20931 | 0.28534 | 0.402 | 0.35319 | 0.29887 | 0.49973 | 0.15835 | 0.39513 | 0.36682 | 0.20748 | 0.2889 | 0.38834 | 0.23432 | 0
May | 29 | 24 | Weekday | Monday | 0.64976 | 0.72327 | 0.73689 | 0.58645 | 1 | 0.58645 | 0.58645 | 0.20475 | 0.58645 | 0.64976 | 0.64976 | 0.24849 | 0.68495 | 0.36305 | 0.21698 | 0.29438 | 0.36769 | 0.32269 | 0.28673 | 0.33586 | 0.15168 | 0.36873 | 0.37989 | 0.20475 | 0.28479 | 0.33567 | 0.25373 | 0.32981 | 0.64738 | 0.38436 | 0.21756 | 0.2942 | 0.381 | 0.29046 | 0.29883 | 0.34791 | 0.15834 | 0.36827 | 0.37628 | 0.20619 | 0.28777 | 0.35774 | 0.23544 | 0
May | 29 | 1 | Weekday | Monday | 0.64703 | 0.68052 | 0.72648 | 0.54519 | 1 | 0.54519 | 0.54519 | 0.20475 | 0.54519 | 0.64703 | 0.64703 | 0.24864 | 0.6875 | 0.35504 | 0.21701 | 0.29388 | 0.35663 | 0.40884 | 0.2865 | 0.33773 | 0.15248 | 0.34246 | 0.37863 | 0.20475 | 0.28479 | 0.33094 | 0.25906 | 0.33035 | 0.64908 | 0.37644 | 0.21759 | 0.2942 | 0.36898 | 0.35327 | 0.29878 | 0.34884 | 0.15832 | 0.34155 | 0.37628 | 0.20619 | 0.28777 | 0.35289 | 0.23629 | 0
May | 29 | 2 | Weekday | Monday | 0.64387 | 0.66654 | 0.72091 | 0.52452 | 1 | 0.52452 | 0.52452 | 0.20475 | 0.52452 | 0.64387 | 0.64387 | 0.24879 | 0.68563 | 0.3487 | 0.21702 | 0.29448 | 0.35328 | 0.32127 | 0.28663 | 0.33681 | 0.15138 | 0.34068 | 0.37905 | 0.20475 | 0.28479 | 0.32729 | 0.25906 | 0.33055 | 0.64659 | 0.36938 | 0.21761 | 0.2942 | 0.36193 | 0.28758 | 0.29873 | 0.34916 | 0.1583 | 0.33647 | 0.37628 | 0.20619 | 0.28777 | 0.34885 | 0.23628 | 0
May | 29 | 3 | Weekday | Monday | 0.63569 | 0.66215 | 0.72182 | 0.50066 | 1 | 0.50066 | 0.50066 | 0.20475 | 0.50066 | 0.63569 | 0.63569 | 0.25463 | 0.73545 | 0.37644 | 0.22634 | 0.29378 | 0.40125 | 0.54519 | 0.28936 | 0.35016 | 0.15325 | 0.35702 | 0.37989 | 0.20475 | 0.28479 | 0.36883 | 0.26271 | 0.3387 | 0.70319 | 0.38441 | 0.22694 | 0.2942 | 0.40843 | 0.47983 | 0.30179 | 0.36232 | 0.15984 | 0.34789 | 0.37628 | 0.20619 | 0.28777 | 0.39303 | 0.23684 | 0
May | 29 | 4 | Weekday | Monday | 0.64828 | 0.66952 | 0.73866 | 0.50668 | 1 | 0.50668 | 0.50668 | 0.12211 | 0.50668 | 0.64828 | 0.64828 | 0.49224 | 0.77342 | 0.46491 | 0.24018 | 0.2475 | 0.45725 | 0.61069 | 0.26359 | 0.54805 | 0.13953 | 0.38535 | 0.29164 | 0.12211 | 0.15232 | 0.33651 | 0.188 | 0.44859 | 0.69642 | 0.43899 | 0.2405 | 0.24682 | 0.44211 | 0.48496 | 0.27395 | 0.44735 | 0.14531 | 0.37442 | 0.28879 | 0.12297 | 0.15391 | 0.35884 | 0.15779 | 0
May | 29 | 5 | Weekday | Monday | 0.61511 | 0.69267 | 0.78616 | 0.61554 | 0.004576 | 0.61554 | 0.61554 | 0.53576 | 0.61554 | 0.61511 | 0.61511 | 0.74875 | 0.87431 | 0.76534 | 0.4233 | 0.44926 | 0.60152 | 0.7536 | 0.44653 | 0.97748 | 0.48025 | 0.66152 | 0.40461 | 0.53576 | 0.57915 | 0.64775 | 0.32005 | 0.76575 | 0.84754 | 0.72657 | 0.38866 | 0.44991 | 0.52329 | 0.69197 | 0.31008 | 0.92915 | 0.30898 | 0.65786 | 0.38524 | 0.27482 | 0.21996 | 0.52584 | 0.25184 | 0
May | 29 | 6 | Weekday | Monday | 0.62212 | 0.73807 | 0.85408 | 0.72576 | 0.004576 | 0.72576 | 0.72576 | 0.56692 | 0.72576 | 0.62212 | 0.62212 | 0.9078 | 0.94564 | 0.98487 | 0.52028 | 0.56634 | 0.67461 | 0.88826 | 0.70597 | 0.97475 | 0.66821 | 0.85676 | 0.50085 | 0.56692 | 0.59372 | 0.68078 | 0.57992 | 0.92971 | 0.93225 | 0.9201 | 0.49233 | 0.56486 | 0.59816 | 0.8526 | 0.64555 | 0.92521 | 0.54105 | 0.86503 | 0.46558 | 0.394 | 0.34553 | 0.56649 | 0.54637 | 0
May | 29 | 7 | Weekday | Monday | 0.68182 | 0.77931 | 0.90753 | 0.73104 | 0.004576 | 0.73104 | 0.73104 | 0.74165 | 0.73104 | 0.68182 | 0.68182 | 0.92424 | 0.97398 | 0.84357 | 0.95027 | 1 | 0.65658 | 0.93107 | 0.91628 | 0.79779 | 0.77935 | 0.78033 | 0.94406 | 0.74165 | 0.75911 | 0.89117 | 0.83986 | 0.93165 | 0.96664 | 0.80942 | 0.94231 | 1 | 0.5829 | 0.90453 | 0.89145 | 0.74719 | 0.71152 | 0.76188 | 0.94137 | 0.62693 | 0.59161 | 0.81945 | 0.82636 | 0
May | 29 | 8 | Weekday | Monday | 0.74945 | 0.83366 | 0.93565 | 0.75546 | 0.004576 | 0.75546 | 0.75546 | 0.95971 | 0.75546 | 0.74945 | 0.74945 | 0.75195 | 0.99445 | 0.73701 | 0.94641 | 0.9372 | 0.58725 | 0.99071 | 0.93316 | 0.788 | 0.82189 | 0.74431 | 0.95437 | 0.95971 | 0.97122 | 0.95268 | 1 | 0.76578 | 0.99046 | 0.73855 | 0.9416 | 0.93635 | 0.52352 | 0.97983 | 0.90973 | 0.75058 | 0.7718 | 0.73001 | 0.95349 | 0.91122 | 0.89662 | 0.91686 | 0.99848 | 0
May | 29 | 9 | Weekday | Monday | 0.85211 | 0.87522 | 0.95065 | 0.72821 | 0.004576 | 0.72821 | 0.72821 | 0.98096 | 0.72821 | 0.85211 | 0.85211 | 0.94383 | 0.99765 | 0.61447 | 0.92702 | 0.91918 | 0.52248 | 0.99556 | 0.96137 | 0.95334 | 0.88982 | 0.5706 | 0.96517 | 0.98096 | 0.98395 | 0.92053 | 0.99577 | 0.9415 | 0.99615 | 0.62185 | 0.92408 | 0.91826 | 0.46567 | 0.9914 | 0.94878 | 0.93535 | 0.85654 | 0.55108 | 0.96475 | 0.95245 | 0.94084 | 0.89926 | 0.99848 | 0
May | 29 | 10 | Weekday | Monday | 0.94616 | 0.9206 | 0.96294 | 0.73855 | 0.004576 | 0.73855 | 0.73855 | 0.97719 | 0.73855 | 0.94616 | 0.94616 | 0.95494 | 1 | 0.5858 | 0.92653 | 0.93024 | 0.51514 | 1 | 0.97029 | 0.99414 | 0.91354 | 0.5677 | 0.97295 | 0.97719 | 0.97325 | 1 | 0.99347 | 0.97496 | 1 | 0.62451 | 0.92408 | 0.92885 | 0.47835 | 0.99605 | 0.97209 | 0.98567 | 0.89307 | 0.55437 | 0.97266 | 0.96601 | 0.95679 | 1 | 0.99848 | 0
May | 29 | 11 | Weekday | Monday | 0.99707 | 0.96039 | 0.96677 | 0.74443 | 0.004576 | 0.74443 | 0.74443 | 0.98072 | 0.74443 | 0.99707 | 0.99707 | 0.93365 | 0.97369 | 0.58963 | 0.90656 | 0.93421 | 0.50532 | 0.95151 | 0.98101 | 0.96372 | 0.9392 | 0.57514 | 0.92768 | 0.98072 | 0.97592 | 0.95113 | 0.90026 | 0.97718 | 0.97397 | 0.63342 | 0.90271 | 0.93131 | 0.47951 | 0.94844 | 0.98348 | 0.96611 | 0.92594 | 0.56096 | 0.92468 | 0.97587 | 0.96918 | 0.95515 | 0.90519 | 0
May | 29 | 12 | Weekday | Monday | 0.98827 | 0.97526 | 0.96266 | 0.7531 | 0.004576 | 0.7531 | 0.7531 | 0.9869 | 0.7531 | 0.98827 | 0.98827 | 0.77371 | 0.99303 | 0.57441 | 0.95669 | 0.9535 | 0.49997 | 0.99647 | 0.98477 | 0.95734 | 0.96639 | 0.57746 | 0.98464 | 0.9869 | 0.98135 | 0.94273 | 0.99139 | 0.80586 | 0.99499 | 0.6144 | 0.95484 | 0.95108 | 0.48197 | 0.99649 | 0.97749 | 0.96141 | 0.95354 | 0.56841 | 0.98236 | 0.98415 | 0.97766 | 0.95261 | 0.99902 | 0
May | 29 | 13 | Weekday | Monday | 0.96454 | 0.98626 | 0.96676 | 0.74089 | 0.004576 | 0.74089 | 0.74089 | 0.99249 | 0.74089 | 0.96454 | 0.96454 | 0.73663 | 0.99068 | 0.5703 | 0.96158 | 0.92843 | 0.4989 | 0.99329 | 0.99077 | 0.77949 | 0.99296 | 0.58327 | 0.98849 | 0.99249 | 0.98849 | 0.92561 | 0.99165 | 0.80067 | 0.9947 | 0.6104 | 0.96216 | 0.92795 | 0.48864 | 1 | 0.99387 | 0.77655 | 0.98695 | 0.57404 | 0.98921 | 0.99072 | 0.98603 | 0.93932 | 0.99965 | 0
May | 29 | 14 | Weekday | Monday | 0.94657 | 1 | 0.95611 | 0.75843 | 0.004576 | 0.75843 | 0.75843 | 0.99652 | 0.75843 | 0.94657 | 0.94657 | 0.78112 | 0.98782 | 0.56495 | 0.96652 | 0.93471 | 0.54311 | 0.97065 | 1 | 0.78428 | 1 | 0.58532 | 0.9962 | 0.99652 | 0.99504 | 0.91043 | 0.99178 | 0.79791 | 0.9936 | 0.6042 | 0.96743 | 0.93476 | 0.53032 | 0.98488 | 1 | 0.77473 | 1 | 0.57507 | 0.99659 | 0.99679 | 0.99556 | 0.92755 | 1 | 0
May | 29 | 15 | Weekday | Monday | 0.89738 | 0.99991 | 0.93759 | 0.79962 | 0.004576 | 0.79962 | 0.79962 | 1 | 0.79962 | 0.89738 | 0.89738 | 0.97596 | 0.98956 | 0.5945 | 1 | 0.96309 | 0.72134 | 0.96647 | 0.94486 | 0.78096 | 0.97146 | 0.57905 | 1 | 1 | 1 | 0.91078 | 0.99195 | 0.9741 | 0.99731 | 0.66782 | 1 | 0.96163 | 0.71598 | 0.98647 | 0.96638 | 0.77236 | 0.98744 | 0.61373 | 1 | 1 | 1 | 0.92746 | 0.99996 | 0
May | 29 | 16 | Weekday | Monday | 0.84078 | 0.97088 | 0.91612 | 0.89036 | 0.004576 | 0.89036 | 0.89036 | 0.99879 | 0.89036 | 0.84078 | 0.84078 | 0.98729 | 0.98559 | 0.696 | 0.91145 | 0.88037 | 0.87405 | 0.95831 | 0.70896 | 0.96239 | 0.82908 | 0.6893 | 0.63558 | 0.99879 | 0.99866 | 0.90817 | 0.29565 | 0.98273 | 0.99515 | 0.75453 | 0.91137 | 0.88071 | 0.86215 | 0.97524 | 0.71539 | 0.95917 | 0.82517 | 0.72612 | 0.63193 | 0.99654 | 0.99499 | 0.91964 | 0.29877 | 0
May | 29 | 17 | Weekday | Monday | 0.80289 | 0.93297 | 0.89373 | 0.98153 | 0.004576 | 0.98153 | 0.98153 | 0.76685 | 0.98153 | 0.80289 | 0.80289 | 1 | 0.82216 | 0.87879 | 0.75834 | 0.60404 | 0.93566 | 0.6066 | 0.70196 | 0.96916 | 0.79389 | 0.77201 | 0.49266 | 0.76685 | 0.74662 | 0.90171 | 0.097688 | 0.98802 | 0.8186 | 0.88876 | 0.75456 | 0.60378 | 0.91451 | 0.5949 | 0.70112 | 0.95465 | 0.78102 | 0.79726 | 0.48906 | 0.75986 | 0.73523 | 0.90415 | 0.097749 | 0
May | 29 | 18 | Weekday | Monday | 0.76485 | 0.89972 | 0.87116 | 0.9993 | 0.52599 | 0.9993 | 0.9993 | 0.75941 | 0.9993 | 0.76485 | 0.76485 | 0.82088 | 0.82647 | 0.85409 | 0.73763 | 0.60939 | 0.92226 | 0.61904 | 0.70183 | 0.99124 | 0.75561 | 0.80377 | 0.52091 | 0.75941 | 0.75247 | 0.86571 | 0.12651 | 0.82535 | 0.81981 | 0.91049 | 0.73141 | 0.60966 | 0.90453 | 0.60147 | 0.69641 | 0.97113 | 0.74718 | 0.8416 | 0.51735 | 0.744 | 0.73005 | 0.85584 | 0.12608 | 0
May | 29 | 19 | Weekday | Monday | 0.78068 | 0.89446 | 0.8575 | 1 | 1 | 1 | 1 | 0.80008 | 1 | 0.78068 | 0.78068 | 0.85473 | 0.76006 | 0.92418 | 0.63645 | 0.59593 | 0.98311 | 0.58875 | 0.72911 | 0.87444 | 0.7364 | 0.93829 | 0.61899 | 0.80008 | 0.86161 | 0.81766 | 0.23134 | 0.88736 | 0.73888 | 1 | 0.62282 | 0.59595 | 0.97881 | 0.5473 | 0.71896 | 0.85133 | 0.72024 | 0.98194 | 0.61345 | 0.77794 | 0.82704 | 0.79547 | 0.23199 | 0
May | 29 | 20 | Weekday | Monday | 0.79952 | 0.8605 | 0.84293 | 0.99177 | 1 | 0.99177 | 0.99177 | 0.36747 | 0.99177 | 0.79952 | 0.79952 | 0.83049 | 0.73283 | 0.9521 | 0.59847 | 0.59309 | 0.83842 | 0.3994 | 0.29364 | 0.87538 | 0.16839 | 0.89967 | 0.6173 | 0.36747 | 0.44643 | 0.59354 | 0.23679 | 0.87144 | 0.70743 | 0.95612 | 0.58158 | 0.5938 | 0.83695 | 0.38132 | 0.29923 | 0.84497 | 0.17282 | 0.92929 | 0.61088 | 0.36265 | 0.43982 | 0.57704 | 0.23284 | 0
May | 29 | 21 | Weekday | Monday | 0.7476 | 0.79112 | 0.81642 | 0.92964 | 1 | 0.92964 | 0.92964 | 0.20475 | 0.92964 | 0.7476 | 0.7476 | 0.787 | 0.69405 | 0.77934 | 0.2628 | 0.31349 | 0.6635 | 0.39759 | 0.28837 | 0.86971 | 0.15274 | 0.65858 | 0.39923 | 0.20475 | 0.28479 | 0.35274 | 0.23778 | 0.85968 | 0.66193 | 0.78624 | 0.26365 | 0.31369 | 0.65404 | 0.35045 | 0.29884 | 0.83805 | 0.15833 | 0.67207 | 0.3971 | 0.20619 | 0.28777 | 0.37575 | 0.23301 | 0
May | 29 | 22 | Weekday | Monday | 0.73178 | 0.75413 | 0.78556 | 0.79411 | 1 | 0.79411 | 0.79411 | 0.20475 | 0.79411 | 0.73178 | 0.73178 | 0.75109 | 0.6926 | 0.57259 | 0.22616 | 0.29428 | 0.49739 | 0.32232 | 0.29249 | 0.90101 | 0.15369 | 0.44814 | 0.37905 | 0.20475 | 0.28479 | 0.45875 | 0.23951 | 0.87225 | 0.65913 | 0.60066 | 0.22687 | 0.2942 | 0.4993 | 0.29334 | 0.30273 | 0.87558 | 0.15959 | 0.45411 | 0.37628 | 0.20619 | 0.28777 | 0.48912 | 0.23327 | 0
May | 29 | 23 | Weekday | Monday | 0.68236 | 0.75398 | 0.76109 | 0.66752 | 1 | 0.66752 | 0.66752 | 0.20603 | 0.66752 | 0.68236 | 0.68236 | 0.49894 | 0.67925 | 0.41261 | 0.20873 | 0.28505 | 0.38827 | 0.40927 | 0.28748 | 0.57872 | 0.15196 | 0.39427 | 0.36885 | 0.20603 | 0.2859 | 0.36444 | 0.2464 | 0.50079 | 0.64189 | 0.42587 | 0.20931 | 0.28534 | 0.402 | 0.35319 | 0.29887 | 0.49973 | 0.15835 | 0.39513 | 0.36682 | 0.20748 | 0.2889 | 0.38834 | 0.23432 | 0
May | 30 | 24 | Weekday | Tuesday | 0.64976 | 0.72327 | 0.73689 | 0.58645 | 1 | 0.58645 | 0.58645 | 0.20475 | 0.58645 | 0.64976 | 0.64976 | 0.24849 | 0.68495 | 0.36305 | 0.21698 | 0.29438 | 0.36769 | 0.32269 | 0.28673 | 0.33586 | 0.15168 | 0.36873 | 0.37989 | 0.20475 | 0.28479 | 0.33567 | 0.25373 | 0.32981 | 0.64738 | 0.38436 | 0.21756 | 0.2942 | 0.381 | 0.29046 | 0.29883 | 0.34791 | 0.15834 | 0.36827 | 0.37628 | 0.20619 | 0.28777 | 0.35774 | 0.23544 | 0
May | 30 | 1 | Weekday | Tuesday | 0.64703 | 0.68052 | 0.72648 | 0.54519 | 1 | 0.54519 | 0.54519 | 0.20475 | 0.54519 | 0.64703 | 0.64703 | 0.24864 | 0.6875 | 0.35504 | 0.21701 | 0.29388 | 0.35663 | 0.40884 | 0.2865 | 0.33773 | 0.15248 | 0.34246 | 0.37863 | 0.20475 | 0.28479 | 0.33094 | 0.25906 | 0.33035 | 0.64908 | 0.37644 | 0.21759 | 0.2942 | 0.36898 | 0.35327 | 0.29878 | 0.34884 | 0.15832 | 0.34155 | 0.37628 | 0.20619 | 0.28777 | 0.35289 | 0.23629 | 0
May | 30 | 2 | Weekday | Tuesday | 0.64387 | 0.66654 | 0.72091 | 0.52452 | 1 | 0.52452 | 0.52452 | 0.20475 | 0.52452 | 0.64387 | 0.64387 | 0.24879 | 0.68563 | 0.3487 | 0.21702 | 0.29448 | 0.35328 | 0.32127 | 0.28663 | 0.33681 | 0.15138 | 0.34068 | 0.37905 | 0.20475 | 0.28479 | 0.32729 | 0.25906 | 0.33055 | 0.64659 | 0.36938 | 0.21761 | 0.2942 | 0.36193 | 0.28758 | 0.29873 | 0.34916 | 0.1583 | 0.33647 | 0.37628 | 0.20619 | 0.28777 | 0.34885 | 0.23628 | 0
May | 30 | 3 | Weekday | Tuesday | 0.63569 | 0.66215 | 0.72182 | 0.50066 | 1 | 0.50066 | 0.50066 | 0.20475 | 0.50066 | 0.63569 | 0.63569 | 0.25463 | 0.73545 | 0.37644 | 0.22634 | 0.29378 | 0.40125 | 0.54519 | 0.28936 | 0.35016 | 0.15325 | 0.35702 | 0.37989 | 0.20475 | 0.28479 | 0.36883 | 0.26271 | 0.3387 | 0.70319 | 0.38441 | 0.22694 | 0.2942 | 0.40843 | 0.47983 | 0.30179 | 0.36232 | 0.15984 | 0.34789 | 0.37628 | 0.20619 | 0.28777 | 0.39303 | 0.23684 | 0
May | 30 | 4 | Weekday | Tuesday | 0.64828 | 0.66952 | 0.73866 | 0.50668 | 1 | 0.50668 | 0.50668 | 0.12211 | 0.50668 | 0.64828 | 0.64828 | 0.49224 | 0.77342 | 0.46491 | 0.24018 | 0.2475 | 0.45725 | 0.61069 | 0.26359 | 0.54805 | 0.13953 | 0.38535 | 0.29164 | 0.12211 | 0.15232 | 0.33651 | 0.188 | 0.44859 | 0.69642 | 0.43899 | 0.2405 | 0.24682 | 0.44211 | 0.48496 | 0.27395 | 0.44735 | 0.14531 | 0.37442 | 0.28879 | 0.12297 | 0.15391 | 0.35884 | 0.15779 | 0
May | 30 | 5 | Weekday | Tuesday | 0.61511 | 0.69267 | 0.78616 | 0.61554 | 0.004576 | 0.61554 | 0.61554 | 0.53576 | 0.61554 | 0.61511 | 0.61511 | 0.74875 | 0.87431 | 0.76534 | 0.4233 | 0.44926 | 0.60152 | 0.7536 | 0.44653 | 0.97748 | 0.48025 | 0.66152 | 0.40461 | 0.53576 | 0.57915 | 0.64775 | 0.32005 | 0.76575 | 0.84754 | 0.72657 | 0.38866 | 0.44991 | 0.52329 | 0.69197 | 0.31008 | 0.92915 | 0.30898 | 0.65786 | 0.38524 | 0.27482 | 0.21996 | 0.52584 | 0.25184 | 0
May | 30 | 6 | Weekday | Tuesday | 0.62212 | 0.73807 | 0.85408 | 0.72576 | 0.004576 | 0.72576 | 0.72576 | 0.56692 | 0.72576 | 0.62212 | 0.62212 | 0.9078 | 0.94564 | 0.98487 | 0.52028 | 0.56634 | 0.67461 | 0.88826 | 0.70597 | 0.97475 | 0.66821 | 0.85676 | 0.50085 | 0.56692 | 0.59372 | 0.68078 | 0.57992 | 0.92971 | 0.93225 | 0.9201 | 0.49233 | 0.56486 | 0.59816 | 0.8526 | 0.64555 | 0.92521 | 0.54105 | 0.86503 | 0.46558 | 0.394 | 0.34553 | 0.56649 | 0.54637 | 0
May | 30 | 7 | Weekday | Tuesday | 0.68182 | 0.77931 | 0.90753 | 0.73104 | 0.004576 | 0.73104 | 0.73104 | 0.74165 | 0.73104 | 0.68182 | 0.68182 | 0.92424 | 0.97398 | 0.84357 | 0.95027 | 1 | 0.65658 | 0.93107 | 0.91628 | 0.79779 | 0.77935 | 0.78033 | 0.94406 | 0.74165 | 0.75911 | 0.89117 | 0.83986 | 0.93165 | 0.96664 | 0.80942 | 0.94231 | 1 | 0.5829 | 0.90453 | 0.89145 | 0.74719 | 0.71152 | 0.76188 | 0.94137 | 0.62693 | 0.59161 | 0.81945 | 0.82636 | 0
May | 30 | 8 | Weekday | Tuesday | 0.74945 | 0.83366 | 0.93565 | 0.75546 | 0.004576 | 0.75546 | 0.75546 | 0.95971 | 0.75546 | 0.74945 | 0.74945 | 0.75195 | 0.99445 | 0.73701 | 0.94641 | 0.9372 | 0.58725 | 0.99071 | 0.93316 | 0.788 | 0.82189 | 0.74431 | 0.95437 | 0.95971 | 0.97122 | 0.95268 | 1 | 0.76578 | 0.99046 | 0.73855 | 0.9416 | 0.93635 | 0.52352 | 0.97983 | 0.90973 | 0.75058 | 0.7718 | 0.73001 | 0.95349 | 0.91122 | 0.89662 | 0.91686 | 0.99848 | 0
May | 30 | 9 | Weekday | Tuesday | 0.85211 | 0.87522 | 0.95065 | 0.72821 | 0.004576 | 0.72821 | 0.72821 | 0.98096 | 0.72821 | 0.85211 | 0.85211 | 0.94383 | 0.99765 | 0.61447 | 0.92702 | 0.91918 | 0.52248 | 0.99556 | 0.96137 | 0.95334 | 0.88982 | 0.5706 | 0.96517 | 0.98096 | 0.98395 | 0.92053 | 0.99577 | 0.9415 | 0.99615 | 0.62185 | 0.92408 | 0.91826 | 0.46567 | 0.9914 | 0.94878 | 0.93535 | 0.85654 | 0.55108 | 0.96475 | 0.95245 | 0.94084 | 0.89926 | 0.99848 | 0
May | 30 | 10 | Weekday | Tuesday | 0.94616 | 0.9206 | 0.96294 | 0.73855 | 0.004576 | 0.73855 | 0.73855 | 0.97719 | 0.73855 | 0.94616 | 0.94616 | 0.95494 | 1 | 0.5858 | 0.92653 | 0.93024 | 0.51514 | 1 | 0.97029 | 0.99414 | 0.91354 | 0.5677 | 0.97295 | 0.97719 | 0.97325 | 1 | 0.99347 | 0.97496 | 1 | 0.62451 | 0.92408 | 0.92885 | 0.47835 | 0.99605 | 0.97209 | 0.98567 | 0.89307 | 0.55437 | 0.97266 | 0.96601 | 0.95679 | 1 | 0.99848 | 0
May | 30 | 11 | Weekday | Tuesday | 0.99707 | 0.96039 | 0.96677 | 0.74443 | 0.004576 | 0.74443 | 0.74443 | 0.98072 | 0.74443 | 0.99707 | 0.99707 | 0.93365 | 0.97369 | 0.58963 | 0.90656 | 0.93421 | 0.50532 | 0.95151 | 0.98101 | 0.96372 | 0.9392 | 0.57514 | 0.92768 | 0.98072 | 0.97592 | 0.95113 | 0.90026 | 0.97718 | 0.97397 | 0.63342 | 0.90271 | 0.93131 | 0.47951 | 0.94844 | 0.98348 | 0.96611 | 0.92594 | 0.56096 | 0.92468 | 0.97587 | 0.96918 | 0.95515 | 0.90519 | 0
May | 30 | 12 | Weekday | Tuesday | 0.98827 | 0.97526 | 0.96266 | 0.7531 | 0.004576 | 0.7531 | 0.7531 | 0.9869 | 0.7531 | 0.98827 | 0.98827 | 0.77371 | 0.99303 | 0.57441 | 0.95669 | 0.9535 | 0.49997 | 0.99647 | 0.98477 | 0.95734 | 0.96639 | 0.57746 | 0.98464 | 0.9869 | 0.98135 | 0.94273 | 0.99139 | 0.80586 | 0.99499 | 0.6144 | 0.95484 | 0.95108 | 0.48197 | 0.99649 | 0.97749 | 0.96141 | 0.95354 | 0.56841 | 0.98236 | 0.98415 | 0.97766 | 0.95261 | 0.99902 | 0
May | 30 | 13 | Weekday | Tuesday | 0.96454 | 0.98626 | 0.96676 | 0.74089 | 0.004576 | 0.74089 | 0.74089 | 0.99249 | 0.74089 | 0.96454 | 0.96454 | 0.73663 | 0.99068 | 0.5703 | 0.96158 | 0.92843 | 0.4989 | 0.99329 | 0.99077 | 0.77949 | 0.99296 | 0.58327 | 0.98849 | 0.99249 | 0.98849 | 0.92561 | 0.99165 | 0.80067 | 0.9947 | 0.6104 | 0.96216 | 0.92795 | 0.48864 | 1 | 0.99387 | 0.77655 | 0.98695 | 0.57404 | 0.98921 | 0.99072 | 0.98603 | 0.93932 | 0.99965 | 0
May | 30 | 14 | Weekday | Tuesday | 0.94657 | 1 | 0.95611 | 0.75843 | 0.004576 | 0.75843 | 0.75843 | 0.99652 | 0.75843 | 0.94657 | 0.94657 | 0.78112 | 0.98782 | 0.56495 | 0.96652 | 0.93471 | 0.54311 | 0.97065 | 1 | 0.78428 | 1 | 0.58532 | 0.9962 | 0.99652 | 0.99504 | 0.91043 | 0.99178 | 0.79791 | 0.9936 | 0.6042 | 0.96743 | 0.93476 | 0.53032 | 0.98488 | 1 | 0.77473 | 1 | 0.57507 | 0.99659 | 0.99679 | 0.99556 | 0.92755 | 1 | 0
May | 30 | 15 | Weekday | Tuesday | 0.89738 | 0.99991 | 0.93759 | 0.79962 | 0.004576 | 0.79962 | 0.79962 | 1 | 0.79962 | 0.89738 | 0.89738 | 0.97596 | 0.98956 | 0.5945 | 1 | 0.96309 | 0.72134 | 0.96647 | 0.94486 | 0.78096 | 0.97146 | 0.57905 | 1 | 1 | 1 | 0.91078 | 0.99195 | 0.9741 | 0.99731 | 0.66782 | 1 | 0.96163 | 0.71598 | 0.98647 | 0.96638 | 0.77236 | 0.98744 | 0.61373 | 1 | 1 | 1 | 0.92746 | 0.99996 | 0
May | 30 | 16 | Weekday | Tuesday | 0.84078 | 0.97088 | 0.91612 | 0.89036 | 0.004576 | 0.89036 | 0.89036 | 0.99879 | 0.89036 | 0.84078 | 0.84078 | 0.98729 | 0.98559 | 0.696 | 0.91145 | 0.88037 | 0.87405 | 0.95831 | 0.70896 | 0.96239 | 0.82908 | 0.6893 | 0.63558 | 0.99879 | 0.99866 | 0.90817 | 0.29565 | 0.98273 | 0.99515 | 0.75453 | 0.91137 | 0.88071 | 0.86215 | 0.97524 | 0.71539 | 0.95917 | 0.82517 | 0.72612 | 0.63193 | 0.99654 | 0.99499 | 0.91964 | 0.29877 | 0
May | 30 | 17 | Weekday | Tuesday | 0.80289 | 0.93297 | 0.89373 | 0.98153 | 0.004576 | 0.98153 | 0.98153 | 0.76685 | 0.98153 | 0.80289 | 0.80289 | 1 | 0.82216 | 0.87879 | 0.75834 | 0.60404 | 0.93566 | 0.6066 | 0.70196 | 0.96916 | 0.79389 | 0.77201 | 0.49266 | 0.76685 | 0.74662 | 0.90171 | 0.097688 | 0.98802 | 0.8186 | 0.88876 | 0.75456 | 0.60378 | 0.91451 | 0.5949 | 0.70112 | 0.95465 | 0.78102 | 0.79726 | 0.48906 | 0.75986 | 0.73523 | 0.90415 | 0.097749 | 0
May | 30 | 18 | Weekday | Tuesday | 0.76485 | 0.89972 | 0.87116 | 0.9993 | 0.52599 | 0.9993 | 0.9993 | 0.75941 | 0.9993 | 0.76485 | 0.76485 | 0.82088 | 0.82647 | 0.85409 | 0.73763 | 0.60939 | 0.92226 | 0.61904 | 0.70183 | 0.99124 | 0.75561 | 0.80377 | 0.52091 | 0.75941 | 0.75247 | 0.86571 | 0.12651 | 0.82535 | 0.81981 | 0.91049 | 0.73141 | 0.60966 | 0.90453 | 0.60147 | 0.69641 | 0.97113 | 0.74718 | 0.8416 | 0.51735 | 0.744 | 0.73005 | 0.85584 | 0.12608 | 0
May | 30 | 19 | Weekday | Tuesday | 0.78068 | 0.89446 | 0.8575 | 1 | 1 | 1 | 1 | 0.80008 | 1 | 0.78068 | 0.78068 | 0.85473 | 0.76006 | 0.92418 | 0.63645 | 0.59593 | 0.98311 | 0.58875 | 0.72911 | 0.87444 | 0.7364 | 0.93829 | 0.61899 | 0.80008 | 0.86161 | 0.81766 | 0.23134 | 0.88736 | 0.73888 | 1 | 0.62282 | 0.59595 | 0.97881 | 0.5473 | 0.71896 | 0.85133 | 0.72024 | 0.98194 | 0.61345 | 0.77794 | 0.82704 | 0.79547 | 0.23199 | 0
May | 30 | 20 | Weekday | Tuesday | 0.79952 | 0.8605 | 0.84293 | 0.99177 | 1 | 0.99177 | 0.99177 | 0.36747 | 0.99177 | 0.79952 | 0.79952 | 0.83049 | 0.73283 | 0.9521 | 0.59847 | 0.59309 | 0.83842 | 0.3994 | 0.29364 | 0.87538 | 0.16839 | 0.89967 | 0.6173 | 0.36747 | 0.44643 | 0.59354 | 0.23679 | 0.87144 | 0.70743 | 0.95612 | 0.58158 | 0.5938 | 0.83695 | 0.38132 | 0.29923 | 0.84497 | 0.17282 | 0.92929 | 0.61088 | 0.36265 | 0.43982 | 0.57704 | 0.23284 | 0
May | 30 | 21 | Weekday | Tuesday | 0.7476 | 0.79112 | 0.81642 | 0.92964 | 1 | 0.92964 | 0.92964 | 0.20475 | 0.92964 | 0.7476 | 0.7476 | 0.787 | 0.69405 | 0.77934 | 0.2628 | 0.31349 | 0.6635 | 0.39759 | 0.28837 | 0.86971 | 0.15274 | 0.65858 | 0.39923 | 0.20475 | 0.28479 | 0.35274 | 0.23778 | 0.85968 | 0.66193 | 0.78624 | 0.26365 | 0.31369 | 0.65404 | 0.35045 | 0.29884 | 0.83805 | 0.15833 | 0.67207 | 0.3971 | 0.20619 | 0.28777 | 0.37575 | 0.23301 | 0
May | 30 | 22 | Weekday | Tuesday | 0.73178 | 0.75413 | 0.78556 | 0.79411 | 1 | 0.79411 | 0.79411 | 0.20475 | 0.79411 | 0.73178 | 0.73178 | 0.75109 | 0.6926 | 0.57259 | 0.22616 | 0.29428 | 0.49739 | 0.32232 | 0.29249 | 0.90101 | 0.15369 | 0.44814 | 0.37905 | 0.20475 | 0.28479 | 0.45875 | 0.23951 | 0.87225 | 0.65913 | 0.60066 | 0.22687 | 0.2942 | 0.4993 | 0.29334 | 0.30273 | 0.87558 | 0.15959 | 0.45411 | 0.37628 | 0.20619 | 0.28777 | 0.48912 | 0.23327 | 0
May | 30 | 23 | Weekday | Tuesday | 0.68236 | 0.75398 | 0.76109 | 0.66752 | 1 | 0.66752 | 0.66752 | 0.20603 | 0.66752 | 0.68236 | 0.68236 | 0.49894 | 0.67925 | 0.41261 | 0.20873 | 0.28505 | 0.38827 | 0.40927 | 0.28748 | 0.57872 | 0.15196 | 0.39427 | 0.36885 | 0.20603 | 0.2859 | 0.36444 | 0.2464 | 0.50079 | 0.64189 | 0.42587 | 0.20931 | 0.28534 | 0.402 | 0.35319 | 0.29887 | 0.49973 | 0.15835 | 0.39513 | 0.36682 | 0.20748 | 0.2889 | 0.38834 | 0.23432 | 0
May | 31 | 24 | Weekday | Wednesday | 0.64976 | 0.72327 | 0.73689 | 0.58645 | 1 | 0.58645 | 0.58645 | 0.20475 | 0.58645 | 0.64976 | 0.64976 | 0.24849 | 0.68495 | 0.36305 | 0.21698 | 0.29438 | 0.36769 | 0.32269 | 0.28673 | 0.33586 | 0.15168 | 0.36873 | 0.37989 | 0.20475 | 0.28479 | 0.33567 | 0.25373 | 0.32981 | 0.64738 | 0.38436 | 0.21756 | 0.2942 | 0.381 | 0.29046 | 0.29883 | 0.34791 | 0.15834 | 0.36827 | 0.37628 | 0.20619 | 0.28777 | 0.35774 | 0.23544 | 0
May | 31 | 1 | Weekday | Wednesday | 0.64703 | 0.68052 | 0.72648 | 0.54519 | 1 | 0.54519 | 0.54519 | 0.20475 | 0.54519 | 0.64703 | 0.64703 | 0.24864 | 0.6875 | 0.35504 | 0.21701 | 0.29388 | 0.35663 | 0.40884 | 0.2865 | 0.33773 | 0.15248 | 0.34246 | 0.37863 | 0.20475 | 0.28479 | 0.33094 | 0.25906 | 0.33035 | 0.64908 | 0.37644 | 0.21759 | 0.2942 | 0.36898 | 0.35327 | 0.29878 | 0.34884 | 0.15832 | 0.34155 | 0.37628 | 0.20619 | 0.28777 | 0.35289 | 0.23629 | 0
May | 31 | 2 | Weekday | Wednesday | 0.64387 | 0.66654 | 0.72091 | 0.52452 | 1 | 0.52452 | 0.52452 | 0.20475 | 0.52452 | 0.64387 | 0.64387 | 0.24879 | 0.68563 | 0.3487 | 0.21702 | 0.29448 | 0.35328 | 0.32127 | 0.28663 | 0.33681 | 0.15138 | 0.34068 | 0.37905 | 0.20475 | 0.28479 | 0.32729 | 0.25906 | 0.33055 | 0.64659 | 0.36938 | 0.21761 | 0.2942 | 0.36193 | 0.28758 | 0.29873 | 0.34916 | 0.1583 | 0.33647 | 0.37628 | 0.20619 | 0.28777 | 0.34885 | 0.23628 | 0
May | 31 | 3 | Weekday | Wednesday | 0.63569 | 0.66215 | 0.72182 | 0.50066 | 1 | 0.50066 | 0.50066 | 0.20475 | 0.50066 | 0.63569 | 0.63569 | 0.25463 | 0.73545 | 0.37644 | 0.22634 | 0.29378 | 0.40125 | 0.54519 | 0.28936 | 0.35016 | 0.15325 | 0.35702 | 0.37989 | 0.20475 | 0.28479 | 0.36883 | 0.26271 | 0.3387 | 0.70319 | 0.38441 | 0.22694 | 0.2942 | 0.40843 | 0.47983 | 0.30179 | 0.36232 | 0.15984 | 0.34789 | 0.37628 | 0.20619 | 0.28777 | 0.39303 | 0.23684 | 0
May | 31 | 4 | Weekday | Wednesday | 0.64828 | 0.66952 | 0.73866 | 0.50668 | 1 | 0.50668 | 0.50668 | 0.12211 | 0.50668 | 0.64828 | 0.64828 | 0.49224 | 0.77342 | 0.46491 | 0.24018 | 0.2475 | 0.45725 | 0.61069 | 0.26359 | 0.54805 | 0.13953 | 0.38535 | 0.29164 | 0.12211 | 0.15232 | 0.33651 | 0.188 | 0.44859 | 0.69642 | 0.43899 | 0.2405 | 0.24682 | 0.44211 | 0.48496 | 0.27395 | 0.44735 | 0.14531 | 0.37442 | 0.28879 | 0.12297 | 0.15391 | 0.35884 | 0.15779 | 0
May | 31 | 5 | Weekday | Wednesday | 0.61511 | 0.69267 | 0.78616 | 0.61554 | 0.004576 | 0.61554 | 0.61554 | 0.53576 | 0.61554 | 0.61511 | 0.61511 | 0.74875 | 0.87431 | 0.76534 | 0.4233 | 0.44926 | 0.60152 | 0.7536 | 0.44653 | 0.97748 | 0.48025 | 0.66152 | 0.40461 | 0.53576 | 0.57915 | 0.64775 | 0.32005 | 0.76575 | 0.84754 | 0.72657 | 0.38866 | 0.44991 | 0.52329 | 0.69197 | 0.31008 | 0.92915 | 0.30898 | 0.65786 | 0.38524 | 0.27482 | 0.21996 | 0.52584 | 0.25184 | 0
May | 31 | 6 | Weekday | Wednesday | 0.62212 | 0.73807 | 0.85408 | 0.72576 | 0.004576 | 0.72576 | 0.72576 | 0.56692 | 0.72576 | 0.62212 | 0.62212 | 0.9078 | 0.94564 | 0.98487 | 0.52028 | 0.56634 | 0.67461 | 0.88826 | 0.70597 | 0.97475 | 0.66821 | 0.85676 | 0.50085 | 0.56692 | 0.59372 | 0.68078 | 0.57992 | 0.92971 | 0.93225 | 0.9201 | 0.49233 | 0.56486 | 0.59816 | 0.8526 | 0.64555 | 0.92521 | 0.54105 | 0.86503 | 0.46558 | 0.394 | 0.34553 | 0.56649 | 0.54637 | 0
May | 31 | 7 | Weekday | Wednesday | 0.68182 | 0.77931 | 0.90753 | 0.73104 | 0.004576 | 0.73104 | 0.73104 | 0.74165 | 0.73104 | 0.68182 | 0.68182 | 0.92424 | 0.97398 | 0.84357 | 0.95027 | 1 | 0.65658 | 0.93107 | 0.91628 | 0.79779 | 0.77935 | 0.78033 | 0.94406 | 0.74165 | 0.75911 | 0.89117 | 0.83986 | 0.93165 | 0.96664 | 0.80942 | 0.94231 | 1 | 0.5829 | 0.90453 | 0.89145 | 0.74719 | 0.71152 | 0.76188 | 0.94137 | 0.62693 | 0.59161 | 0.81945 | 0.82636 | 0
May | 31 | 8 | Weekday | Wednesday | 0.74945 | 0.83366 | 0.93565 | 0.75546 | 0.004576 | 0.75546 | 0.75546 | 0.95971 | 0.75546 | 0.74945 | 0.74945 | 0.75195 | 0.99445 | 0.73701 | 0.94641 | 0.9372 | 0.58725 | 0.99071 | 0.93316 | 0.788 | 0.82189 | 0.74431 | 0.95437 | 0.95971 | 0.97122 | 0.95268 | 1 | 0.76578 | 0.99046 | 0.73855 | 0.9416 | 0.93635 | 0.52352 | 0.97983 | 0.90973 | 0.75058 | 0.7718 | 0.73001 | 0.95349 | 0.91122 | 0.89662 | 0.91686 | 0.99848 | 0
May | 31 | 9 | Weekday | Wednesday | 0.85211 | 0.87522 | 0.95065 | 0.72821 | 0.004576 | 0.72821 | 0.72821 | 0.98096 | 0.72821 | 0.85211 | 0.85211 | 0.94383 | 0.99765 | 0.61447 | 0.92702 | 0.91918 | 0.52248 | 0.99556 | 0.96137 | 0.95334 | 0.88982 | 0.5706 | 0.96517 | 0.98096 | 0.98395 | 0.92053 | 0.99577 | 0.9415 | 0.99615 | 0.62185 | 0.92408 | 0.91826 | 0.46567 | 0.9914 | 0.94878 | 0.93535 | 0.85654 | 0.55108 | 0.96475 | 0.95245 | 0.94084 | 0.89926 | 0.99848 | 0
May | 31 | 10 | Weekday | Wednesday | 0.94616 | 0.9206 | 0.96294 | 0.73855 | 0.004576 | 0.73855 | 0.73855 | 0.97719 | 0.73855 | 0.94616 | 0.94616 | 0.95494 | 1 | 0.5858 | 0.92653 | 0.93024 | 0.51514 | 1 | 0.97029 | 0.99414 | 0.91354 | 0.5677 | 0.97295 | 0.97719 | 0.97325 | 1 | 0.99347 | 0.97496 | 1 | 0.62451 | 0.92408 | 0.92885 | 0.47835 | 0.99605 | 0.97209 | 0.98567 | 0.89307 | 0.55437 | 0.97266 | 0.96601 | 0.95679 | 1 | 0.99848 | 0
May | 31 | 11 | Weekday | Wednesday | 0.99707 | 0.96039 | 0.96677 | 0.74443 | 0.004576 | 0.74443 | 0.74443 | 0.98072 | 0.74443 | 0.99707 | 0.99707 | 0.93365 | 0.97369 | 0.58963 | 0.90656 | 0.93421 | 0.50532 | 0.95151 | 0.98101 | 0.96372 | 0.9392 | 0.57514 | 0.92768 | 0.98072 | 0.97592 | 0.95113 | 0.90026 | 0.97718 | 0.97397 | 0.63342 | 0.90271 | 0.93131 | 0.47951 | 0.94844 | 0.98348 | 0.96611 | 0.92594 | 0.56096 | 0.92468 | 0.97587 | 0.96918 | 0.95515 | 0.90519 | 0
May | 31 | 12 | Weekday | Wednesday | 0.98827 | 0.97526 | 0.96266 | 0.7531 | 0.004576 | 0.7531 | 0.7531 | 0.9869 | 0.7531 | 0.98827 | 0.98827 | 0.77371 | 0.99303 | 0.57441 | 0.95669 | 0.9535 | 0.49997 | 0.99647 | 0.98477 | 0.95734 | 0.96639 | 0.57746 | 0.98464 | 0.9869 | 0.98135 | 0.94273 | 0.99139 | 0.80586 | 0.99499 | 0.6144 | 0.95484 | 0.95108 | 0.48197 | 0.99649 | 0.97749 | 0.96141 | 0.95354 | 0.56841 | 0.98236 | 0.98415 | 0.97766 | 0.95261 | 0.99902 | 0
May | 31 | 13 | Weekday | Wednesday | 0.96454 | 0.98626 | 0.96676 | 0.74089 | 0.004576 | 0.74089 | 0.74089 | 0.99249 | 0.74089 | 0.96454 | 0.96454 | 0.73663 | 0.99068 | 0.5703 | 0.96158 | 0.92843 | 0.4989 | 0.99329 | 0.99077 | 0.77949 | 0.99296 | 0.58327 | 0.98849 | 0.99249 | 0.98849 | 0.92561 | 0.99165 | 0.80067 | 0.9947 | 0.6104 | 0.96216 | 0.92795 | 0.48864 | 1 | 0.99387 | 0.77655 | 0.98695 | 0.57404 | 0.98921 | 0.99072 | 0.98603 | 0.93932 | 0.99965 | 0
May | 31 | 14 | Weekday | Wednesday | 0.94657 | 1 | 0.95611 | 0.75843 | 0.004576 | 0.75843 | 0.75843 | 0.99652 | 0.75843 | 0.94657 | 0.94657 | 0.78112 | 0.98782 | 0.56495 | 0.96652 | 0.93471 | 0.54311 | 0.97065 | 1 | 0.78428 | 1 | 0.58532 | 0.9962 | 0.99652 | 0.99504 | 0.91043 | 0.99178 | 0.79791 | 0.9936 | 0.6042 | 0.96743 | 0.93476 | 0.53032 | 0.98488 | 1 | 0.77473 | 1 | 0.57507 | 0.99659 | 0.99679 | 0.99556 | 0.92755 | 1 | 0
May | 31 | 15 | Weekday | Wednesday | 0.89738 | 0.99991 | 0.93759 | 0.79962 | 0.004576 | 0.79962 | 0.79962 | 1 | 0.79962 | 0.89738 | 0.89738 | 0.97596 | 0.98956 | 0.5945 | 1 | 0.96309 | 0.72134 | 0.96647 | 0.94486 | 0.78096 | 0.97146 | 0.57905 | 1 | 1 | 1 | 0.91078 | 0.99195 | 0.9741 | 0.99731 | 0.66782 | 1 | 0.96163 | 0.71598 | 0.98647 | 0.96638 | 0.77236 | 0.98744 | 0.61373 | 1 | 1 | 1 | 0.92746 | 0.99996 | 0
May | 31 | 16 | Weekday | Wednesday | 0.84078 | 0.97088 | 0.91612 | 0.89036 | 0.004576 | 0.89036 | 0.89036 | 0.99879 | 0.89036 | 0.84078 | 0.84078 | 0.98729 | 0.98559 | 0.696 | 0.91145 | 0.88037 | 0.87405 | 0.95831 | 0.70896 | 0.96239 | 0.82908 | 0.6893 | 0.63558 | 0.99879 | 0.99866 | 0.90817 | 0.29565 | 0.98273 | 0.99515 | 0.75453 | 0.91137 | 0.88071 | 0.86215 | 0.97524 | 0.71539 | 0.95917 | 0.82517 | 0.72612 | 0.63193 | 0.99654 | 0.99499 | 0.91964 | 0.29877 | 0
May | 31 | 17 | Weekday | Wednesday | 0.80289 | 0.93297 | 0.89373 | 0.98153 | 0.004576 | 0.98153 | 0.98153 | 0.76685 | 0.98153 | 0.80289 | 0.80289 | 1 | 0.82216 | 0.87879 | 0.75834 | 0.60404 | 0.93566 | 0.6066 | 0.70196 | 0.96916 | 0.79389 | 0.77201 | 0.49266 | 0.76685 | 0.74662 | 0.90171 | 0.097688 | 0.98802 | 0.8186 | 0.88876 | 0.75456 | 0.60378 | 0.91451 | 0.5949 | 0.70112 | 0.95465 | 0.78102 | 0.79726 | 0.48906 | 0.75986 | 0.73523 | 0.90415 | 0.097749 | 0
May | 31 | 18 | Weekday | Wednesday | 0.76485 | 0.89972 | 0.87116 | 0.9993 | 0.52599 | 0.9993 | 0.9993 | 0.75941 | 0.9993 | 0.76485 | 0.76485 | 0.82088 | 0.82647 | 0.85409 | 0.73763 | 0.60939 | 0.92226 | 0.61904 | 0.70183 | 0.99124 | 0.75561 | 0.80377 | 0.52091 | 0.75941 | 0.75247 | 0.86571 | 0.12651 | 0.82535 | 0.81981 | 0.91049 | 0.73141 | 0.60966 | 0.90453 | 0.60147 | 0.69641 | 0.97113 | 0.74718 | 0.8416 | 0.51735 | 0.744 | 0.73005 | 0.85584 | 0.12608 | 0
May | 31 | 19 | Weekday | Wednesday | 0.78068 | 0.89446 | 0.8575 | 1 | 1 | 1 | 1 | 0.80008 | 1 | 0.78068 | 0.78068 | 0.85473 | 0.76006 | 0.92418 | 0.63645 | 0.59593 | 0.98311 | 0.58875 | 0.72911 | 0.87444 | 0.7364 | 0.93829 | 0.61899 | 0.80008 | 0.86161 | 0.81766 | 0.23134 | 0.88736 | 0.73888 | 1 | 0.62282 | 0.59595 | 0.97881 | 0.5473 | 0.71896 | 0.85133 | 0.72024 | 0.98194 | 0.61345 | 0.77794 | 0.82704 | 0.79547 | 0.23199 | 0
May | 31 | 20 | Weekday | Wednesday | 0.79952 | 0.8605 | 0.84293 | 0.99177 | 1 | 0.99177 | 0.99177 | 0.36747 | 0.99177 | 0.79952 | 0.79952 | 0.83049 | 0.73283 | 0.9521 | 0.59847 | 0.59309 | 0.83842 | 0.3994 | 0.29364 | 0.87538 | 0.16839 | 0.89967 | 0.6173 | 0.36747 | 0.44643 | 0.59354 | 0.23679 | 0.87144 | 0.70743 | 0.95612 | 0.58158 | 0.5938 | 0.83695 | 0.38132 | 0.29923 | 0.84497 | 0.17282 | 0.92929 | 0.61088 | 0.36265 | 0.43982 | 0.57704 | 0.23284 | 0
May | 31 | 21 | Weekday | Wednesday | 0.7476 | 0.79112 | 0.81642 | 0.92964 | 1 | 0.92964 | 0.92964 | 0.20475 | 0.92964 | 0.7476 | 0.7476 | 0.787 | 0.69405 | 0.77934 | 0.2628 | 0.31349 | 0.6635 | 0.39759 | 0.28837 | 0.86971 | 0.15274 | 0.65858 | 0.39923 | 0.20475 | 0.28479 | 0.35274 | 0.23778 | 0.85968 | 0.66193 | 0.78624 | 0.26365 | 0.31369 | 0.65404 | 0.35045 | 0.29884 | 0.83805 | 0.15833 | 0.67207 | 0.3971 | 0.20619 | 0.28777 | 0.37575 | 0.23301 | 0
May | 31 | 22 | Weekday | Wednesday | 0.73178 | 0.75413 | 0.78556 | 0.79411 | 1 | 0.79411 | 0.79411 | 0.20475 | 0.79411 | 0.73178 | 0.73178 | 0.75109 | 0.6926 | 0.57259 | 0.22616 | 0.29428 | 0.49739 | 0.32232 | 0.29249 | 0.90101 | 0.15369 | 0.44814 | 0.37905 | 0.20475 | 0.28479 | 0.45875 | 0.23951 | 0.87225 | 0.65913 | 0.60066 | 0.22687 | 0.2942 | 0.4993 | 0.29334 | 0.30273 | 0.87558 | 0.15959 | 0.45411 | 0.37628 | 0.20619 | 0.28777 | 0.48912 | 0.23327 | 0
May | 31 | 23 | Weekday | Wednesday | 0.68236 | 0.75398 | 0.76109 | 0.66752 | 1 | 0.66752 | 0.66752 | 0.18472 | 0.66752 | 0.68236 | 0.68236 | 0.42162 | 0.68732 | 0.43128 | 0.19437 | 0.25758 | 0.40058 | 0.42061 | 0.23682 | 0.51193 | 0.15122 | 0.40385 | 0.32264 | 0.18472 | 0.25354 | 0.39471 | 0.21329 | 0.46482 | 0.64549 | 0.45751 | 0.19479 | 0.25732 | 0.41874 | 0.36925 | 0.24166 | 0.48372 | 0.15251 | 0.41927 | 0.31911 | 0.18472 | 0.25354 | 0.40389 | 0.21329 | 0
Jun | 1 | 24 | Weekday | Thursday | 0.60077 | 0.67227 | 0.71934 | 0.57843 | 1 | 0.57843 | 0.57843 | 0.18272 | 0.57843 | 0.60077 | 0.60077 | 0.23671 | 0.69034 | 0.39157 | 0.20636 | 0.26075 | 0.37354 | 0.32672 | 0.23756 | 0.32489 | 0.14029 | 0.37647 | 0.32789 | 0.18272 | 0.25183 | 0.36339 | 0.21329 | 0.30202 | 0.64838 | 0.42631 | 0.20681 | 0.26126 | 0.39267 | 0.29592 | 0.24163 | 0.33314 | 0.14131 | 0.39049 | 0.32593 | 0.18272 | 0.25183 | 0.37168 | 0.21329 | 0
Jun | 1 | 1 | Weekday | Thursday | 0.59899 | 0.62716 | 0.70801 | 0.53224 | 1 | 0.53224 | 0.53224 | 0.18272 | 0.53224 | 0.59899 | 0.59899 | 0.2359 | 0.69295 | 0.37564 | 0.2007 | 0.26103 | 0.35706 | 0.41609 | 0.23628 | 0.32522 | 0.13122 | 0.3555 | 0.32902 | 0.18272 | 0.25183 | 0.35942 | 0.21329 | 0.30255 | 0.64999 | 0.40718 | 0.20112 | 0.26126 | 0.37705 | 0.35963 | 0.24159 | 0.33398 | 0.13248 | 0.36386 | 0.32593 | 0.18272 | 0.25183 | 0.36747 | 0.21329 | 0
Jun | 1 | 2 | Weekday | Thursday | 0.58978 | 0.61436 | 0.70093 | 0.50282 | 1 | 0.50282 | 0.50282 | 0.18272 | 0.50282 | 0.58978 | 0.58978 | 0.23749 | 0.69435 | 0.37604 | 0.2007 | 0.26103 | 0.34957 | 0.32223 | 0.23781 | 0.32555 | 0.1333 | 0.34443 | 0.32902 | 0.18272 | 0.25183 | 0.35578 | 0.21329 | 0.30278 | 0.65098 | 0.40789 | 0.20112 | 0.26126 | 0.3683 | 0.28835 | 0.24157 | 0.33432 | 0.13447 | 0.3582 | 0.32593 | 0.18272 | 0.25183 | 0.36408 | 0.21329 | 0
Jun | 1 | 3 | Weekday | Thursday | 0.58247 | 0.6102 | 0.7011 | 0.47579 | 1 | 0.47579 | 0.47579 | 0.18272 | 0.47579 | 0.58247 | 0.58247 | 0.24218 | 0.7507 | 0.40803 | 0.2146 | 0.26093 | 0.3923 | 0.54313 | 0.23907 | 0.33837 | 0.13094 | 0.36227 | 0.32789 | 0.18272 | 0.25183 | 0.40034 | 0.21329 | 0.31098 | 0.7146 | 0.42984 | 0.21508 | 0.26126 | 0.4108 | 0.4804 | 0.2443 | 0.34809 | 0.1316 | 0.36897 | 0.32593 | 0.18272 | 0.25183 | 0.4096 | 0.21329 | 0
Jun | 1 | 4 | Weekday | Thursday | 0.59116 | 0.61665 | 0.71632 | 0.46504 | 1 | 0.46504 | 0.46504 | 0.081494 | 0.46504 | 0.59116 | 0.59116 | 0.37199 | 0.77699 | 0.47857 | 0.21395 | 0.19939 | 0.41969 | 0.58326 | 0.20979 | 0.42842 | 0.11403 | 0.37006 | 0.21826 | 0.081494 | 0.0912 | 0.35569 | 0.11041 | 0.38495 | 0.70484 | 0.4646 | 0.21431 | 0.19889 | 0.41772 | 0.46462 | 0.21294 | 0.40235 | 0.11494 | 0.37475 | 0.21378 | 0.081494 | 0.0912 | 0.3636 | 0.11041 | 0
Jun | 1 | 5 | Weekday | Thursday | 0.55049 | 0.63541 | 0.75877 | 0.52631 | 0.0044079 | 0.52631 | 0.52631 | 0.31445 | 0.52631 | 0.55049 | 0.55049 | 0.64316 | 0.8916 | 0.78124 | 0.51958 | 0.3558 | 0.58549 | 0.74205 | 0.3256 | 0.89606 | 0.50775 | 0.67392 | 0.389 | 0.31445 | 0.29735 | 0.58313 | 0.25266 | 0.70895 | 0.86208 | 0.75292 | 0.50688 | 0.35634 | 0.53164 | 0.68311 | 0.29931 | 0.89678 | 0.45752 | 0.68793 | 0.38585 | 0.24494 | 0.19392 | 0.53926 | 0.23832 | 0
Jun | 1 | 6 | Weekday | Thursday | 0.56977 | 0.68449 | 0.8303 | 0.57926 | 0.0044079 | 0.57926 | 0.57926 | 0.39845 | 0.57926 | 0.56977 | 0.56977 | 0.83025 | 0.96387 | 0.98389 | 0.61142 | 0.50667 | 0.66275 | 0.88338 | 0.59253 | 0.92256 | 0.70749 | 0.87273 | 0.45711 | 0.39845 | 0.37475 | 0.64319 | 0.52851 | 0.88053 | 0.94653 | 0.92963 | 0.59916 | 0.50673 | 0.60976 | 0.84439 | 0.58708 | 0.90374 | 0.66712 | 0.89756 | 0.45076 | 0.35374 | 0.30518 | 0.58804 | 0.52222 | 0
Jun | 1 | 7 | Weekday | Thursday | 0.64962 | 0.74745 | 0.88947 | 0.59448 | 0.0044079 | 0.59448 | 0.59448 | 0.59304 | 0.59448 | 0.64962 | 0.64962 | 0.86928 | 0.98283 | 0.84549 | 0.99844 | 0.97736 | 0.65632 | 0.92725 | 0.8457 | 0.7587 | 0.86897 | 0.79646 | 0.92181 | 0.59304 | 0.56775 | 0.86172 | 0.79556 | 0.89983 | 0.97048 | 0.8257 | 0.99582 | 0.97811 | 0.60633 | 0.89869 | 0.84614 | 0.73929 | 0.85026 | 0.78824 | 0.92257 | 0.57007 | 0.52713 | 0.82912 | 0.79276 | 0
Jun | 1 | 8 | Weekday | Thursday | 0.73086 | 0.80359 | 0.92367 | 0.63993 | 0.0044079 | 0.63993 | 0.63993 | 0.85243 | 0.63993 | 0.73086 | 0.73086 | 0.71818 | 0.99851 | 0.74518 | 0.98859 | 0.9362 | 0.60098 | 0.99317 | 0.88781 | 0.7612 | 0.93347 | 0.7657 | 0.94502 | 0.85243 | 0.83157 | 0.94819 | 0.96332 | 0.75519 | 0.99008 | 0.75805 | 0.98704 | 0.93621 | 0.55871 | 0.97875 | 0.88219 | 0.74679 | 0.91695 | 0.76589 | 0.9449 | 0.84744 | 0.81901 | 0.93617 | 0.96214 | 0
Jun | 1 | 9 | Weekday | Thursday | 0.84834 | 0.8556 | 0.94529 | 0.64117 | 0.0044079 | 0.64117 | 0.64117 | 0.9115 | 0.64117 | 0.84834 | 0.84834 | 0.90842 | 1 | 0.62045 | 0.95786 | 0.92946 | 0.55138 | 0.99455 | 0.93289 | 0.93843 | 0.96324 | 0.60105 | 0.95774 | 0.9115 | 0.89416 | 0.92824 | 0.9668 | 0.9226 | 0.99319 | 0.6374 | 0.95662 | 0.93 | 0.51362 | 0.98807 | 0.92863 | 0.93455 | 0.94778 | 0.59253 | 0.95773 | 0.90906 | 0.8863 | 0.9215 | 0.96611 | 0
Jun | 1 | 10 | Weekday | Thursday | 0.94904 | 0.90615 | 0.96272 | 0.68805 | 0.0044079 | 0.68805 | 0.68805 | 0.9342 | 0.68805 | 0.94904 | 0.94904 | 0.94194 | 0.99829 | 0.59125 | 0.96252 | 0.95239 | 0.55659 | 1 | 0.96872 | 1 | 0.98716 | 0.60364 | 0.96825 | 0.9342 | 0.92235 | 1 | 0.97667 | 0.97321 | 0.99328 | 0.63531 | 0.96117 | 0.952 | 0.53456 | 0.99405 | 0.96813 | 1 | 0.97521 | 0.59734 | 0.96758 | 0.93376 | 0.91996 | 1 | 0.97627 | 0
Jun | 1 | 11 | Weekday | Thursday | 0.99799 | 0.95017 | 0.97075 | 0.72134 | 0.0044079 | 0.72134 | 0.72134 | 0.95381 | 0.72134 | 0.99799 | 0.99799 | 0.94762 | 0.97093 | 0.59091 | 0.93145 | 0.95574 | 0.55719 | 0.95361 | 0.99375 | 0.99125 | 0.99412 | 0.60871 | 0.92504 | 0.95381 | 0.94878 | 0.96556 | 0.89385 | 0.99631 | 0.96674 | 0.63502 | 0.92878 | 0.95443 | 0.54354 | 0.95105 | 0.99222 | 0.99507 | 0.98305 | 0.60614 | 0.92204 | 0.95364 | 0.94757 | 0.96683 | 0.89349 | 0
Jun | 1 | 12 | Weekday | Thursday | 0.99611 | 0.96386 | 0.97097 | 0.76524 | 0.0044079 | 0.76524 | 0.76524 | 0.96923 | 0.76524 | 0.99611 | 0.99611 | 0.78559 | 0.99266 | 0.57517 | 0.97119 | 0.98447 | 0.55799 | 0.99459 | 0.99299 | 0.98024 | 0.998 | 0.61699 | 0.98309 | 0.96923 | 0.96899 | 0.96671 | 0.99307 | 0.82762 | 0.99062 | 0.61683 | 0.97009 | 0.98393 | 0.55061 | 0.99549 | 0.98673 | 0.98758 | 0.98603 | 0.61473 | 0.98256 | 0.96915 | 0.96831 | 0.97008 | 0.99303 | 0
Jun | 1 | 13 | Weekday | Thursday | 0.98476 | 0.97879 | 0.97849 | 0.78408 | 0.0044079 | 0.78408 | 0.78408 | 0.98098 | 0.78408 | 0.98476 | 0.98476 | 0.73035 | 0.99088 | 0.57449 | 0.97013 | 0.95972 | 0.55674 | 0.99489 | 0.99669 | 0.79046 | 0.99527 | 0.6189 | 0.98757 | 0.98098 | 0.98183 | 0.9465 | 0.99938 | 0.80073 | 0.99085 | 0.61661 | 0.97078 | 0.96002 | 0.55556 | 1 | 0.9978 | 0.79365 | 0.98634 | 0.61801 | 0.98822 | 0.98096 | 0.98166 | 0.95122 | 0.99938 | 0
Jun | 1 | 14 | Weekday | Thursday | 0.96853 | 0.9932 | 0.96953 | 0.81857 | 0.0044079 | 0.81857 | 0.81857 | 0.99629 | 0.81857 | 0.96853 | 0.96853 | 0.76278 | 0.98981 | 0.57522 | 0.96922 | 0.96665 | 0.60005 | 0.96553 | 1 | 0.78489 | 0.99468 | 0.62004 | 0.99434 | 0.99629 | 0.99933 | 0.9324 | 1 | 0.79 | 0.9919 | 0.6174 | 0.96999 | 0.96763 | 0.59672 | 0.98258 | 1 | 0.7855 | 0.98858 | 0.6186 | 0.99505 | 0.99629 | 0.99933 | 0.93872 | 1 | 0
Jun | 1 | 15 | Weekday | Thursday | 0.93155 | 1 | 0.95071 | 0.86377 | 0.0044079 | 0.86377 | 0.86377 | 1 | 0.86377 | 0.93155 | 0.93155 | 0.95744 | 0.99304 | 0.6045 | 1 | 1 | 0.77542 | 0.96336 | 0.95203 | 0.78528 | 1 | 0.61956 | 1 | 1 | 1 | 0.93298 | 0.99804 | 0.96433 | 0.99761 | 0.67827 | 1 | 1 | 0.77799 | 0.98262 | 0.96742 | 0.78608 | 1 | 0.65761 | 1 | 1 | 1 | 0.93912 | 0.99804 | 0
Jun | 1 | 16 | Weekday | Thursday | 0.87255 | 0.97109 | 0.92697 | 0.93891 | 0.0044079 | 0.93891 | 0.93891 | 0.98899 | 0.93891 | 0.87255 | 0.87255 | 0.97801 | 0.99146 | 0.6967 | 0.91145 | 0.91338 | 0.91948 | 0.94763 | 0.72505 | 0.97039 | 0.89139 | 0.72735 | 0.64864 | 0.98899 | 0.98206 | 0.93082 | 0.29124 | 0.98412 | 1 | 0.754 | 0.91156 | 0.91433 | 0.91562 | 0.96677 | 0.73312 | 0.9727 | 0.88452 | 0.76947 | 0.64611 | 0.98898 | 0.98189 | 0.93466 | 0.29124 | 0
Jun | 1 | 17 | Weekday | Thursday | 0.82061 | 0.928 | 0.90325 | 0.99825 | 0.0044079 | 0.99825 | 0.99825 | 0.75744 | 0.99825 | 0.82061 | 0.82061 | 1 | 0.81186 | 0.87506 | 0.76838 | 0.6199 | 0.97753 | 0.61309 | 0.7051 | 0.97456 | 0.87321 | 0.79961 | 0.50686 | 0.75744 | 0.73003 | 0.91085 | 0.092406 | 1 | 0.80752 | 0.88402 | 0.76647 | 0.62025 | 0.9654 | 0.60082 | 0.70881 | 0.96769 | 0.86288 | 0.83307 | 0.50441 | 0.75724 | 0.72905 | 0.91071 | 0.092406 | 0
Jun | 1 | 18 | Weekday | Thursday | 0.77337 | 0.88529 | 0.8757 | 0.9817 | 0.0044079 | 0.9817 | 0.9817 | 0.69575 | 0.9817 | 0.77337 | 0.77337 | 0.80721 | 0.81327 | 0.84666 | 0.74892 | 0.59289 | 0.94056 | 0.61564 | 0.68683 | 0.97312 | 0.8438 | 0.81953 | 0.49231 | 0.69575 | 0.66341 | 0.86475 | 0.089832 | 0.82241 | 0.80429 | 0.90043 | 0.7462 | 0.5936 | 0.92951 | 0.5965 | 0.68672 | 0.96148 | 0.83956 | 0.86154 | 0.49071 | 0.69419 | 0.66061 | 0.85951 | 0.089832 | 0
Jun | 1 | 19 | Weekday | Thursday | 0.76067 | 0.87029 | 0.85639 | 0.93824 | 1 | 0.93824 | 0.93824 | 0.72201 | 0.93824 | 0.76067 | 0.76067 | 0.83656 | 0.74681 | 0.91865 | 0.67544 | 0.5617 | 0.99504 | 0.59054 | 0.69182 | 0.84988 | 0.84296 | 0.94782 | 0.57227 | 0.72201 | 0.74569 | 0.81353 | 0.19458 | 0.87401 | 0.72215 | 0.99081 | 0.66945 | 0.56209 | 0.99492 | 0.55 | 0.69182 | 0.8397 | 0.83635 | 1 | 0.57064 | 0.71908 | 0.73903 | 0.80367 | 0.19458 | 0
Jun | 1 | 20 | Weekday | Thursday | 0.7583 | 0.82522 | 0.8361 | 0.89524 | 1 | 0.89524 | 0.89524 | 0.33221 | 0.89524 | 0.7583 | 0.7583 | 0.79924 | 0.72608 | 0.94793 | 0.66542 | 0.56586 | 0.86752 | 0.40736 | 0.24299 | 0.85618 | 0.20702 | 0.91861 | 0.587 | 0.33221 | 0.39276 | 0.58937 | 0.21329 | 0.85346 | 0.69701 | 0.95582 | 0.65763 | 0.56767 | 0.87129 | 0.38697 | 0.24205 | 0.83964 | 0.20709 | 0.95684 | 0.58551 | 0.33221 | 0.39276 | 0.58559 | 0.21329 | 0
Jun | 1 | 21 | Weekday | Thursday | 0.71025 | 0.75573 | 0.80766 | 0.87224 | 1 | 0.87224 | 0.87224 | 0.18272 | 0.87224 | 0.71025 | 0.71025 | 0.74419 | 0.68771 | 0.7782 | 0.24356 | 0.27968 | 0.69292 | 0.42232 | 0.23935 | 0.83897 | 0.18059 | 0.67762 | 0.34648 | 0.18272 | 0.25183 | 0.3805 | 0.21329 | 0.83164 | 0.65172 | 0.79655 | 0.24417 | 0.27924 | 0.69088 | 0.37413 | 0.2417 | 0.82617 | 0.18141 | 0.70176 | 0.34469 | 0.18272 | 0.25183 | 0.38891 | 0.21329 | 0
Jun | 1 | 22 | Weekday | Thursday | 0.69886 | 0.71467 | 0.77303 | 0.77664 | 1 | 0.77664 | 0.77664 | 0.18272 | 0.77664 | 0.69886 | 0.69886 | 0.69469 | 0.68965 | 0.58353 | 0.20923 | 0.26065 | 0.52594 | 0.32347 | 0.24159 | 0.85805 | 0.16972 | 0.46948 | 0.32902 | 0.18272 | 0.25183 | 0.47686 | 0.21329 | 0.82901 | 0.6512 | 0.62324 | 0.20966 | 0.26126 | 0.53417 | 0.29679 | 0.2448 | 0.85506 | 0.17089 | 0.48574 | 0.32593 | 0.18272 | 0.25183 | 0.48794 | 0.21329 | 0
Jun | 1 | 23 | Weekday | Thursday | 0.64441 | 0.70703 | 0.74559 | 0.6646 | 1 | 0.6646 | 0.6646 | 0.18472 | 0.6646 | 0.64441 | 0.64441 | 0.42162 | 0.68732 | 0.43128 | 0.19437 | 0.25758 | 0.40058 | 0.42061 | 0.23682 | 0.51193 | 0.15122 | 0.40385 | 0.32264 | 0.18472 | 0.25354 | 0.39471 | 0.21329 | 0.46482 | 0.64549 | 0.45751 | 0.19479 | 0.25732 | 0.41874 | 0.36925 | 0.24166 | 0.48372 | 0.15251 | 0.41927 | 0.31911 | 0.18472 | 0.25354 | 0.40389 | 0.21329 | 0
Jun | 2 | 24 | Weekday | Friday | 0.60077 | 0.67227 | 0.71934 | 0.57843 | 1 | 0.57843 | 0.57843 | 0.18272 | 0.57843 | 0.60077 | 0.60077 | 0.23671 | 0.69034 | 0.39157 | 0.20636 | 0.26075 | 0.37354 | 0.32672 | 0.23756 | 0.32489 | 0.14029 | 0.37647 | 0.32789 | 0.18272 | 0.25183 | 0.36339 | 0.21329 | 0.30202 | 0.64838 | 0.42631 | 0.20681 | 0.26126 | 0.39267 | 0.29592 | 0.24163 | 0.33314 | 0.14131 | 0.39049 | 0.32593 | 0.18272 | 0.25183 | 0.37168 | 0.21329 | 0
Jun | 2 | 1 | Weekday | Friday | 0.59899 | 0.62716 | 0.70801 | 0.53224 | 1 | 0.53224 | 0.53224 | 0.18272 | 0.53224 | 0.59899 | 0.59899 | 0.2359 | 0.69295 | 0.37564 | 0.2007 | 0.26103 | 0.35706 | 0.41609 | 0.23628 | 0.32522 | 0.13122 | 0.3555 | 0.32902 | 0.18272 | 0.25183 | 0.35942 | 0.21329 | 0.30255 | 0.64999 | 0.40718 | 0.20112 | 0.26126 | 0.37705 | 0.35963 | 0.24159 | 0.33398 | 0.13248 | 0.36386 | 0.32593 | 0.18272 | 0.25183 | 0.36747 | 0.21329 | 0
Jun | 2 | 2 | Weekday | Friday | 0.58978 | 0.61436 | 0.70093 | 0.50282 | 1 | 0.50282 | 0.50282 | 0.18272 | 0.50282 | 0.58978 | 0.58978 | 0.23749 | 0.69435 | 0.37604 | 0.2007 | 0.26103 | 0.34957 | 0.32223 | 0.23781 | 0.32555 | 0.1333 | 0.34443 | 0.32902 | 0.18272 | 0.25183 | 0.35578 | 0.21329 | 0.30278 | 0.65098 | 0.40789 | 0.20112 | 0.26126 | 0.3683 | 0.28835 | 0.24157 | 0.33432 | 0.13447 | 0.3582 | 0.32593 | 0.18272 | 0.25183 | 0.36408 | 0.21329 | 0
Jun | 2 | 3 | Weekday | Friday | 0.58247 | 0.6102 | 0.7011 | 0.47579 | 1 | 0.47579 | 0.47579 | 0.18272 | 0.47579 | 0.58247 | 0.58247 | 0.24218 | 0.7507 | 0.40803 | 0.2146 | 0.26093 | 0.3923 | 0.54313 | 0.23907 | 0.33837 | 0.13094 | 0.36227 | 0.32789 | 0.18272 | 0.25183 | 0.40034 | 0.21329 | 0.31098 | 0.7146 | 0.42984 | 0.21508 | 0.26126 | 0.4108 | 0.4804 | 0.2443 | 0.34809 | 0.1316 | 0.36897 | 0.32593 | 0.18272 | 0.25183 | 0.4096 | 0.21329 | 0
Jun | 2 | 4 | Weekday | Friday | 0.59116 | 0.61665 | 0.71632 | 0.46504 | 1 | 0.46504 | 0.46504 | 0.081494 | 0.46504 | 0.59116 | 0.59116 | 0.37199 | 0.77699 | 0.47857 | 0.21395 | 0.19939 | 0.41969 | 0.58326 | 0.20979 | 0.42842 | 0.11403 | 0.37006 | 0.21826 | 0.081494 | 0.0912 | 0.35569 | 0.11041 | 0.38495 | 0.70484 | 0.4646 | 0.21431 | 0.19889 | 0.41772 | 0.46462 | 0.21294 | 0.40235 | 0.11494 | 0.37475 | 0.21378 | 0.081494 | 0.0912 | 0.3636 | 0.11041 | 0
Jun | 2 | 5 | Weekday | Friday | 0.55049 | 0.63541 | 0.75877 | 0.52631 | 0.0044079 | 0.52631 | 0.52631 | 0.31445 | 0.52631 | 0.55049 | 0.55049 | 0.64316 | 0.8916 | 0.78124 | 0.51958 | 0.3558 | 0.58549 | 0.74205 | 0.3256 | 0.89606 | 0.50775 | 0.67392 | 0.389 | 0.31445 | 0.29735 | 0.58313 | 0.25266 | 0.70895 | 0.86208 | 0.75292 | 0.50688 | 0.35634 | 0.53164 | 0.68311 | 0.29931 | 0.89678 | 0.45752 | 0.68793 | 0.38585 | 0.24494 | 0.19392 | 0.53926 | 0.23832 | 0
Jun | 2 | 6 | Weekday | Friday | 0.56977 | 0.68449 | 0.8303 | 0.57926 | 0.0044079 | 0.57926 | 0.57926 | 0.39845 | 0.57926 | 0.56977 | 0.56977 | 0.83025 | 0.96387 | 0.98389 | 0.61142 | 0.50667 | 0.66275 | 0.88338 | 0.59253 | 0.92256 | 0.70749 | 0.87273 | 0.45711 | 0.39845 | 0.37475 | 0.64319 | 0.52851 | 0.88053 | 0.94653 | 0.92963 | 0.59916 | 0.50673 | 0.60976 | 0.84439 | 0.58708 | 0.90374 | 0.66712 | 0.89756 | 0.45076 | 0.35374 | 0.30518 | 0.58804 | 0.52222 | 0
Jun | 2 | 7 | Weekday | Friday | 0.64962 | 0.74745 | 0.88947 | 0.59448 | 0.0044079 | 0.59448 | 0.59448 | 0.59304 | 0.59448 | 0.64962 | 0.64962 | 0.86928 | 0.98283 | 0.84549 | 0.99844 | 0.97736 | 0.65632 | 0.92725 | 0.8457 | 0.7587 | 0.86897 | 0.79646 | 0.92181 | 0.59304 | 0.56775 | 0.86172 | 0.79556 | 0.89983 | 0.97048 | 0.8257 | 0.99582 | 0.97811 | 0.60633 | 0.89869 | 0.84614 | 0.73929 | 0.85026 | 0.78824 | 0.92257 | 0.57007 | 0.52713 | 0.82912 | 0.79276 | 0
Jun | 2 | 8 | Weekday | Friday | 0.73086 | 0.80359 | 0.92367 | 0.63993 | 0.0044079 | 0.63993 | 0.63993 | 0.85243 | 0.63993 | 0.73086 | 0.73086 | 0.71818 | 0.99851 | 0.74518 | 0.98859 | 0.9362 | 0.60098 | 0.99317 | 0.88781 | 0.7612 | 0.93347 | 0.7657 | 0.94502 | 0.85243 | 0.83157 | 0.94819 | 0.96332 | 0.75519 | 0.99008 | 0.75805 | 0.98704 | 0.93621 | 0.55871 | 0.97875 | 0.88219 | 0.74679 | 0.91695 | 0.76589 | 0.9449 | 0.84744 | 0.81901 | 0.93617 | 0.96214 | 0
Jun | 2 | 9 | Weekday | Friday | 0.84834 | 0.8556 | 0.94529 | 0.64117 | 0.0044079 | 0.64117 | 0.64117 | 0.9115 | 0.64117 | 0.84834 | 0.84834 | 0.90842 | 1 | 0.62045 | 0.95786 | 0.92946 | 0.55138 | 0.99455 | 0.93289 | 0.93843 | 0.96324 | 0.60105 | 0.95774 | 0.9115 | 0.89416 | 0.92824 | 0.9668 | 0.9226 | 0.99319 | 0.6374 | 0.95662 | 0.93 | 0.51362 | 0.98807 | 0.92863 | 0.93455 | 0.94778 | 0.59253 | 0.95773 | 0.90906 | 0.8863 | 0.9215 | 0.96611 | 0
Jun | 2 | 10 | Weekday | Friday | 0.94904 | 0.90615 | 0.96272 | 0.68805 | 0.0044079 | 0.68805 | 0.68805 | 0.9342 | 0.68805 | 0.94904 | 0.94904 | 0.94194 | 0.99829 | 0.59125 | 0.96252 | 0.95239 | 0.55659 | 1 | 0.96872 | 1 | 0.98716 | 0.60364 | 0.96825 | 0.9342 | 0.92235 | 1 | 0.97667 | 0.97321 | 0.99328 | 0.63531 | 0.96117 | 0.952 | 0.53456 | 0.99405 | 0.96813 | 1 | 0.97521 | 0.59734 | 0.96758 | 0.93376 | 0.91996 | 1 | 0.97627 | 0
Jun | 2 | 11 | Weekday | Friday | 0.99799 | 0.95017 | 0.97075 | 0.72134 | 0.0044079 | 0.72134 | 0.72134 | 0.95381 | 0.72134 | 0.99799 | 0.99799 | 0.94762 | 0.97093 | 0.59091 | 0.93145 | 0.95574 | 0.55719 | 0.95361 | 0.99375 | 0.99125 | 0.99412 | 0.60871 | 0.92504 | 0.95381 | 0.94878 | 0.96556 | 0.89385 | 0.99631 | 0.96674 | 0.63502 | 0.92878 | 0.95443 | 0.54354 | 0.95105 | 0.99222 | 0.99507 | 0.98305 | 0.60614 | 0.92204 | 0.95364 | 0.94757 | 0.96683 | 0.89349 | 0
Jun | 2 | 12 | Weekday | Friday | 0.99611 | 0.96386 | 0.97097 | 0.76524 | 0.0044079 | 0.76524 | 0.76524 | 0.96923 | 0.76524 | 0.99611 | 0.99611 | 0.78559 | 0.99266 | 0.57517 | 0.97119 | 0.98447 | 0.55799 | 0.99459 | 0.99299 | 0.98024 | 0.998 | 0.61699 | 0.98309 | 0.96923 | 0.96899 | 0.96671 | 0.99307 | 0.82762 | 0.99062 | 0.61683 | 0.97009 | 0.98393 | 0.55061 | 0.99549 | 0.98673 | 0.98758 | 0.98603 | 0.61473 | 0.98256 | 0.96915 | 0.96831 | 0.97008 | 0.99303 | 0
Jun | 2 | 13 | Weekday | Friday | 0.98476 | 0.97879 | 0.97849 | 0.78408 | 0.0044079 | 0.78408 | 0.78408 | 0.98098 | 0.78408 | 0.98476 | 0.98476 | 0.73035 | 0.99088 | 0.57449 | 0.97013 | 0.95972 | 0.55674 | 0.99489 | 0.99669 | 0.79046 | 0.99527 | 0.6189 | 0.98757 | 0.98098 | 0.98183 | 0.9465 | 0.99938 | 0.80073 | 0.99085 | 0.61661 | 0.97078 | 0.96002 | 0.55556 | 1 | 0.9978 | 0.79365 | 0.98634 | 0.61801 | 0.98822 | 0.98096 | 0.98166 | 0.95122 | 0.99938 | 0
Jun | 2 | 14 | Weekday | Friday | 0.96853 | 0.9932 | 0.96953 | 0.81857 | 0.0044079 | 0.81857 | 0.81857 | 0.99629 | 0.81857 | 0.96853 | 0.96853 | 0.76278 | 0.98981 | 0.57522 | 0.96922 | 0.96665 | 0.60005 | 0.96553 | 1 | 0.78489 | 0.99468 | 0.62004 | 0.99434 | 0.99629 | 0.99933 | 0.9324 | 1 | 0.79 | 0.9919 | 0.6174 | 0.96999 | 0.96763 | 0.59672 | 0.98258 | 1 | 0.7855 | 0.98858 | 0.6186 | 0.99505 | 0.99629 | 0.99933 | 0.93872 | 1 | 0
Jun | 2 | 15 | Weekday | Friday | 0.93155 | 1 | 0.95071 | 0.86377 | 0.0044079 | 0.86377 | 0.86377 | 1 | 0.86377 | 0.93155 | 0.93155 | 0.95744 | 0.99304 | 0.6045 | 1 | 1 | 0.77542 | 0.96336 | 0.95203 | 0.78528 | 1 | 0.61956 | 1 | 1 | 1 | 0.93298 | 0.99804 | 0.96433 | 0.99761 | 0.67827 | 1 | 1 | 0.77799 | 0.98262 | 0.96742 | 0.78608 | 1 | 0.65761 | 1 | 1 | 1 | 0.93912 | 0.99804 | 0
Jun | 2 | 16 | Weekday | Friday | 0.87255 | 0.97109 | 0.92697 | 0.93891 | 0.0044079 | 0.93891 | 0.93891 | 0.98899 | 0.93891 | 0.87255 | 0.87255 | 0.97801 | 0.99146 | 0.6967 | 0.91145 | 0.91338 | 0.91948 | 0.94763 | 0.72505 | 0.97039 | 0.89139 | 0.72735 | 0.64864 | 0.98899 | 0.98206 | 0.93082 | 0.29124 | 0.98412 | 1 | 0.754 | 0.91156 | 0.91433 | 0.91562 | 0.96677 | 0.73312 | 0.9727 | 0.88452 | 0.76947 | 0.64611 | 0.98898 | 0.98189 | 0.93466 | 0.29124 | 0
Jun | 2 | 17 | Weekday | Friday | 0.82061 | 0.928 | 0.90325 | 0.99825 | 0.0044079 | 0.99825 | 0.99825 | 0.75744 | 0.99825 | 0.82061 | 0.82061 | 1 | 0.81186 | 0.87506 | 0.76838 | 0.6199 | 0.97753 | 0.61309 | 0.7051 | 0.97456 | 0.87321 | 0.79961 | 0.50686 | 0.75744 | 0.73003 | 0.91085 | 0.092406 | 1 | 0.80752 | 0.88402 | 0.76647 | 0.62025 | 0.9654 | 0.60082 | 0.70881 | 0.96769 | 0.86288 | 0.83307 | 0.50441 | 0.75724 | 0.72905 | 0.91071 | 0.092406 | 0
Jun | 2 | 18 | Weekday | Friday | 0.77337 | 0.88529 | 0.8757 | 0.9817 | 0.0044079 | 0.9817 | 0.9817 | 0.69575 | 0.9817 | 0.77337 | 0.77337 | 0.80721 | 0.81327 | 0.84666 | 0.74892 | 0.59289 | 0.94056 | 0.61564 | 0.68683 | 0.97312 | 0.8438 | 0.81953 | 0.49231 | 0.69575 | 0.66341 | 0.86475 | 0.089832 | 0.82241 | 0.80429 | 0.90043 | 0.7462 | 0.5936 | 0.92951 | 0.5965 | 0.68672 | 0.96148 | 0.83956 | 0.86154 | 0.49071 | 0.69419 | 0.66061 | 0.85951 | 0.089832 | 0
Jun | 2 | 19 | Weekday | Friday | 0.76067 | 0.87029 | 0.85639 | 0.93824 | 1 | 0.93824 | 0.93824 | 0.72201 | 0.93824 | 0.76067 | 0.76067 | 0.83656 | 0.74681 | 0.91865 | 0.67544 | 0.5617 | 0.99504 | 0.59054 | 0.69182 | 0.84988 | 0.84296 | 0.94782 | 0.57227 | 0.72201 | 0.74569 | 0.81353 | 0.19458 | 0.87401 | 0.72215 | 0.99081 | 0.66945 | 0.56209 | 0.99492 | 0.55 | 0.69182 | 0.8397 | 0.83635 | 1 | 0.57064 | 0.71908 | 0.73903 | 0.80367 | 0.19458 | 0
Jun | 2 | 20 | Weekday | Friday | 0.7583 | 0.82522 | 0.8361 | 0.89524 | 1 | 0.89524 | 0.89524 | 0.33221 | 0.89524 | 0.7583 | 0.7583 | 0.79924 | 0.72608 | 0.94793 | 0.66542 | 0.56586 | 0.86752 | 0.40736 | 0.24299 | 0.85618 | 0.20702 | 0.91861 | 0.587 | 0.33221 | 0.39276 | 0.58937 | 0.21329 | 0.85346 | 0.69701 | 0.95582 | 0.65763 | 0.56767 | 0.87129 | 0.38697 | 0.24205 | 0.83964 | 0.20709 | 0.95684 | 0.58551 | 0.33221 | 0.39276 | 0.58559 | 0.21329 | 0
Jun | 2 | 21 | Weekday | Friday | 0.71025 | 0.75573 | 0.80766 | 0.87224 | 1 | 0.87224 | 0.87224 | 0.18272 | 0.87224 | 0.71025 | 0.71025 | 0.74419 | 0.68771 | 0.7782 | 0.24356 | 0.27968 | 0.69292 | 0.42232 | 0.23935 | 0.83897 | 0.18059 | 0.67762 | 0.34648 | 0.18272 | 0.25183 | 0.3805 | 0.21329 | 0.83164 | 0.65172 | 0.79655 | 0.24417 | 0.27924 | 0.69088 | 0.37413 | 0.2417 | 0.82617 | 0.18141 | 0.70176 | 0.34469 | 0.18272 | 0.25183 | 0.38891 | 0.21329 | 0
Jun | 2 | 22 | Weekday | Friday | 0.69886 | 0.71467 | 0.77303 | 0.77664 | 1 | 0.77664 | 0.77664 | 0.18272 | 0.77664 | 0.69886 | 0.69886 | 0.69469 | 0.68965 | 0.58353 | 0.20923 | 0.26065 | 0.52594 | 0.32347 | 0.24159 | 0.85805 | 0.16972 | 0.46948 | 0.32902 | 0.18272 | 0.25183 | 0.47686 | 0.21329 | 0.82901 | 0.6512 | 0.62324 | 0.20966 | 0.26126 | 0.53417 | 0.29679 | 0.2448 | 0.85506 | 0.17089 | 0.48574 | 0.32593 | 0.18272 | 0.25183 | 0.48794 | 0.21329 | 0
Jun | 2 | 23 | Weekday | Friday | 0.64441 | 0.70703 | 0.74559 | 0.6646 | 1 | 0.6646 | 0.6646 | 0.17593 | 0.6646 | 0.64441 | 0.64441 | 0.40627 | 0.70699 | 0.43814 | 0.1833 | 0.2433 | 0.3999 | 0.35958 | 0.23751 | 0.50021 | 0.13672 | 0.4118 | 0.31099 | 0.17593 | 0.246 | 0.37978 | 0.21329 | 0.46635 | 0.66701 | 0.46778 | 0.18371 | 0.24327 | 0.4201 | 0.3137 | 0.24177 | 0.4853 | 0.13787 | 0.4276 | 0.30717 | 0.17593 | 0.246 | 0.38826 | 0.21329 | 0
Jun | 3 | 24 | Weekend | Saturday | 0.61795 | 0.68752 | 0.746 | 0.6079 | 1 | 0.6079 | 0.6079 | 0.18033 | 0.6079 | 0.61795 | 0.61795 | 0.23627 | 0.70626 | 0.42927 | 0.16601 | 0.22488 | 0.36887 | 0.34235 | 0.23658 | 0.32402 | 0.12918 | 0.39625 | 0.29137 | 0.18033 | 0.24977 | 0.34156 | 0.21329 | 0.30202 | 0.66527 | 0.47411 | 0.16629 | 0.22529 | 0.39027 | 0.29809 | 0.2417 | 0.33318 | 0.13024 | 0.42117 | 0.28841 | 0.18033 | 0.24977 | 0.3494 | 0.21329 | 0
Jun | 3 | 1 | Weekend | Saturday | 0.61123 | 0.64002 | 0.73202 | 0.55924 | 1 | 0.55924 | 0.55924 | 0.18033 | 0.55924 | 0.61123 | 0.61123 | 0.23662 | 0.70948 | 0.37715 | 0.16596 | 0.22539 | 0.35144 | 0.32404 | 0.23567 | 0.32408 | 0.12883 | 0.35865 | 0.29033 | 0.18033 | 0.24977 | 0.33661 | 0.21329 | 0.30249 | 0.66725 | 0.40795 | 0.16629 | 0.22529 | 0.37403 | 0.28499 | 0.24164 | 0.33393 | 0.13022 | 0.36618 | 0.28841 | 0.18033 | 0.24977 | 0.34434 | 0.21329 | 0
Jun | 3 | 2 | Weekend | Saturday | 0.6011 | 0.62597 | 0.72289 | 0.52674 | 1 | 0.52674 | 0.52674 | 0.18033 | 0.52674 | 0.6011 | 0.6011 | 0.23642 | 0.71113 | 0.39696 | 0.16591 | 0.22539 | 0.34254 | 0.34415 | 0.2369 | 0.32492 | 0.12914 | 0.3407 | 0.29137 | 0.18033 | 0.24977 | 0.33283 | 0.21329 | 0.30263 | 0.6684 | 0.43054 | 0.16629 | 0.22529 | 0.36406 | 0.29669 | 0.24159 | 0.33411 | 0.1302 | 0.35862 | 0.28841 | 0.18033 | 0.24977 | 0.3402 | 0.21329 | 0
Jun | 3 | 3 | Weekend | Saturday | 0.5932 | 0.62138 | 0.72041 | 0.49624 | 1 | 0.49624 | 0.49624 | 0.18033 | 0.49624 | 0.5932 | 0.5932 | 0.23948 | 0.71694 | 0.40464 | 0.17447 | 0.22488 | 0.38401 | 0.44985 | 0.23746 | 0.33102 | 0.12933 | 0.36037 | 0.29241 | 0.18033 | 0.24977 | 0.35352 | 0.21329 | 0.306 | 0.67617 | 0.42157 | 0.17483 | 0.22529 | 0.40553 | 0.39064 | 0.2426 | 0.33973 | 0.13072 | 0.36831 | 0.28841 | 0.18033 | 0.24977 | 0.36164 | 0.21329 | 0
Jun | 3 | 4 | Weekend | Saturday | 0.60043 | 0.62562 | 0.73383 | 0.48288 | 1 | 0.48288 | 0.48288 | 0.079096 | 0.48288 | 0.60043 | 0.60043 | 0.36959 | 0.70773 | 0.42887 | 0.16207 | 0.14348 | 0.40934 | 0.48769 | 0.20763 | 0.4113 | 0.1127 | 0.33129 | 0.1606 | 0.079096 | 0.089143 | 0.30615 | 0.11041 | 0.38032 | 0.66622 | 0.43543 | 0.16206 | 0.14251 | 0.41028 | 0.38375 | 0.21152 | 0.39317 | 0.11421 | 0.33518 | 0.1575 | 0.079096 | 0.089143 | 0.31315 | 0.11041 | 0
Jun | 3 | 5 | Weekend | Saturday | 0.55766 | 0.64047 | 0.77727 | 0.53986 | 0.0044079 | 0.53986 | 0.53986 | 0.16026 | 0.53986 | 0.55766 | 0.55766 | 0.63461 | 0.74223 | 0.64822 | 0.35426 | 0.2282 | 0.57433 | 0.55903 | 0.20082 | 0.88246 | 0.11049 | 0.51485 | 0.26053 | 0.16026 | 0.15421 | 0.50005 | 0.089832 | 0.70535 | 0.71622 | 0.67217 | 0.35048 | 0.22888 | 0.52255 | 0.48983 | 0.2054 | 0.88873 | 0.11096 | 0.53565 | 0.2561 | 0.14704 | 0.12367 | 0.44676 | 0.089832 | 0
Jun | 3 | 6 | Weekend | Saturday | 0.57517 | 0.68786 | 0.8493 | 0.59146 | 0.0044079 | 0.59146 | 0.59146 | 0.21769 | 0.59146 | 0.57517 | 0.57517 | 0.76278 | 0.79091 | 0.86438 | 0.43315 | 0.2552 | 0.65009 | 0.64911 | 0.20062 | 0.87656 | 0.12587 | 0.70107 | 0.25479 | 0.21769 | 0.20497 | 0.56137 | 0.16918 | 0.86963 | 0.7568 | 0.85101 | 0.4302 | 0.2547 | 0.59865 | 0.59181 | 0.20519 | 0.893 | 0.12721 | 0.71937 | 0.2512 | 0.20737 | 0.18469 | 0.49776 | 0.16407 | 0
Jun | 3 | 7 | Weekend | Saturday | 0.64879 | 0.75105 | 0.90806 | 0.60568 | 0.0044079 | 0.60568 | 0.60568 | 0.45546 | 0.60568 | 0.64879 | 0.64879 | 0.7997 | 0.80721 | 1 | 0.56545 | 0.35373 | 0.60499 | 0.70421 | 0.20243 | 0.71142 | 0.15713 | 1 | 0.32015 | 0.45546 | 0.42711 | 0.7087 | 0.17338 | 0.87991 | 0.78166 | 0.93123 | 0.56519 | 0.35391 | 0.55422 | 0.67406 | 0.2053 | 0.72456 | 0.1589 | 0.99497 | 0.31641 | 0.44272 | 0.39676 | 0.66294 | 0.17107 | 0
Jun | 3 | 8 | Weekend | Saturday | 0.72791 | 0.80622 | 0.94479 | 0.65498 | 0.0044079 | 0.65498 | 0.65498 | 0.59292 | 0.65498 | 0.72791 | 0.72791 | 0.66828 | 0.83462 | 0.83691 | 0.57857 | 0.37681 | 0.5464 | 0.76276 | 0.20085 | 0.73185 | 0.15759 | 0.8622 | 0.32399 | 0.59292 | 0.5662 | 0.69926 | 0.23903 | 0.72192 | 0.81412 | 0.81893 | 0.57867 | 0.37657 | 0.50311 | 0.73417 | 0.20543 | 0.73117 | 0.15868 | 0.86417 | 0.32133 | 0.58997 | 0.55479 | 0.67128 | 0.23857 | 0
Jun | 3 | 9 | Weekend | Saturday | 0.85069 | 0.85868 | 0.96746 | 0.66149 | 0.0044079 | 0.66149 | 0.66149 | 0.71381 | 0.66149 | 0.85069 | 0.85069 | 0.88234 | 0.83661 | 0.70697 | 0.55833 | 0.36596 | 0.49612 | 0.73698 | 0.20491 | 0.91895 | 0.18485 | 0.63256 | 0.32283 | 0.71381 | 0.68401 | 0.77656 | 0.23896 | 0.8991 | 0.81698 | 0.71144 | 0.5588 | 0.36645 | 0.45692 | 0.7192 | 0.20785 | 0.91586 | 0.18325 | 0.62352 | 0.31806 | 0.71381 | 0.68232 | 0.77021 | 0.23896 | 0
Jun | 3 | 10 | Weekend | Saturday | 0.94985 | 0.90808 | 0.98631 | 0.71059 | 0.0044079 | 0.71059 | 0.71059 | 0.74041 | 0.71059 | 0.94985 | 0.94985 | 0.91864 | 0.83563 | 0.67075 | 0.51429 | 0.36019 | 0.50205 | 0.77283 | 0.20451 | 0.98023 | 0.19798 | 0.61691 | 0.32211 | 0.74041 | 0.71005 | 0.85916 | 0.23923 | 0.94595 | 0.81695 | 0.70122 | 0.51461 | 0.36014 | 0.47812 | 0.75429 | 0.20875 | 0.97791 | 0.19827 | 0.60671 | 0.31839 | 0.74041 | 0.71005 | 0.86445 | 0.23923 | 0
Jun | 3 | 11 | Weekend | Saturday | 0.99943 | 0.94983 | 0.99398 | 0.74118 | 0.0044079 | 0.74118 | 0.74118 | 0.85036 | 0.74118 | 0.99943 | 0.99943 | 0.92423 | 0.81988 | 0.641 | 0.50265 | 0.36341 | 0.51084 | 0.72296 | 0.20966 | 0.97386 | 0.23962 | 0.61268 | 0.26095 | 0.85036 | 0.82999 | 0.86254 | 0.16513 | 0.96036 | 0.80137 | 0.70056 | 0.50323 | 0.36337 | 0.49548 | 0.71237 | 0.21316 | 0.9734 | 0.24114 | 0.61739 | 0.25771 | 0.85036 | 0.82999 | 0.87396 | 0.16513 | 0
Jun | 3 | 12 | Weekend | Saturday | 1 | 0.96213 | 0.99232 | 0.78529 | 0.0044079 | 0.78529 | 0.78529 | 0.87398 | 0.78529 | 1 | 1 | 0.77486 | 0.8096 | 0.61339 | 0.48949 | 0.35919 | 0.51474 | 0.78505 | 0.21765 | 0.97241 | 0.296 | 0.6334 | 0.2652 | 0.87398 | 0.86113 | 0.86269 | 0.1676 | 0.80715 | 0.79247 | 0.6671 | 0.49031 | 0.35888 | 0.5056 | 0.77483 | 0.22181 | 0.9733 | 0.29828 | 0.63035 | 0.26096 | 0.87398 | 0.86113 | 0.87683 | 0.1676 | 0
Jun | 3 | 13 | Weekend | Saturday | 0.99206 | 0.97597 | 1 | 0.80351 | 0.0044079 | 0.80351 | 0.80351 | 0.89766 | 0.80351 | 0.99206 | 0.99206 | 0.73512 | 0.80394 | 0.61461 | 0.4548 | 0.27807 | 0.52978 | 0.75681 | 0.23152 | 0.79888 | 0.34389 | 0.64212 | 0.27054 | 0.89766 | 0.89076 | 0.8548 | 0.17032 | 0.81147 | 0.78858 | 0.66838 | 0.45591 | 0.27793 | 0.52771 | 0.75401 | 0.23606 | 0.79988 | 0.34648 | 0.64356 | 0.26635 | 0.89766 | 0.89076 | 0.86998 | 0.17032 | 0
Jun | 3 | 14 | Weekend | Saturday | 0.9733 | 0.98975 | 0.98915 | 0.83692 | 0.0044079 | 0.83692 | 0.83692 | 0.92448 | 0.83692 | 0.9733 | 0.9733 | 0.7829 | 0.77045 | 0.61528 | 0.51096 | 0.31377 | 0.59452 | 0.79275 | 0.25539 | 0.80973 | 0.46123 | 0.65149 | 0.27855 | 0.92448 | 0.92249 | 0.85219 | 0.17213 | 0.82815 | 0.76201 | 0.66898 | 0.51227 | 0.31378 | 0.59144 | 0.78813 | 0.2619 | 0.8125 | 0.46606 | 0.65181 | 0.27547 | 0.92448 | 0.92249 | 0.86801 | 0.17213 | 0
Jun | 3 | 15 | Weekend | Saturday | 0.9329 | 0.99595 | 0.96459 | 0.87735 | 0.0044079 | 0.87735 | 0.87735 | 0.90962 | 0.87735 | 0.9329 | 0.9329 | 0.96262 | 0.76581 | 0.64935 | 0.54521 | 0.31575 | 0.75831 | 0.72408 | 0.2621 | 0.79202 | 0.44754 | 0.63617 | 0.28841 | 0.90962 | 0.9033 | 0.84304 | 0.089832 | 0.98226 | 0.75722 | 0.73671 | 0.54692 | 0.31577 | 0.75974 | 0.72211 | 0.26747 | 0.79417 | 0.45287 | 0.677 | 0.28439 | 0.90962 | 0.9033 | 0.8592 | 0.089832 | 0
Jun | 3 | 16 | Weekend | Saturday | 0.87661 | 0.96701 | 0.93694 | 0.9465 | 0.0044079 | 0.9465 | 0.9465 | 0.80585 | 0.9465 | 0.87661 | 0.87661 | 0.96128 | 0.74805 | 0.71712 | 0.52119 | 0.28269 | 0.93222 | 0.72282 | 0.25628 | 0.95733 | 0.42283 | 0.70084 | 0.25403 | 0.80585 | 0.79042 | 0.78652 | 0.089832 | 0.96961 | 0.73638 | 0.79939 | 0.52253 | 0.28283 | 0.92906 | 0.7084 | 0.26194 | 0.95976 | 0.42783 | 0.74322 | 0.25074 | 0.80585 | 0.79027 | 0.7996 | 0.089832 | 0
Jun | 3 | 17 | Weekend | Saturday | 0.82956 | 0.92613 | 0.9096 | 1 | 0.0044079 | 1 | 1 | 0.62318 | 1 | 0.82956 | 0.82956 | 0.98558 | 0.73307 | 0.84597 | 0.39948 | 0.20067 | 0.99973 | 0.47463 | 0.24557 | 0.9693 | 0.36407 | 0.83066 | 0.14213 | 0.62318 | 0.59561 | 0.76053 | 0.089832 | 0.98577 | 0.71445 | 0.94043 | 0.40064 | 0.2002 | 0.98884 | 0.45724 | 0.25093 | 0.96451 | 0.36894 | 0.88357 | 0.13676 | 0.62318 | 0.5941 | 0.76931 | 0.089832 | 0
Jun | 3 | 18 | Weekend | Saturday | 0.78212 | 0.88202 | 0.87827 | 0.97513 | 0.0044079 | 0.97513 | 0.97513 | 0.42244 | 0.97513 | 0.78212 | 0.78212 | 0.78475 | 0.73424 | 0.87102 | 0.32535 | 0.18298 | 0.95645 | 0.50655 | 0.23642 | 0.95979 | 0.32123 | 0.84289 | 0.13958 | 0.42244 | 0.41141 | 0.66711 | 0.089832 | 0.80754 | 0.71248 | 0.93572 | 0.32625 | 0.1832 | 0.94623 | 0.47515 | 0.24154 | 0.95397 | 0.32519 | 0.88893 | 0.13628 | 0.42107 | 0.40563 | 0.66775 | 0.089832 | 0
Jun | 3 | 19 | Weekend | Saturday | 0.77005 | 0.86652 | 0.85823 | 0.93093 | 1 | 0.93093 | 0.93093 | 0.47345 | 0.93093 | 0.77005 | 0.77005 | 0.80463 | 0.70768 | 0.92237 | 0.2529 | 0.22402 | 1 | 0.46528 | 0.24617 | 0.83479 | 0.25602 | 0.9412 | 0.2697 | 0.47345 | 0.5212 | 0.65983 | 0.19528 | 0.84407 | 0.67423 | 1 | 0.2536 | 0.22391 | 1 | 0.4339 | 0.25155 | 0.82943 | 0.25878 | 0.99875 | 0.2655 | 0.46974 | 0.51175 | 0.65346 | 0.19528 | 0
Jun | 3 | 20 | Weekend | Saturday | 0.76465 | 0.82297 | 0.83978 | 0.89279 | 1 | 0.89279 | 0.89279 | 0.24002 | 0.89279 | 0.76465 | 0.76465 | 0.76242 | 0.71618 | 0.89286 | 0.20887 | 0.22565 | 0.8602 | 0.41395 | 0.23896 | 0.82854 | 0.19655 | 0.92512 | 0.29241 | 0.24002 | 0.31078 | 0.53692 | 0.21329 | 0.82157 | 0.68072 | 0.96142 | 0.209 | 0.22529 | 0.86343 | 0.38148 | 0.24415 | 0.81949 | 0.19199 | 0.97535 | 0.28841 | 0.24002 | 0.31078 | 0.53953 | 0.21329 | 0
Jun | 3 | 21 | Weekend | Saturday | 0.71855 | 0.75685 | 0.81026 | 0.87363 | 1 | 0.87363 | 0.87363 | 0.18033 | 0.87363 | 0.71855 | 0.71855 | 0.7039 | 0.71905 | 0.85383 | 0.19148 | 0.22514 | 0.67752 | 0.38076 | 0.23719 | 0.80968 | 0.17059 | 0.71938 | 0.29033 | 0.18033 | 0.24977 | 0.35145 | 0.21329 | 0.80281 | 0.67905 | 0.84196 | 0.19191 | 0.22529 | 0.6748 | 0.34072 | 0.24188 | 0.80619 | 0.17186 | 0.74421 | 0.28841 | 0.18033 | 0.24977 | 0.35913 | 0.21329 | 0
Jun | 3 | 22 | Weekend | Saturday | 0.70493 | 0.71948 | 0.77356 | 0.78105 | 1 | 0.78105 | 0.78105 | 0.18033 | 0.78105 | 0.70493 | 0.70493 | 0.65908 | 0.72143 | 0.65575 | 0.17452 | 0.22539 | 0.50685 | 0.34848 | 0.23872 | 0.83156 | 0.16347 | 0.48628 | 0.29137 | 0.18033 | 0.24977 | 0.45121 | 0.21329 | 0.80932 | 0.68066 | 0.68354 | 0.17483 | 0.22529 | 0.51489 | 0.31106 | 0.24478 | 0.84077 | 0.16566 | 0.50435 | 0.28841 | 0.18033 | 0.24977 | 0.46153 | 0.21329 | 0
Jun | 3 | 23 | Weekend | Saturday | 0.65041 | 0.71124 | 0.7454 | 0.67467 | 1 | 0.67467 | 0.67467 | 0.17593 | 0.67467 | 0.65041 | 0.65041 | 0.40627 | 0.70699 | 0.43814 | 0.1833 | 0.2433 | 0.3999 | 0.35958 | 0.23751 | 0.50021 | 0.13672 | 0.4118 | 0.31099 | 0.17593 | 0.246 | 0.37978 | 0.21329 | 0.46635 | 0.66701 | 0.46778 | 0.18371 | 0.24327 | 0.4201 | 0.3137 | 0.24177 | 0.4853 | 0.13787 | 0.4276 | 0.30717 | 0.17593 | 0.246 | 0.38826 | 0.21329 | 0
Jun | 4 | 24 | Weekend | Sunday | 0.61795 | 0.68752 | 0.746 | 0.6079 | 1 | 0.6079 | 0.6079 | 0.18033 | 0.6079 | 0.61795 | 0.61795 | 0.23627 | 0.70626 | 0.42927 | 0.16601 | 0.22488 | 0.36887 | 0.34235 | 0.23658 | 0.32402 | 0.12918 | 0.39625 | 0.29137 | 0.18033 | 0.24977 | 0.34156 | 0.21329 | 0.30202 | 0.66527 | 0.47411 | 0.16629 | 0.22529 | 0.39027 | 0.29809 | 0.2417 | 0.33318 | 0.13024 | 0.42117 | 0.28841 | 0.18033 | 0.24977 | 0.3494 | 0.21329 | 0
Jun | 4 | 1 | Weekend | Sunday | 0.61123 | 0.64002 | 0.73202 | 0.55924 | 1 | 0.55924 | 0.55924 | 0.18033 | 0.55924 | 0.61123 | 0.61123 | 0.23662 | 0.70948 | 0.37715 | 0.16596 | 0.22539 | 0.35144 | 0.32404 | 0.23567 | 0.32408 | 0.12883 | 0.35865 | 0.29033 | 0.18033 | 0.24977 | 0.33661 | 0.21329 | 0.30249 | 0.66725 | 0.40795 | 0.16629 | 0.22529 | 0.37403 | 0.28499 | 0.24164 | 0.33393 | 0.13022 | 0.36618 | 0.28841 | 0.18033 | 0.24977 | 0.34434 | 0.21329 | 0
Jun | 4 | 2 | Weekend | Sunday | 0.6011 | 0.62597 | 0.72289 | 0.52674 | 1 | 0.52674 | 0.52674 | 0.18033 | 0.52674 | 0.6011 | 0.6011 | 0.23642 | 0.71113 | 0.39696 | 0.16591 | 0.22539 | 0.34254 | 0.34415 | 0.2369 | 0.32492 | 0.12914 | 0.3407 | 0.29137 | 0.18033 | 0.24977 | 0.33283 | 0.21329 | 0.30263 | 0.6684 | 0.43054 | 0.16629 | 0.22529 | 0.36406 | 0.29669 | 0.24159 | 0.33411 | 0.1302 | 0.35862 | 0.28841 | 0.18033 | 0.24977 | 0.3402 | 0.21329 | 0
Jun | 4 | 3 | Weekend | Sunday | 0.5932 | 0.62138 | 0.72041 | 0.49624 | 1 | 0.49624 | 0.49624 | 0.18033 | 0.49624 | 0.5932 | 0.5932 | 0.23948 | 0.71694 | 0.40464 | 0.17447 | 0.22488 | 0.38401 | 0.44985 | 0.23746 | 0.33102 | 0.12933 | 0.36037 | 0.29241 | 0.18033 | 0.24977 | 0.35352 | 0.21329 | 0.306 | 0.67617 | 0.42157 | 0.17483 | 0.22529 | 0.40553 | 0.39064 | 0.2426 | 0.33973 | 0.13072 | 0.36831 | 0.28841 | 0.18033 | 0.24977 | 0.36164 | 0.21329 | 0
Jun | 4 | 4 | Weekend | Sunday | 0.60043 | 0.62562 | 0.73383 | 0.48288 | 1 | 0.48288 | 0.48288 | 0.079096 | 0.48288 | 0.60043 | 0.60043 | 0.36959 | 0.70773 | 0.42887 | 0.16207 | 0.14348 | 0.40934 | 0.48769 | 0.20763 | 0.4113 | 0.1127 | 0.33129 | 0.1606 | 0.079096 | 0.089143 | 0.30615 | 0.11041 | 0.38032 | 0.66622 | 0.43543 | 0.16206 | 0.14251 | 0.41028 | 0.38375 | 0.21152 | 0.39317 | 0.11421 | 0.33518 | 0.1575 | 0.079096 | 0.089143 | 0.31315 | 0.11041 | 0
Jun | 4 | 5 | Weekend | Sunday | 0.55766 | 0.64047 | 0.77727 | 0.53986 | 0.0044079 | 0.53986 | 0.53986 | 0.16026 | 0.53986 | 0.55766 | 0.55766 | 0.63461 | 0.74223 | 0.64822 | 0.35426 | 0.2282 | 0.57433 | 0.55903 | 0.20082 | 0.88246 | 0.11049 | 0.51485 | 0.26053 | 0.16026 | 0.15421 | 0.50005 | 0.089832 | 0.70535 | 0.71622 | 0.67217 | 0.35048 | 0.22888 | 0.52255 | 0.48983 | 0.2054 | 0.88873 | 0.11096 | 0.53565 | 0.2561 | 0.14704 | 0.12367 | 0.44676 | 0.089832 | 0
Jun | 4 | 6 | Weekend | Sunday | 0.57517 | 0.68786 | 0.8493 | 0.59146 | 0.0044079 | 0.59146 | 0.59146 | 0.21769 | 0.59146 | 0.57517 | 0.57517 | 0.76278 | 0.79091 | 0.86438 | 0.43315 | 0.2552 | 0.65009 | 0.64911 | 0.20062 | 0.87656 | 0.12587 | 0.70107 | 0.25479 | 0.21769 | 0.20497 | 0.56137 | 0.16918 | 0.86963 | 0.7568 | 0.85101 | 0.4302 | 0.2547 | 0.59865 | 0.59181 | 0.20519 | 0.893 | 0.12721 | 0.71937 | 0.2512 | 0.20737 | 0.18469 | 0.49776 | 0.16407 | 0
Jun | 4 | 7 | Weekend | Sunday | 0.64879 | 0.75105 | 0.90806 | 0.60568 | 0.0044079 | 0.60568 | 0.60568 | 0.45546 | 0.60568 | 0.64879 | 0.64879 | 0.7997 | 0.80721 | 1 | 0.56545 | 0.35373 | 0.60499 | 0.70421 | 0.20243 | 0.71142 | 0.15713 | 1 | 0.32015 | 0.45546 | 0.42711 | 0.7087 | 0.17338 | 0.87991 | 0.78166 | 0.93123 | 0.56519 | 0.35391 | 0.55422 | 0.67406 | 0.2053 | 0.72456 | 0.1589 | 0.99497 | 0.31641 | 0.44272 | 0.39676 | 0.66294 | 0.17107 | 0
Jun | 4 | 8 | Weekend | Sunday | 0.72791 | 0.80622 | 0.94479 | 0.65498 | 0.0044079 | 0.65498 | 0.65498 | 0.59292 | 0.65498 | 0.72791 | 0.72791 | 0.66828 | 0.83462 | 0.83691 | 0.57857 | 0.37681 | 0.5464 | 0.76276 | 0.20085 | 0.73185 | 0.15759 | 0.8622 | 0.32399 | 0.59292 | 0.5662 | 0.69926 | 0.23903 | 0.72192 | 0.81412 | 0.81893 | 0.57867 | 0.37657 | 0.50311 | 0.73417 | 0.20543 | 0.73117 | 0.15868 | 0.86417 | 0.32133 | 0.58997 | 0.55479 | 0.67128 | 0.23857 | 0
Jun | 4 | 9 | Weekend | Sunday | 0.85069 | 0.85868 | 0.96746 | 0.66149 | 0.0044079 | 0.66149 | 0.66149 | 0.71381 | 0.66149 | 0.85069 | 0.85069 | 0.88234 | 0.83661 | 0.70697 | 0.55833 | 0.36596 | 0.49612 | 0.73698 | 0.20491 | 0.91895 | 0.18485 | 0.63256 | 0.32283 | 0.71381 | 0.68401 | 0.77656 | 0.23896 | 0.8991 | 0.81698 | 0.71144 | 0.5588 | 0.36645 | 0.45692 | 0.7192 | 0.20785 | 0.91586 | 0.18325 | 0.62352 | 0.31806 | 0.71381 | 0.68232 | 0.77021 | 0.23896 | 0
Jun | 4 | 10 | Weekend | Sunday | 0.94985 | 0.90808 | 0.98631 | 0.71059 | 0.0044079 | 0.71059 | 0.71059 | 0.74041 | 0.71059 | 0.94985 | 0.94985 | 0.91864 | 0.83563 | 0.67075 | 0.51429 | 0.36019 | 0.50205 | 0.77283 | 0.20451 | 0.98023 | 0.19798 | 0.61691 | 0.32211 | 0.74041 | 0.71005 | 0.85916 | 0.23923 | 0.94595 | 0.81695 | 0.70122 | 0.51461 | 0.36014 | 0.47812 | 0.75429 | 0.20875 | 0.97791 | 0.19827 | 0.60671 | 0.31839 | 0.74041 | 0.71005 | 0.86445 | 0.23923 | 0
Jun | 4 | 11 | Weekend | Sunday | 0.99943 | 0.94983 | 0.99398 | 0.74118 | 0.0044079 | 0.74118 | 0.74118 | 0.85036 | 0.74118 | 0.99943 | 0.99943 | 0.92423 | 0.81988 | 0.641 | 0.50265 | 0.36341 | 0.51084 | 0.72296 | 0.20966 | 0.97386 | 0.23962 | 0.61268 | 0.26095 | 0.85036 | 0.82999 | 0.86254 | 0.16513 | 0.96036 | 0.80137 | 0.70056 | 0.50323 | 0.36337 | 0.49548 | 0.71237 | 0.21316 | 0.9734 | 0.24114 | 0.61739 | 0.25771 | 0.85036 | 0.82999 | 0.87396 | 0.16513 | 0
Jun | 4 | 12 | Weekend | Sunday | 1 | 0.96213 | 0.99232 | 0.78529 | 0.0044079 | 0.78529 | 0.78529 | 0.87398 | 0.78529 | 1 | 1 | 0.77486 | 0.8096 | 0.61339 | 0.48949 | 0.35919 | 0.51474 | 0.78505 | 0.21765 | 0.97241 | 0.296 | 0.6334 | 0.2652 | 0.87398 | 0.86113 | 0.86269 | 0.1676 | 0.80715 | 0.79247 | 0.6671 | 0.49031 | 0.35888 | 0.5056 | 0.77483 | 0.22181 | 0.9733 | 0.29828 | 0.63035 | 0.26096 | 0.87398 | 0.86113 | 0.87683 | 0.1676 | 0
Jun | 4 | 13 | Weekend | Sunday | 0.99206 | 0.97597 | 1 | 0.80351 | 0.0044079 | 0.80351 | 0.80351 | 0.89766 | 0.80351 | 0.99206 | 0.99206 | 0.73512 | 0.80394 | 0.61461 | 0.4548 | 0.27807 | 0.52978 | 0.75681 | 0.23152 | 0.79888 | 0.34389 | 0.64212 | 0.27054 | 0.89766 | 0.89076 | 0.8548 | 0.17032 | 0.81147 | 0.78858 | 0.66838 | 0.45591 | 0.27793 | 0.52771 | 0.75401 | 0.23606 | 0.79988 | 0.34648 | 0.64356 | 0.26635 | 0.89766 | 0.89076 | 0.86998 | 0.17032 | 0
Jun | 4 | 14 | Weekend | Sunday | 0.9733 | 0.98975 | 0.98915 | 0.83692 | 0.0044079 | 0.83692 | 0.83692 | 0.92448 | 0.83692 | 0.9733 | 0.9733 | 0.7829 | 0.77045 | 0.61528 | 0.51096 | 0.31377 | 0.59452 | 0.79275 | 0.25539 | 0.80973 | 0.46123 | 0.65149 | 0.27855 | 0.92448 | 0.92249 | 0.85219 | 0.17213 | 0.82815 | 0.76201 | 0.66898 | 0.51227 | 0.31378 | 0.59144 | 0.78813 | 0.2619 | 0.8125 | 0.46606 | 0.65181 | 0.27547 | 0.92448 | 0.92249 | 0.86801 | 0.17213 | 0
Jun | 4 | 15 | Weekend | Sunday | 0.9329 | 0.99595 | 0.96459 | 0.87735 | 0.0044079 | 0.87735 | 0.87735 | 0.90962 | 0.87735 | 0.9329 | 0.9329 | 0.96262 | 0.76581 | 0.64935 | 0.54521 | 0.31575 | 0.75831 | 0.72408 | 0.2621 | 0.79202 | 0.44754 | 0.63617 | 0.28841 | 0.90962 | 0.9033 | 0.84304 | 0.089832 | 0.98226 | 0.75722 | 0.73671 | 0.54692 | 0.31577 | 0.75974 | 0.72211 | 0.26747 | 0.79417 | 0.45287 | 0.677 | 0.28439 | 0.90962 | 0.9033 | 0.8592 | 0.089832 | 0
Jun | 4 | 16 | Weekend | Sunday | 0.87661 | 0.96701 | 0.93694 | 0.9465 | 0.0044079 | 0.9465 | 0.9465 | 0.80585 | 0.9465 | 0.87661 | 0.87661 | 0.96128 | 0.74805 | 0.71712 | 0.52119 | 0.28269 | 0.93222 | 0.72282 | 0.25628 | 0.95733 | 0.42283 | 0.70084 | 0.25403 | 0.80585 | 0.79042 | 0.78652 | 0.089832 | 0.96961 | 0.73638 | 0.79939 | 0.52253 | 0.28283 | 0.92906 | 0.7084 | 0.26194 | 0.95976 | 0.42783 | 0.74322 | 0.25074 | 0.80585 | 0.79027 | 0.7996 | 0.089832 | 0
Jun | 4 | 17 | Weekend | Sunday | 0.82956 | 0.92613 | 0.9096 | 1 | 0.0044079 | 1 | 1 | 0.62318 | 1 | 0.82956 | 0.82956 | 0.98558 | 0.73307 | 0.84597 | 0.39948 | 0.20067 | 0.99973 | 0.47463 | 0.24557 | 0.9693 | 0.36407 | 0.83066 | 0.14213 | 0.62318 | 0.59561 | 0.76053 | 0.089832 | 0.98577 | 0.71445 | 0.94043 | 0.40064 | 0.2002 | 0.98884 | 0.45724 | 0.25093 | 0.96451 | 0.36894 | 0.88357 | 0.13676 | 0.62318 | 0.5941 | 0.76931 | 0.089832 | 0
Jun | 4 | 18 | Weekend | Sunday | 0.78212 | 0.88202 | 0.87827 | 0.97513 | 0.0044079 | 0.97513 | 0.97513 | 0.42244 | 0.97513 | 0.78212 | 0.78212 | 0.78475 | 0.73424 | 0.87102 | 0.32535 | 0.18298 | 0.95645 | 0.50655 | 0.23642 | 0.95979 | 0.32123 | 0.84289 | 0.13958 | 0.42244 | 0.41141 | 0.66711 | 0.089832 | 0.80754 | 0.71248 | 0.93572 | 0.32625 | 0.1832 | 0.94623 | 0.47515 | 0.24154 | 0.95397 | 0.32519 | 0.88893 | 0.13628 | 0.42107 | 0.40563 | 0.66775 | 0.089832 | 0
Jun | 4 | 19 | Weekend | Sunday | 0.77005 | 0.86652 | 0.85823 | 0.93093 | 1 | 0.93093 | 0.93093 | 0.47345 | 0.93093 | 0.77005 | 0.77005 | 0.80463 | 0.70768 | 0.92237 | 0.2529 | 0.22402 | 1 | 0.46528 | 0.24617 | 0.83479 | 0.25602 | 0.9412 | 0.2697 | 0.47345 | 0.5212 | 0.65983 | 0.19528 | 0.84407 | 0.67423 | 1 | 0.2536 | 0.22391 | 1 | 0.4339 | 0.25155 | 0.82943 | 0.25878 | 0.99875 | 0.2655 | 0.46974 | 0.51175 | 0.65346 | 0.19528 | 0
Jun | 4 | 20 | Weekend | Sunday | 0.76465 | 0.82297 | 0.83978 | 0.89279 | 1 | 0.89279 | 0.89279 | 0.24002 | 0.89279 | 0.76465 | 0.76465 | 0.76242 | 0.71618 | 0.89286 | 0.20887 | 0.22565 | 0.8602 | 0.41395 | 0.23896 | 0.82854 | 0.19655 | 0.92512 | 0.29241 | 0.24002 | 0.31078 | 0.53692 | 0.21329 | 0.82157 | 0.68072 | 0.96142 | 0.209 | 0.22529 | 0.86343 | 0.38148 | 0.24415 | 0.81949 | 0.19199 | 0.97535 | 0.28841 | 0.24002 | 0.31078 | 0.53953 | 0.21329 | 0
Jun | 4 | 21 | Weekend | Sunday | 0.71855 | 0.75685 | 0.81026 | 0.87363 | 1 | 0.87363 | 0.87363 | 0.18033 | 0.87363 | 0.71855 | 0.71855 | 0.7039 | 0.71905 | 0.85383 | 0.19148 | 0.22514 | 0.67752 | 0.38076 | 0.23719 | 0.80968 | 0.17059 | 0.71938 | 0.29033 | 0.18033 | 0.24977 | 0.35145 | 0.21329 | 0.80281 | 0.67905 | 0.84196 | 0.19191 | 0.22529 | 0.6748 | 0.34072 | 0.24188 | 0.80619 | 0.17186 | 0.74421 | 0.28841 | 0.18033 | 0.24977 | 0.35913 | 0.21329 | 0
Jun | 4 | 22 | Weekend | Sunday | 0.70493 | 0.71948 | 0.77356 | 0.78105 | 1 | 0.78105 | 0.78105 | 0.18033 | 0.78105 | 0.70493 | 0.70493 | 0.65908 | 0.72143 | 0.65575 | 0.17452 | 0.22539 | 0.50685 | 0.34848 | 0.23872 | 0.83156 | 0.16347 | 0.48628 | 0.29137 | 0.18033 | 0.24977 | 0.45121 | 0.21329 | 0.80932 | 0.68066 | 0.68354 | 0.17483 | 0.22529 | 0.51489 | 0.31106 | 0.24478 | 0.84077 | 0.16566 | 0.50435 | 0.28841 | 0.18033 | 0.24977 | 0.46153 | 0.21329 | 0
Jun | 4 | 23 | Weekend | Sunday | 0.65041 | 0.71124 | 0.7454 | 0.67467 | 1 | 0.67467 | 0.67467 | 0.18472 | 0.67467 | 0.65041 | 0.65041 | 0.42162 | 0.68732 | 0.43128 | 0.19437 | 0.25758 | 0.40058 | 0.42061 | 0.23682 | 0.51193 | 0.15122 | 0.40385 | 0.32264 | 0.18472 | 0.25354 | 0.39471 | 0.21329 | 0.46482 | 0.64549 | 0.45751 | 0.19479 | 0.25732 | 0.41874 | 0.36925 | 0.24166 | 0.48372 | 0.15251 | 0.41927 | 0.31911 | 0.18472 | 0.25354 | 0.40389 | 0.21329 | 0
Jun | 5 | 24 | Weekday | Monday | 0.60077 | 0.67227 | 0.71934 | 0.57843 | 1 | 0.57843 | 0.57843 | 0.18272 | 0.57843 | 0.60077 | 0.60077 | 0.23671 | 0.69034 | 0.39157 | 0.20636 | 0.26075 | 0.37354 | 0.32672 | 0.23756 | 0.32489 | 0.14029 | 0.37647 | 0.32789 | 0.18272 | 0.25183 | 0.36339 | 0.21329 | 0.30202 | 0.64838 | 0.42631 | 0.20681 | 0.26126 | 0.39267 | 0.29592 | 0.24163 | 0.33314 | 0.14131 | 0.39049 | 0.32593 | 0.18272 | 0.25183 | 0.37168 | 0.21329 | 0
Jun | 5 | 1 | Weekday | Monday | 0.59899 | 0.62716 | 0.70801 | 0.53224 | 1 | 0.53224 | 0.53224 | 0.18272 | 0.53224 | 0.59899 | 0.59899 | 0.2359 | 0.69295 | 0.37564 | 0.2007 | 0.26103 | 0.35706 | 0.41609 | 0.23628 | 0.32522 | 0.13122 | 0.3555 | 0.32902 | 0.18272 | 0.25183 | 0.35942 | 0.21329 | 0.30255 | 0.64999 | 0.40718 | 0.20112 | 0.26126 | 0.37705 | 0.35963 | 0.24159 | 0.33398 | 0.13248 | 0.36386 | 0.32593 | 0.18272 | 0.25183 | 0.36747 | 0.21329 | 0
Jun | 5 | 2 | Weekday | Monday | 0.58978 | 0.61436 | 0.70093 | 0.50282 | 1 | 0.50282 | 0.50282 | 0.18272 | 0.50282 | 0.58978 | 0.58978 | 0.23749 | 0.69435 | 0.37604 | 0.2007 | 0.26103 | 0.34957 | 0.32223 | 0.23781 | 0.32555 | 0.1333 | 0.34443 | 0.32902 | 0.18272 | 0.25183 | 0.35578 | 0.21329 | 0.30278 | 0.65098 | 0.40789 | 0.20112 | 0.26126 | 0.3683 | 0.28835 | 0.24157 | 0.33432 | 0.13447 | 0.3582 | 0.32593 | 0.18272 | 0.25183 | 0.36408 | 0.21329 | 0
Jun | 5 | 3 | Weekday | Monday | 0.58247 | 0.6102 | 0.7011 | 0.47579 | 1 | 0.47579 | 0.47579 | 0.18272 | 0.47579 | 0.58247 | 0.58247 | 0.24218 | 0.7507 | 0.40803 | 0.2146 | 0.26093 | 0.3923 | 0.54313 | 0.23907 | 0.33837 | 0.13094 | 0.36227 | 0.32789 | 0.18272 | 0.25183 | 0.40034 | 0.21329 | 0.31098 | 0.7146 | 0.42984 | 0.21508 | 0.26126 | 0.4108 | 0.4804 | 0.2443 | 0.34809 | 0.1316 | 0.36897 | 0.32593 | 0.18272 | 0.25183 | 0.4096 | 0.21329 | 0
Jun | 5 | 4 | Weekday | Monday | 0.59116 | 0.61665 | 0.71632 | 0.46504 | 1 | 0.46504 | 0.46504 | 0.081494 | 0.46504 | 0.59116 | 0.59116 | 0.37199 | 0.77699 | 0.47857 | 0.21395 | 0.19939 | 0.41969 | 0.58326 | 0.20979 | 0.42842 | 0.11403 | 0.37006 | 0.21826 | 0.081494 | 0.0912 | 0.35569 | 0.11041 | 0.38495 | 0.70484 | 0.4646 | 0.21431 | 0.19889 | 0.41772 | 0.46462 | 0.21294 | 0.40235 | 0.11494 | 0.37475 | 0.21378 | 0.081494 | 0.0912 | 0.3636 | 0.11041 | 0
Jun | 5 | 5 | Weekday | Monday | 0.55049 | 0.63541 | 0.75877 | 0.52631 | 0.0044079 | 0.52631 | 0.52631 | 0.31445 | 0.52631 | 0.55049 | 0.55049 | 0.64316 | 0.8916 | 0.78124 | 0.51958 | 0.3558 | 0.58549 | 0.74205 | 0.3256 | 0.89606 | 0.50775 | 0.67392 | 0.389 | 0.31445 | 0.29735 | 0.58313 | 0.25266 | 0.70895 | 0.86208 | 0.75292 | 0.50688 | 0.35634 | 0.53164 | 0.68311 | 0.29931 | 0.89678 | 0.45752 | 0.68793 | 0.38585 | 0.24494 | 0.19392 | 0.53926 | 0.23832 | 0
Jun | 5 | 6 | Weekday | Monday | 0.56977 | 0.68449 | 0.8303 | 0.57926 | 0.0044079 | 0.57926 | 0.57926 | 0.39845 | 0.57926 | 0.56977 | 0.56977 | 0.83025 | 0.96387 | 0.98389 | 0.61142 | 0.50667 | 0.66275 | 0.88338 | 0.59253 | 0.92256 | 0.70749 | 0.87273 | 0.45711 | 0.39845 | 0.37475 | 0.64319 | 0.52851 | 0.88053 | 0.94653 | 0.92963 | 0.59916 | 0.50673 | 0.60976 | 0.84439 | 0.58708 | 0.90374 | 0.66712 | 0.89756 | 0.45076 | 0.35374 | 0.30518 | 0.58804 | 0.52222 | 0
Jun | 5 | 7 | Weekday | Monday | 0.64962 | 0.74745 | 0.88947 | 0.59448 | 0.0044079 | 0.59448 | 0.59448 | 0.59304 | 0.59448 | 0.64962 | 0.64962 | 0.86928 | 0.98283 | 0.84549 | 0.99844 | 0.97736 | 0.65632 | 0.92725 | 0.8457 | 0.7587 | 0.86897 | 0.79646 | 0.92181 | 0.59304 | 0.56775 | 0.86172 | 0.79556 | 0.89983 | 0.97048 | 0.8257 | 0.99582 | 0.97811 | 0.60633 | 0.89869 | 0.84614 | 0.73929 | 0.85026 | 0.78824 | 0.92257 | 0.57007 | 0.52713 | 0.82912 | 0.79276 | 0
Jun | 5 | 8 | Weekday | Monday | 0.73086 | 0.80359 | 0.92367 | 0.63993 | 0.0044079 | 0.63993 | 0.63993 | 0.85243 | 0.63993 | 0.73086 | 0.73086 | 0.71818 | 0.99851 | 0.74518 | 0.98859 | 0.9362 | 0.60098 | 0.99317 | 0.88781 | 0.7612 | 0.93347 | 0.7657 | 0.94502 | 0.85243 | 0.83157 | 0.94819 | 0.96332 | 0.75519 | 0.99008 | 0.75805 | 0.98704 | 0.93621 | 0.55871 | 0.97875 | 0.88219 | 0.74679 | 0.91695 | 0.76589 | 0.9449 | 0.84744 | 0.81901 | 0.93617 | 0.96214 | 0
Jun | 5 | 9 | Weekday | Monday | 0.84834 | 0.8556 | 0.94529 | 0.64117 | 0.0044079 | 0.64117 | 0.64117 | 0.9115 | 0.64117 | 0.84834 | 0.84834 | 0.90842 | 1 | 0.62045 | 0.95786 | 0.92946 | 0.55138 | 0.99455 | 0.93289 | 0.93843 | 0.96324 | 0.60105 | 0.95774 | 0.9115 | 0.89416 | 0.92824 | 0.9668 | 0.9226 | 0.99319 | 0.6374 | 0.95662 | 0.93 | 0.51362 | 0.98807 | 0.92863 | 0.93455 | 0.94778 | 0.59253 | 0.95773 | 0.90906 | 0.8863 | 0.9215 | 0.96611 | 0
Jun | 5 | 10 | Weekday | Monday | 0.94904 | 0.90615 | 0.96272 | 0.68805 | 0.0044079 | 0.68805 | 0.68805 | 0.9342 | 0.68805 | 0.94904 | 0.94904 | 0.94194 | 0.99829 | 0.59125 | 0.96252 | 0.95239 | 0.55659 | 1 | 0.96872 | 1 | 0.98716 | 0.60364 | 0.96825 | 0.9342 | 0.92235 | 1 | 0.97667 | 0.97321 | 0.99328 | 0.63531 | 0.96117 | 0.952 | 0.53456 | 0.99405 | 0.96813 | 1 | 0.97521 | 0.59734 | 0.96758 | 0.93376 | 0.91996 | 1 | 0.97627 | 0
Jun | 5 | 11 | Weekday | Monday | 0.99799 | 0.95017 | 0.97075 | 0.72134 | 0.0044079 | 0.72134 | 0.72134 | 0.95381 | 0.72134 | 0.99799 | 0.99799 | 0.94762 | 0.97093 | 0.59091 | 0.93145 | 0.95574 | 0.55719 | 0.95361 | 0.99375 | 0.99125 | 0.99412 | 0.60871 | 0.92504 | 0.95381 | 0.94878 | 0.96556 | 0.89385 | 0.99631 | 0.96674 | 0.63502 | 0.92878 | 0.95443 | 0.54354 | 0.95105 | 0.99222 | 0.99507 | 0.98305 | 0.60614 | 0.92204 | 0.95364 | 0.94757 | 0.96683 | 0.89349 | 0
Jun | 5 | 12 | Weekday | Monday | 0.99611 | 0.96386 | 0.97097 | 0.76524 | 0.0044079 | 0.76524 | 0.76524 | 0.96923 | 0.76524 | 0.99611 | 0.99611 | 0.78559 | 0.99266 | 0.57517 | 0.97119 | 0.98447 | 0.55799 | 0.99459 | 0.99299 | 0.98024 | 0.998 | 0.61699 | 0.98309 | 0.96923 | 0.96899 | 0.96671 | 0.99307 | 0.82762 | 0.99062 | 0.61683 | 0.97009 | 0.98393 | 0.55061 | 0.99549 | 0.98673 | 0.98758 | 0.98603 | 0.61473 | 0.98256 | 0.96915 | 0.96831 | 0.97008 | 0.99303 | 0
Jun | 5 | 13 | Weekday | Monday | 0.98476 | 0.97879 | 0.97849 | 0.78408 | 0.0044079 | 0.78408 | 0.78408 | 0.98098 | 0.78408 | 0.98476 | 0.98476 | 0.73035 | 0.99088 | 0.57449 | 0.97013 | 0.95972 | 0.55674 | 0.99489 | 0.99669 | 0.79046 | 0.99527 | 0.6189 | 0.98757 | 0.98098 | 0.98183 | 0.9465 | 0.99938 | 0.80073 | 0.99085 | 0.61661 | 0.97078 | 0.96002 | 0.55556 | 1 | 0.9978 | 0.79365 | 0.98634 | 0.61801 | 0.98822 | 0.98096 | 0.98166 | 0.95122 | 0.99938 | 0
Jun | 5 | 14 | Weekday | Monday | 0.96853 | 0.9932 | 0.96953 | 0.81857 | 0.0044079 | 0.81857 | 0.81857 | 0.99629 | 0.81857 | 0.96853 | 0.96853 | 0.76278 | 0.98981 | 0.57522 | 0.96922 | 0.96665 | 0.60005 | 0.96553 | 1 | 0.78489 | 0.99468 | 0.62004 | 0.99434 | 0.99629 | 0.99933 | 0.9324 | 1 | 0.79 | 0.9919 | 0.6174 | 0.96999 | 0.96763 | 0.59672 | 0.98258 | 1 | 0.7855 | 0.98858 | 0.6186 | 0.99505 | 0.99629 | 0.99933 | 0.93872 | 1 | 0
Jun | 5 | 15 | Weekday | Monday | 0.93155 | 1 | 0.95071 | 0.86377 | 0.0044079 | 0.86377 | 0.86377 | 1 | 0.86377 | 0.93155 | 0.93155 | 0.95744 | 0.99304 | 0.6045 | 1 | 1 | 0.77542 | 0.96336 | 0.95203 | 0.78528 | 1 | 0.61956 | 1 | 1 | 1 | 0.93298 | 0.99804 | 0.96433 | 0.99761 | 0.67827 | 1 | 1 | 0.77799 | 0.98262 | 0.96742 | 0.78608 | 1 | 0.65761 | 1 | 1 | 1 | 0.93912 | 0.99804 | 0
Jun | 5 | 16 | Weekday | Monday | 0.87255 | 0.97109 | 0.92697 | 0.93891 | 0.0044079 | 0.93891 | 0.93891 | 0.98899 | 0.93891 | 0.87255 | 0.87255 | 0.97801 | 0.99146 | 0.6967 | 0.91145 | 0.91338 | 0.91948 | 0.94763 | 0.72505 | 0.97039 | 0.89139 | 0.72735 | 0.64864 | 0.98899 | 0.98206 | 0.93082 | 0.29124 | 0.98412 | 1 | 0.754 | 0.91156 | 0.91433 | 0.91562 | 0.96677 | 0.73312 | 0.9727 | 0.88452 | 0.76947 | 0.64611 | 0.98898 | 0.98189 | 0.93466 | 0.29124 | 0
Jun | 5 | 17 | Weekday | Monday | 0.82061 | 0.928 | 0.90325 | 0.99825 | 0.0044079 | 0.99825 | 0.99825 | 0.75744 | 0.99825 | 0.82061 | 0.82061 | 1 | 0.81186 | 0.87506 | 0.76838 | 0.6199 | 0.97753 | 0.61309 | 0.7051 | 0.97456 | 0.87321 | 0.79961 | 0.50686 | 0.75744 | 0.73003 | 0.91085 | 0.092406 | 1 | 0.80752 | 0.88402 | 0.76647 | 0.62025 | 0.9654 | 0.60082 | 0.70881 | 0.96769 | 0.86288 | 0.83307 | 0.50441 | 0.75724 | 0.72905 | 0.91071 | 0.092406 | 0
Jun | 5 | 18 | Weekday | Monday | 0.77337 | 0.88529 | 0.8757 | 0.9817 | 0.0044079 | 0.9817 | 0.9817 | 0.69575 | 0.9817 | 0.77337 | 0.77337 | 0.80721 | 0.81327 | 0.84666 | 0.74892 | 0.59289 | 0.94056 | 0.61564 | 0.68683 | 0.97312 | 0.8438 | 0.81953 | 0.49231 | 0.69575 | 0.66341 | 0.86475 | 0.089832 | 0.82241 | 0.80429 | 0.90043 | 0.7462 | 0.5936 | 0.92951 | 0.5965 | 0.68672 | 0.96148 | 0.83956 | 0.86154 | 0.49071 | 0.69419 | 0.66061 | 0.85951 | 0.089832 | 0
Jun | 5 | 19 | Weekday | Monday | 0.76067 | 0.87029 | 0.85639 | 0.93824 | 1 | 0.93824 | 0.93824 | 0.72201 | 0.93824 | 0.76067 | 0.76067 | 0.83656 | 0.74681 | 0.91865 | 0.67544 | 0.5617 | 0.99504 | 0.59054 | 0.69182 | 0.84988 | 0.84296 | 0.94782 | 0.57227 | 0.72201 | 0.74569 | 0.81353 | 0.19458 | 0.87401 | 0.72215 | 0.99081 | 0.66945 | 0.56209 | 0.99492 | 0.55 | 0.69182 | 0.8397 | 0.83635 | 1 | 0.57064 | 0.71908 | 0.73903 | 0.80367 | 0.19458 | 0
Jun | 5 | 20 | Weekday | Monday | 0.7583 | 0.82522 | 0.8361 | 0.89524 | 1 | 0.89524 | 0.89524 | 0.33221 | 0.89524 | 0.7583 | 0.7583 | 0.79924 | 0.72608 | 0.94793 | 0.66542 | 0.56586 | 0.86752 | 0.40736 | 0.24299 | 0.85618 | 0.20702 | 0.91861 | 0.587 | 0.33221 | 0.39276 | 0.58937 | 0.21329 | 0.85346 | 0.69701 | 0.95582 | 0.65763 | 0.56767 | 0.87129 | 0.38697 | 0.24205 | 0.83964 | 0.20709 | 0.95684 | 0.58551 | 0.33221 | 0.39276 | 0.58559 | 0.21329 | 0
Jun | 5 | 21 | Weekday | Monday | 0.71025 | 0.75573 | 0.80766 | 0.87224 | 1 | 0.87224 | 0.87224 | 0.18272 | 0.87224 | 0.71025 | 0.71025 | 0.74419 | 0.68771 | 0.7782 | 0.24356 | 0.27968 | 0.69292 | 0.42232 | 0.23935 | 0.83897 | 0.18059 | 0.67762 | 0.34648 | 0.18272 | 0.25183 | 0.3805 | 0.21329 | 0.83164 | 0.65172 | 0.79655 | 0.24417 | 0.27924 | 0.69088 | 0.37413 | 0.2417 | 0.82617 | 0.18141 | 0.70176 | 0.34469 | 0.18272 | 0.25183 | 0.38891 | 0.21329 | 0
Jun | 5 | 22 | Weekday | Monday | 0.69886 | 0.71467 | 0.77303 | 0.77664 | 1 | 0.77664 | 0.77664 | 0.18272 | 0.77664 | 0.69886 | 0.69886 | 0.69469 | 0.68965 | 0.58353 | 0.20923 | 0.26065 | 0.52594 | 0.32347 | 0.24159 | 0.85805 | 0.16972 | 0.46948 | 0.32902 | 0.18272 | 0.25183 | 0.47686 | 0.21329 | 0.82901 | 0.6512 | 0.62324 | 0.20966 | 0.26126 | 0.53417 | 0.29679 | 0.2448 | 0.85506 | 0.17089 | 0.48574 | 0.32593 | 0.18272 | 0.25183 | 0.48794 | 0.21329 | 0
Jun | 5 | 23 | Weekday | Monday | 0.64441 | 0.70703 | 0.74559 | 0.6646 | 1 | 0.6646 | 0.6646 | 0.18472 | 0.6646 | 0.64441 | 0.64441 | 0.42162 | 0.68732 | 0.43128 | 0.19437 | 0.25758 | 0.40058 | 0.42061 | 0.23682 | 0.51193 | 0.15122 | 0.40385 | 0.32264 | 0.18472 | 0.25354 | 0.39471 | 0.21329 | 0.46482 | 0.64549 | 0.45751 | 0.19479 | 0.25732 | 0.41874 | 0.36925 | 0.24166 | 0.48372 | 0.15251 | 0.41927 | 0.31911 | 0.18472 | 0.25354 | 0.40389 | 0.21329 | 0
Jun | 6 | 24 | Weekday | Tuesday | 0.60077 | 0.67227 | 0.71934 | 0.57843 | 1 | 0.57843 | 0.57843 | 0.18272 | 0.57843 | 0.60077 | 0.60077 | 0.23671 | 0.69034 | 0.39157 | 0.20636 | 0.26075 | 0.37354 | 0.32672 | 0.23756 | 0.32489 | 0.14029 | 0.37647 | 0.32789 | 0.18272 | 0.25183 | 0.36339 | 0.21329 | 0.30202 | 0.64838 | 0.42631 | 0.20681 | 0.26126 | 0.39267 | 0.29592 | 0.24163 | 0.33314 | 0.14131 | 0.39049 | 0.32593 | 0.18272 | 0.25183 | 0.37168 | 0.21329 | 0
Jun | 6 | 1 | Weekday | Tuesday | 0.59899 | 0.62716 | 0.70801 | 0.53224 | 1 | 0.53224 | 0.53224 | 0.18272 | 0.53224 | 0.59899 | 0.59899 | 0.2359 | 0.69295 | 0.37564 | 0.2007 | 0.26103 | 0.35706 | 0.41609 | 0.23628 | 0.32522 | 0.13122 | 0.3555 | 0.32902 | 0.18272 | 0.25183 | 0.35942 | 0.21329 | 0.30255 | 0.64999 | 0.40718 | 0.20112 | 0.26126 | 0.37705 | 0.35963 | 0.24159 | 0.33398 | 0.13248 | 0.36386 | 0.32593 | 0.18272 | 0.25183 | 0.36747 | 0.21329 | 0
Jun | 6 | 2 | Weekday | Tuesday | 0.58978 | 0.61436 | 0.70093 | 0.50282 | 1 | 0.50282 | 0.50282 | 0.18272 | 0.50282 | 0.58978 | 0.58978 | 0.23749 | 0.69435 | 0.37604 | 0.2007 | 0.26103 | 0.34957 | 0.32223 | 0.23781 | 0.32555 | 0.1333 | 0.34443 | 0.32902 | 0.18272 | 0.25183 | 0.35578 | 0.21329 | 0.30278 | 0.65098 | 0.40789 | 0.20112 | 0.26126 | 0.3683 | 0.28835 | 0.24157 | 0.33432 | 0.13447 | 0.3582 | 0.32593 | 0.18272 | 0.25183 | 0.36408 | 0.21329 | 0
Jun | 6 | 3 | Weekday | Tuesday | 0.58247 | 0.6102 | 0.7011 | 0.47579 | 1 | 0.47579 | 0.47579 | 0.18272 | 0.47579 | 0.58247 | 0.58247 | 0.24218 | 0.7507 | 0.40803 | 0.2146 | 0.26093 | 0.3923 | 0.54313 | 0.23907 | 0.33837 | 0.13094 | 0.36227 | 0.32789 | 0.18272 | 0.25183 | 0.40034 | 0.21329 | 0.31098 | 0.7146 | 0.42984 | 0.21508 | 0.26126 | 0.4108 | 0.4804 | 0.2443 | 0.34809 | 0.1316 | 0.36897 | 0.32593 | 0.18272 | 0.25183 | 0.4096 | 0.21329 | 0
Jun | 6 | 4 | Weekday | Tuesday | 0.59116 | 0.61665 | 0.71632 | 0.46504 | 1 | 0.46504 | 0.46504 | 0.081494 | 0.46504 | 0.59116 | 0.59116 | 0.37199 | 0.77699 | 0.47857 | 0.21395 | 0.19939 | 0.41969 | 0.58326 | 0.20979 | 0.42842 | 0.11403 | 0.37006 | 0.21826 | 0.081494 | 0.0912 | 0.35569 | 0.11041 | 0.38495 | 0.70484 | 0.4646 | 0.21431 | 0.19889 | 0.41772 | 0.46462 | 0.21294 | 0.40235 | 0.11494 | 0.37475 | 0.21378 | 0.081494 | 0.0912 | 0.3636 | 0.11041 | 0
Jun | 6 | 5 | Weekday | Tuesday | 0.55049 | 0.63541 | 0.75877 | 0.52631 | 0.0044079 | 0.52631 | 0.52631 | 0.31445 | 0.52631 | 0.55049 | 0.55049 | 0.64316 | 0.8916 | 0.78124 | 0.51958 | 0.3558 | 0.58549 | 0.74205 | 0.3256 | 0.89606 | 0.50775 | 0.67392 | 0.389 | 0.31445 | 0.29735 | 0.58313 | 0.25266 | 0.70895 | 0.86208 | 0.75292 | 0.50688 | 0.35634 | 0.53164 | 0.68311 | 0.29931 | 0.89678 | 0.45752 | 0.68793 | 0.38585 | 0.24494 | 0.19392 | 0.53926 | 0.23832 | 0
Jun | 6 | 6 | Weekday | Tuesday | 0.56977 | 0.68449 | 0.8303 | 0.57926 | 0.0044079 | 0.57926 | 0.57926 | 0.39845 | 0.57926 | 0.56977 | 0.56977 | 0.83025 | 0.96387 | 0.98389 | 0.61142 | 0.50667 | 0.66275 | 0.88338 | 0.59253 | 0.92256 | 0.70749 | 0.87273 | 0.45711 | 0.39845 | 0.37475 | 0.64319 | 0.52851 | 0.88053 | 0.94653 | 0.92963 | 0.59916 | 0.50673 | 0.60976 | 0.84439 | 0.58708 | 0.90374 | 0.66712 | 0.89756 | 0.45076 | 0.35374 | 0.30518 | 0.58804 | 0.52222 | 0
Jun | 6 | 7 | Weekday | Tuesday | 0.64962 | 0.74745 | 0.88947 | 0.59448 | 0.0044079 | 0.59448 | 0.59448 | 0.59304 | 0.59448 | 0.64962 | 0.64962 | 0.86928 | 0.98283 | 0.84549 | 0.99844 | 0.97736 | 0.65632 | 0.92725 | 0.8457 | 0.7587 | 0.86897 | 0.79646 | 0.92181 | 0.59304 | 0.56775 | 0.86172 | 0.79556 | 0.89983 | 0.97048 | 0.8257 | 0.99582 | 0.97811 | 0.60633 | 0.89869 | 0.84614 | 0.73929 | 0.85026 | 0.78824 | 0.92257 | 0.57007 | 0.52713 | 0.82912 | 0.79276 | 0
Jun | 6 | 8 | Weekday | Tuesday | 0.73086 | 0.80359 | 0.92367 | 0.63993 | 0.0044079 | 0.63993 | 0.63993 | 0.85243 | 0.63993 | 0.73086 | 0.73086 | 0.71818 | 0.99851 | 0.74518 | 0.98859 | 0.9362 | 0.60098 | 0.99317 | 0.88781 | 0.7612 | 0.93347 | 0.7657 | 0.94502 | 0.85243 | 0.83157 | 0.94819 | 0.96332 | 0.75519 | 0.99008 | 0.75805 | 0.98704 | 0.93621 | 0.55871 | 0.97875 | 0.88219 | 0.74679 | 0.91695 | 0.76589 | 0.9449 | 0.84744 | 0.81901 | 0.93617 | 0.96214 | 0
Jun | 6 | 9 | Weekday | Tuesday | 0.84834 | 0.8556 | 0.94529 | 0.64117 | 0.0044079 | 0.64117 | 0.64117 | 0.9115 | 0.64117 | 0.84834 | 0.84834 | 0.90842 | 1 | 0.62045 | 0.95786 | 0.92946 | 0.55138 | 0.99455 | 0.93289 | 0.93843 | 0.96324 | 0.60105 | 0.95774 | 0.9115 | 0.89416 | 0.92824 | 0.9668 | 0.9226 | 0.99319 | 0.6374 | 0.95662 | 0.93 | 0.51362 | 0.98807 | 0.92863 | 0.93455 | 0.94778 | 0.59253 | 0.95773 | 0.90906 | 0.8863 | 0.9215 | 0.96611 | 0
Jun | 6 | 10 | Weekday | Tuesday | 0.94904 | 0.90615 | 0.96272 | 0.68805 | 0.0044079 | 0.68805 | 0.68805 | 0.9342 | 0.68805 | 0.94904 | 0.94904 | 0.94194 | 0.99829 | 0.59125 | 0.96252 | 0.95239 | 0.55659 | 1 | 0.96872 | 1 | 0.98716 | 0.60364 | 0.96825 | 0.9342 | 0.92235 | 1 | 0.97667 | 0.97321 | 0.99328 | 0.63531 | 0.96117 | 0.952 | 0.53456 | 0.99405 | 0.96813 | 1 | 0.97521 | 0.59734 | 0.96758 | 0.93376 | 0.91996 | 1 | 0.97627 | 0
Jun | 6 | 11 | Weekday | Tuesday | 0.99799 | 0.95017 | 0.97075 | 0.72134 | 0.0044079 | 0.72134 | 0.72134 | 0.95381 | 0.72134 | 0.99799 | 0.99799 | 0.94762 | 0.97093 | 0.59091 | 0.93145 | 0.95574 | 0.55719 | 0.95361 | 0.99375 | 0.99125 | 0.99412 | 0.60871 | 0.92504 | 0.95381 | 0.94878 | 0.96556 | 0.89385 | 0.99631 | 0.96674 | 0.63502 | 0.92878 | 0.95443 | 0.54354 | 0.95105 | 0.99222 | 0.99507 | 0.98305 | 0.60614 | 0.92204 | 0.95364 | 0.94757 | 0.96683 | 0.89349 | 0
Jun | 6 | 12 | Weekday | Tuesday | 0.99611 | 0.96386 | 0.97097 | 0.76524 | 0.0044079 | 0.76524 | 0.76524 | 0.96923 | 0.76524 | 0.99611 | 0.99611 | 0.78559 | 0.99266 | 0.57517 | 0.97119 | 0.98447 | 0.55799 | 0.99459 | 0.99299 | 0.98024 | 0.998 | 0.61699 | 0.98309 | 0.96923 | 0.96899 | 0.96671 | 0.99307 | 0.82762 | 0.99062 | 0.61683 | 0.97009 | 0.98393 | 0.55061 | 0.99549 | 0.98673 | 0.98758 | 0.98603 | 0.61473 | 0.98256 | 0.96915 | 0.96831 | 0.97008 | 0.99303 | 0
Jun | 6 | 13 | Weekday | Tuesday | 0.98476 | 0.97879 | 0.97849 | 0.78408 | 0.0044079 | 0.78408 | 0.78408 | 0.98098 | 0.78408 | 0.98476 | 0.98476 | 0.73035 | 0.99088 | 0.57449 | 0.97013 | 0.95972 | 0.55674 | 0.99489 | 0.99669 | 0.79046 | 0.99527 | 0.6189 | 0.98757 | 0.98098 | 0.98183 | 0.9465 | 0.99938 | 0.80073 | 0.99085 | 0.61661 | 0.97078 | 0.96002 | 0.55556 | 1 | 0.9978 | 0.79365 | 0.98634 | 0.61801 | 0.98822 | 0.98096 | 0.98166 | 0.95122 | 0.99938 | 0
Jun | 6 | 14 | Weekday | Tuesday | 0.96853 | 0.9932 | 0.96953 | 0.81857 | 0.0044079 | 0.81857 | 0.81857 | 0.99629 | 0.81857 | 0.96853 | 0.96853 | 0.76278 | 0.98981 | 0.57522 | 0.96922 | 0.96665 | 0.60005 | 0.96553 | 1 | 0.78489 | 0.99468 | 0.62004 | 0.99434 | 0.99629 | 0.99933 | 0.9324 | 1 | 0.79 | 0.9919 | 0.6174 | 0.96999 | 0.96763 | 0.59672 | 0.98258 | 1 | 0.7855 | 0.98858 | 0.6186 | 0.99505 | 0.99629 | 0.99933 | 0.93872 | 1 | 0
Jun | 6 | 15 | Weekday | Tuesday | 0.93155 | 1 | 0.95071 | 0.86377 | 0.0044079 | 0.86377 | 0.86377 | 1 | 0.86377 | 0.93155 | 0.93155 | 0.95744 | 0.99304 | 0.6045 | 1 | 1 | 0.77542 | 0.96336 | 0.95203 | 0.78528 | 1 | 0.61956 | 1 | 1 | 1 | 0.93298 | 0.99804 | 0.96433 | 0.99761 | 0.67827 | 1 | 1 | 0.77799 | 0.98262 | 0.96742 | 0.78608 | 1 | 0.65761 | 1 | 1 | 1 | 0.93912 | 0.99804 | 0
Jun | 6 | 16 | Weekday | Tuesday | 0.87255 | 0.97109 | 0.92697 | 0.93891 | 0.0044079 | 0.93891 | 0.93891 | 0.98899 | 0.93891 | 0.87255 | 0.87255 | 0.97801 | 0.99146 | 0.6967 | 0.91145 | 0.91338 | 0.91948 | 0.94763 | 0.72505 | 0.97039 | 0.89139 | 0.72735 | 0.64864 | 0.98899 | 0.98206 | 0.93082 | 0.29124 | 0.98412 | 1 | 0.754 | 0.91156 | 0.91433 | 0.91562 | 0.96677 | 0.73312 | 0.9727 | 0.88452 | 0.76947 | 0.64611 | 0.98898 | 0.98189 | 0.93466 | 0.29124 | 0
Jun | 6 | 17 | Weekday | Tuesday | 0.82061 | 0.928 | 0.90325 | 0.99825 | 0.0044079 | 0.99825 | 0.99825 | 0.75744 | 0.99825 | 0.82061 | 0.82061 | 1 | 0.81186 | 0.87506 | 0.76838 | 0.6199 | 0.97753 | 0.61309 | 0.7051 | 0.97456 | 0.87321 | 0.79961 | 0.50686 | 0.75744 | 0.73003 | 0.91085 | 0.092406 | 1 | 0.80752 | 0.88402 | 0.76647 | 0.62025 | 0.9654 | 0.60082 | 0.70881 | 0.96769 | 0.86288 | 0.83307 | 0.50441 | 0.75724 | 0.72905 | 0.91071 | 0.092406 | 0
Jun | 6 | 18 | Weekday | Tuesday | 0.77337 | 0.88529 | 0.8757 | 0.9817 | 0.0044079 | 0.9817 | 0.9817 | 0.69575 | 0.9817 | 0.77337 | 0.77337 | 0.80721 | 0.81327 | 0.84666 | 0.74892 | 0.59289 | 0.94056 | 0.61564 | 0.68683 | 0.97312 | 0.8438 | 0.81953 | 0.49231 | 0.69575 | 0.66341 | 0.86475 | 0.089832 | 0.82241 | 0.80429 | 0.90043 | 0.7462 | 0.5936 | 0.92951 | 0.5965 | 0.68672 | 0.96148 | 0.83956 | 0.86154 | 0.49071 | 0.69419 | 0.66061 | 0.85951 | 0.089832 | 0
Jun | 6 | 19 | Weekday | Tuesday | 0.76067 | 0.87029 | 0.85639 | 0.93824 | 1 | 0.93824 | 0.93824 | 0.72201 | 0.93824 | 0.76067 | 0.76067 | 0.83656 | 0.74681 | 0.91865 | 0.67544 | 0.5617 | 0.99504 | 0.59054 | 0.69182 | 0.84988 | 0.84296 | 0.94782 | 0.57227 | 0.72201 | 0.74569 | 0.81353 | 0.19458 | 0.87401 | 0.72215 | 0.99081 | 0.66945 | 0.56209 | 0.99492 | 0.55 | 0.69182 | 0.8397 | 0.83635 | 1 | 0.57064 | 0.71908 | 0.73903 | 0.80367 | 0.19458 | 0
Jun | 6 | 20 | Weekday | Tuesday | 0.7583 | 0.82522 | 0.8361 | 0.89524 | 1 | 0.89524 | 0.89524 | 0.33221 | 0.89524 | 0.7583 | 0.7583 | 0.79924 | 0.72608 | 0.94793 | 0.66542 | 0.56586 | 0.86752 | 0.40736 | 0.24299 | 0.85618 | 0.20702 | 0.91861 | 0.587 | 0.33221 | 0.39276 | 0.58937 | 0.21329 | 0.85346 | 0.69701 | 0.95582 | 0.65763 | 0.56767 | 0.87129 | 0.38697 | 0.24205 | 0.83964 | 0.20709 | 0.95684 | 0.58551 | 0.33221 | 0.39276 | 0.58559 | 0.21329 | 0
Jun | 6 | 21 | Weekday | Tuesday | 0.71025 | 0.75573 | 0.80766 | 0.87224 | 1 | 0.87224 | 0.87224 | 0.18272 | 0.87224 | 0.71025 | 0.71025 | 0.74419 | 0.68771 | 0.7782 | 0.24356 | 0.27968 | 0.69292 | 0.42232 | 0.23935 | 0.83897 | 0.18059 | 0.67762 | 0.34648 | 0.18272 | 0.25183 | 0.3805 | 0.21329 | 0.83164 | 0.65172 | 0.79655 | 0.24417 | 0.27924 | 0.69088 | 0.37413 | 0.2417 | 0.82617 | 0.18141 | 0.70176 | 0.34469 | 0.18272 | 0.25183 | 0.38891 | 0.21329 | 0
Jun | 6 | 22 | Weekday | Tuesday | 0.69886 | 0.71467 | 0.77303 | 0.77664 | 1 | 0.77664 | 0.77664 | 0.18272 | 0.77664 | 0.69886 | 0.69886 | 0.69469 | 0.68965 | 0.58353 | 0.20923 | 0.26065 | 0.52594 | 0.32347 | 0.24159 | 0.85805 | 0.16972 | 0.46948 | 0.32902 | 0.18272 | 0.25183 | 0.47686 | 0.21329 | 0.82901 | 0.6512 | 0.62324 | 0.20966 | 0.26126 | 0.53417 | 0.29679 | 0.2448 | 0.85506 | 0.17089 | 0.48574 | 0.32593 | 0.18272 | 0.25183 | 0.48794 | 0.21329 | 0
Jun | 6 | 23 | Weekday | Tuesday | 0.64441 | 0.70703 | 0.74559 | 0.6646 | 1 | 0.6646 | 0.6646 | 0.18472 | 0.6646 | 0.64441 | 0.64441 | 0.42162 | 0.68732 | 0.43128 | 0.19437 | 0.25758 | 0.40058 | 0.42061 | 0.23682 | 0.51193 | 0.15122 | 0.40385 | 0.32264 | 0.18472 | 0.25354 | 0.39471 | 0.21329 | 0.46482 | 0.64549 | 0.45751 | 0.19479 | 0.25732 | 0.41874 | 0.36925 | 0.24166 | 0.48372 | 0.15251 | 0.41927 | 0.31911 | 0.18472 | 0.25354 | 0.40389 | 0.21329 | 0
Jun | 7 | 24 | Weekday | Wednesday | 0.60077 | 0.67227 | 0.71934 | 0.57843 | 1 | 0.57843 | 0.57843 | 0.18272 | 0.57843 | 0.60077 | 0.60077 | 0.23671 | 0.69034 | 0.39157 | 0.20636 | 0.26075 | 0.37354 | 0.32672 | 0.23756 | 0.32489 | 0.14029 | 0.37647 | 0.32789 | 0.18272 | 0.25183 | 0.36339 | 0.21329 | 0.30202 | 0.64838 | 0.42631 | 0.20681 | 0.26126 | 0.39267 | 0.29592 | 0.24163 | 0.33314 | 0.14131 | 0.39049 | 0.32593 | 0.18272 | 0.25183 | 0.37168 | 0.21329 | 0
Jun | 7 | 1 | Weekday | Wednesday | 0.59899 | 0.62716 | 0.70801 | 0.53224 | 1 | 0.53224 | 0.53224 | 0.18272 | 0.53224 | 0.59899 | 0.59899 | 0.2359 | 0.69295 | 0.37564 | 0.2007 | 0.26103 | 0.35706 | 0.41609 | 0.23628 | 0.32522 | 0.13122 | 0.3555 | 0.32902 | 0.18272 | 0.25183 | 0.35942 | 0.21329 | 0.30255 | 0.64999 | 0.40718 | 0.20112 | 0.26126 | 0.37705 | 0.35963 | 0.24159 | 0.33398 | 0.13248 | 0.36386 | 0.32593 | 0.18272 | 0.25183 | 0.36747 | 0.21329 | 0
Jun | 7 | 2 | Weekday | Wednesday | 0.58978 | 0.61436 | 0.70093 | 0.50282 | 1 | 0.50282 | 0.50282 | 0.18272 | 0.50282 | 0.58978 | 0.58978 | 0.23749 | 0.69435 | 0.37604 | 0.2007 | 0.26103 | 0.34957 | 0.32223 | 0.23781 | 0.32555 | 0.1333 | 0.34443 | 0.32902 | 0.18272 | 0.25183 | 0.35578 | 0.21329 | 0.30278 | 0.65098 | 0.40789 | 0.20112 | 0.26126 | 0.3683 | 0.28835 | 0.24157 | 0.33432 | 0.13447 | 0.3582 | 0.32593 | 0.18272 | 0.25183 | 0.36408 | 0.21329 | 0
Jun | 7 | 3 | Weekday | Wednesday | 0.58247 | 0.6102 | 0.7011 | 0.47579 | 1 | 0.47579 | 0.47579 | 0.18272 | 0.47579 | 0.58247 | 0.58247 | 0.24218 | 0.7507 | 0.40803 | 0.2146 | 0.26093 | 0.3923 | 0.54313 | 0.23907 | 0.33837 | 0.13094 | 0.36227 | 0.32789 | 0.18272 | 0.25183 | 0.40034 | 0.21329 | 0.31098 | 0.7146 | 0.42984 | 0.21508 | 0.26126 | 0.4108 | 0.4804 | 0.2443 | 0.34809 | 0.1316 | 0.36897 | 0.32593 | 0.18272 | 0.25183 | 0.4096 | 0.21329 | 0
Jun | 7 | 4 | Weekday | Wednesday | 0.59116 | 0.61665 | 0.71632 | 0.46504 | 1 | 0.46504 | 0.46504 | 0.081494 | 0.46504 | 0.59116 | 0.59116 | 0.37199 | 0.77699 | 0.47857 | 0.21395 | 0.19939 | 0.41969 | 0.58326 | 0.20979 | 0.42842 | 0.11403 | 0.37006 | 0.21826 | 0.081494 | 0.0912 | 0.35569 | 0.11041 | 0.38495 | 0.70484 | 0.4646 | 0.21431 | 0.19889 | 0.41772 | 0.46462 | 0.21294 | 0.40235 | 0.11494 | 0.37475 | 0.21378 | 0.081494 | 0.0912 | 0.3636 | 0.11041 | 0
Jun | 7 | 5 | Weekday | Wednesday | 0.55049 | 0.63541 | 0.75877 | 0.52631 | 0.0044079 | 0.52631 | 0.52631 | 0.31445 | 0.52631 | 0.55049 | 0.55049 | 0.64316 | 0.8916 | 0.78124 | 0.51958 | 0.3558 | 0.58549 | 0.74205 | 0.3256 | 0.89606 | 0.50775 | 0.67392 | 0.389 | 0.31445 | 0.29735 | 0.58313 | 0.25266 | 0.70895 | 0.86208 | 0.75292 | 0.50688 | 0.35634 | 0.53164 | 0.68311 | 0.29931 | 0.89678 | 0.45752 | 0.68793 | 0.38585 | 0.24494 | 0.19392 | 0.53926 | 0.23832 | 0
Jun | 7 | 6 | Weekday | Wednesday | 0.56977 | 0.68449 | 0.8303 | 0.57926 | 0.0044079 | 0.57926 | 0.57926 | 0.39845 | 0.57926 | 0.56977 | 0.56977 | 0.83025 | 0.96387 | 0.98389 | 0.61142 | 0.50667 | 0.66275 | 0.88338 | 0.59253 | 0.92256 | 0.70749 | 0.87273 | 0.45711 | 0.39845 | 0.37475 | 0.64319 | 0.52851 | 0.88053 | 0.94653 | 0.92963 | 0.59916 | 0.50673 | 0.60976 | 0.84439 | 0.58708 | 0.90374 | 0.66712 | 0.89756 | 0.45076 | 0.35374 | 0.30518 | 0.58804 | 0.52222 | 0
Jun | 7 | 7 | Weekday | Wednesday | 0.64962 | 0.74745 | 0.88947 | 0.59448 | 0.0044079 | 0.59448 | 0.59448 | 0.59304 | 0.59448 | 0.64962 | 0.64962 | 0.86928 | 0.98283 | 0.84549 | 0.99844 | 0.97736 | 0.65632 | 0.92725 | 0.8457 | 0.7587 | 0.86897 | 0.79646 | 0.92181 | 0.59304 | 0.56775 | 0.86172 | 0.79556 | 0.89983 | 0.97048 | 0.8257 | 0.99582 | 0.97811 | 0.60633 | 0.89869 | 0.84614 | 0.73929 | 0.85026 | 0.78824 | 0.92257 | 0.57007 | 0.52713 | 0.82912 | 0.79276 | 0
Jun | 7 | 8 | Weekday | Wednesday | 0.73086 | 0.80359 | 0.92367 | 0.63993 | 0.0044079 | 0.63993 | 0.63993 | 0.85243 | 0.63993 | 0.73086 | 0.73086 | 0.71818 | 0.99851 | 0.74518 | 0.98859 | 0.9362 | 0.60098 | 0.99317 | 0.88781 | 0.7612 | 0.93347 | 0.7657 | 0.94502 | 0.85243 | 0.83157 | 0.94819 | 0.96332 | 0.75519 | 0.99008 | 0.75805 | 0.98704 | 0.93621 | 0.55871 | 0.97875 | 0.88219 | 0.74679 | 0.91695 | 0.76589 | 0.9449 | 0.84744 | 0.81901 | 0.93617 | 0.96214 | 0
Jun | 7 | 9 | Weekday | Wednesday | 0.84834 | 0.8556 | 0.94529 | 0.64117 | 0.0044079 | 0.64117 | 0.64117 | 0.9115 | 0.64117 | 0.84834 | 0.84834 | 0.90842 | 1 | 0.62045 | 0.95786 | 0.92946 | 0.55138 | 0.99455 | 0.93289 | 0.93843 | 0.96324 | 0.60105 | 0.95774 | 0.9115 | 0.89416 | 0.92824 | 0.9668 | 0.9226 | 0.99319 | 0.6374 | 0.95662 | 0.93 | 0.51362 | 0.98807 | 0.92863 | 0.93455 | 0.94778 | 0.59253 | 0.95773 | 0.90906 | 0.8863 | 0.9215 | 0.96611 | 0
Jun | 7 | 10 | Weekday | Wednesday | 0.94904 | 0.90615 | 0.96272 | 0.68805 | 0.0044079 | 0.68805 | 0.68805 | 0.9342 | 0.68805 | 0.94904 | 0.94904 | 0.94194 | 0.99829 | 0.59125 | 0.96252 | 0.95239 | 0.55659 | 1 | 0.96872 | 1 | 0.98716 | 0.60364 | 0.96825 | 0.9342 | 0.92235 | 1 | 0.97667 | 0.97321 | 0.99328 | 0.63531 | 0.96117 | 0.952 | 0.53456 | 0.99405 | 0.96813 | 1 | 0.97521 | 0.59734 | 0.96758 | 0.93376 | 0.91996 | 1 | 0.97627 | 0
Jun | 7 | 11 | Weekday | Wednesday | 0.99799 | 0.95017 | 0.97075 | 0.72134 | 0.0044079 | 0.72134 | 0.72134 | 0.95381 | 0.72134 | 0.99799 | 0.99799 | 0.94762 | 0.97093 | 0.59091 | 0.93145 | 0.95574 | 0.55719 | 0.95361 | 0.99375 | 0.99125 | 0.99412 | 0.60871 | 0.92504 | 0.95381 | 0.94878 | 0.96556 | 0.89385 | 0.99631 | 0.96674 | 0.63502 | 0.92878 | 0.95443 | 0.54354 | 0.95105 | 0.99222 | 0.99507 | 0.98305 | 0.60614 | 0.92204 | 0.95364 | 0.94757 | 0.96683 | 0.89349 | 0
Jun | 7 | 12 | Weekday | Wednesday | 0.99611 | 0.96386 | 0.97097 | 0.76524 | 0.0044079 | 0.76524 | 0.76524 | 0.96923 | 0.76524 | 0.99611 | 0.99611 | 0.78559 | 0.99266 | 0.57517 | 0.97119 | 0.98447 | 0.55799 | 0.99459 | 0.99299 | 0.98024 | 0.998 | 0.61699 | 0.98309 | 0.96923 | 0.96899 | 0.96671 | 0.99307 | 0.82762 | 0.99062 | 0.61683 | 0.97009 | 0.98393 | 0.55061 | 0.99549 | 0.98673 | 0.98758 | 0.98603 | 0.61473 | 0.98256 | 0.96915 | 0.96831 | 0.97008 | 0.99303 | 0
Jun | 7 | 13 | Weekday | Wednesday | 0.98476 | 0.97879 | 0.97849 | 0.78408 | 0.0044079 | 0.78408 | 0.78408 | 0.98098 | 0.78408 | 0.98476 | 0.98476 | 0.73035 | 0.99088 | 0.57449 | 0.97013 | 0.95972 | 0.55674 | 0.99489 | 0.99669 | 0.79046 | 0.99527 | 0.6189 | 0.98757 | 0.98098 | 0.98183 | 0.9465 | 0.99938 | 0.80073 | 0.99085 | 0.61661 | 0.97078 | 0.96002 | 0.55556 | 1 | 0.9978 | 0.79365 | 0.98634 | 0.61801 | 0.98822 | 0.98096 | 0.98166 | 0.95122 | 0.99938 | 0
Jun | 7 | 14 | Weekday | Wednesday | 0.96853 | 0.9932 | 0.96953 | 0.81857 | 0.0044079 | 0.81857 | 0.81857 | 0.99629 | 0.81857 | 0.96853 | 0.96853 | 0.76278 | 0.98981 | 0.57522 | 0.96922 | 0.96665 | 0.60005 | 0.96553 | 1 | 0.78489 | 0.99468 | 0.62004 | 0.99434 | 0.99629 | 0.99933 | 0.9324 | 1 | 0.79 | 0.9919 | 0.6174 | 0.96999 | 0.96763 | 0.59672 | 0.98258 | 1 | 0.7855 | 0.98858 | 0.6186 | 0.99505 | 0.99629 | 0.99933 | 0.93872 | 1 | 0
Jun | 7 | 15 | Weekday | Wednesday | 0.93155 | 1 | 0.95071 | 0.86377 | 0.0044079 | 0.86377 | 0.86377 | 1 | 0.86377 | 0.93155 | 0.93155 | 0.95744 | 0.99304 | 0.6045 | 1 | 1 | 0.77542 | 0.96336 | 0.95203 | 0.78528 | 1 | 0.61956 | 1 | 1 | 1 | 0.93298 | 0.99804 | 0.96433 | 0.99761 | 0.67827 | 1 | 1 | 0.77799 | 0.98262 | 0.96742 | 0.78608 | 1 | 0.65761 | 1 | 1 | 1 | 0.93912 | 0.99804 | 0
Jun | 7 | 16 | Weekday | Wednesday | 0.87255 | 0.97109 | 0.92697 | 0.93891 | 0.0044079 | 0.93891 | 0.93891 | 0.98899 | 0.93891 | 0.87255 | 0.87255 | 0.97801 | 0.99146 | 0.6967 | 0.91145 | 0.91338 | 0.91948 | 0.94763 | 0.72505 | 0.97039 | 0.89139 | 0.72735 | 0.64864 | 0.98899 | 0.98206 | 0.93082 | 0.29124 | 0.98412 | 1 | 0.754 | 0.91156 | 0.91433 | 0.91562 | 0.96677 | 0.73312 | 0.9727 | 0.88452 | 0.76947 | 0.64611 | 0.98898 | 0.98189 | 0.93466 | 0.29124 | 0
Jun | 7 | 17 | Weekday | Wednesday | 0.82061 | 0.928 | 0.90325 | 0.99825 | 0.0044079 | 0.99825 | 0.99825 | 0.75744 | 0.99825 | 0.82061 | 0.82061 | 1 | 0.81186 | 0.87506 | 0.76838 | 0.6199 | 0.97753 | 0.61309 | 0.7051 | 0.97456 | 0.87321 | 0.79961 | 0.50686 | 0.75744 | 0.73003 | 0.91085 | 0.092406 | 1 | 0.80752 | 0.88402 | 0.76647 | 0.62025 | 0.9654 | 0.60082 | 0.70881 | 0.96769 | 0.86288 | 0.83307 | 0.50441 | 0.75724 | 0.72905 | 0.91071 | 0.092406 | 0
Jun | 7 | 18 | Weekday | Wednesday | 0.77337 | 0.88529 | 0.8757 | 0.9817 | 0.0044079 | 0.9817 | 0.9817 | 0.69575 | 0.9817 | 0.77337 | 0.77337 | 0.80721 | 0.81327 | 0.84666 | 0.74892 | 0.59289 | 0.94056 | 0.61564 | 0.68683 | 0.97312 | 0.8438 | 0.81953 | 0.49231 | 0.69575 | 0.66341 | 0.86475 | 0.089832 | 0.82241 | 0.80429 | 0.90043 | 0.7462 | 0.5936 | 0.92951 | 0.5965 | 0.68672 | 0.96148 | 0.83956 | 0.86154 | 0.49071 | 0.69419 | 0.66061 | 0.85951 | 0.089832 | 0
Jun | 7 | 19 | Weekday | Wednesday | 0.76067 | 0.87029 | 0.85639 | 0.93824 | 1 | 0.93824 | 0.93824 | 0.72201 | 0.93824 | 0.76067 | 0.76067 | 0.83656 | 0.74681 | 0.91865 | 0.67544 | 0.5617 | 0.99504 | 0.59054 | 0.69182 | 0.84988 | 0.84296 | 0.94782 | 0.57227 | 0.72201 | 0.74569 | 0.81353 | 0.19458 | 0.87401 | 0.72215 | 0.99081 | 0.66945 | 0.56209 | 0.99492 | 0.55 | 0.69182 | 0.8397 | 0.83635 | 1 | 0.57064 | 0.71908 | 0.73903 | 0.80367 | 0.19458 | 0
Jun | 7 | 20 | Weekday | Wednesday | 0.7583 | 0.82522 | 0.8361 | 0.89524 | 1 | 0.89524 | 0.89524 | 0.33221 | 0.89524 | 0.7583 | 0.7583 | 0.79924 | 0.72608 | 0.94793 | 0.66542 | 0.56586 | 0.86752 | 0.40736 | 0.24299 | 0.85618 | 0.20702 | 0.91861 | 0.587 | 0.33221 | 0.39276 | 0.58937 | 0.21329 | 0.85346 | 0.69701 | 0.95582 | 0.65763 | 0.56767 | 0.87129 | 0.38697 | 0.24205 | 0.83964 | 0.20709 | 0.95684 | 0.58551 | 0.33221 | 0.39276 | 0.58559 | 0.21329 | 0
Jun | 7 | 21 | Weekday | Wednesday | 0.71025 | 0.75573 | 0.80766 | 0.87224 | 1 | 0.87224 | 0.87224 | 0.18272 | 0.87224 | 0.71025 | 0.71025 | 0.74419 | 0.68771 | 0.7782 | 0.24356 | 0.27968 | 0.69292 | 0.42232 | 0.23935 | 0.83897 | 0.18059 | 0.67762 | 0.34648 | 0.18272 | 0.25183 | 0.3805 | 0.21329 | 0.83164 | 0.65172 | 0.79655 | 0.24417 | 0.27924 | 0.69088 | 0.37413 | 0.2417 | 0.82617 | 0.18141 | 0.70176 | 0.34469 | 0.18272 | 0.25183 | 0.38891 | 0.21329 | 0
Jun | 7 | 22 | Weekday | Wednesday | 0.69886 | 0.71467 | 0.77303 | 0.77664 | 1 | 0.77664 | 0.77664 | 0.18272 | 0.77664 | 0.69886 | 0.69886 | 0.69469 | 0.68965 | 0.58353 | 0.20923 | 0.26065 | 0.52594 | 0.32347 | 0.24159 | 0.85805 | 0.16972 | 0.46948 | 0.32902 | 0.18272 | 0.25183 | 0.47686 | 0.21329 | 0.82901 | 0.6512 | 0.62324 | 0.20966 | 0.26126 | 0.53417 | 0.29679 | 0.2448 | 0.85506 | 0.17089 | 0.48574 | 0.32593 | 0.18272 | 0.25183 | 0.48794 | 0.21329 | 0
Jun | 7 | 23 | Weekday | Wednesday | 0.64441 | 0.70703 | 0.74559 | 0.6646 | 1 | 0.6646 | 0.6646 | 0.18472 | 0.6646 | 0.64441 | 0.64441 | 0.42162 | 0.68732 | 0.43128 | 0.19437 | 0.25758 | 0.40058 | 0.42061 | 0.23682 | 0.51193 | 0.15122 | 0.40385 | 0.32264 | 0.18472 | 0.25354 | 0.39471 | 0.21329 | 0.46482 | 0.64549 | 0.45751 | 0.19479 | 0.25732 | 0.41874 | 0.36925 | 0.24166 | 0.48372 | 0.15251 | 0.41927 | 0.31911 | 0.18472 | 0.25354 | 0.40389 | 0.21329 | 0
Jun | 8 | 24 | Weekday | Thursday | 0.60077 | 0.67227 | 0.71934 | 0.57843 | 1 | 0.57843 | 0.57843 | 0.18272 | 0.57843 | 0.60077 | 0.60077 | 0.23671 | 0.69034 | 0.39157 | 0.20636 | 0.26075 | 0.37354 | 0.32672 | 0.23756 | 0.32489 | 0.14029 | 0.37647 | 0.32789 | 0.18272 | 0.25183 | 0.36339 | 0.21329 | 0.30202 | 0.64838 | 0.42631 | 0.20681 | 0.26126 | 0.39267 | 0.29592 | 0.24163 | 0.33314 | 0.14131 | 0.39049 | 0.32593 | 0.18272 | 0.25183 | 0.37168 | 0.21329 | 0
Jun | 8 | 1 | Weekday | Thursday | 0.59899 | 0.62716 | 0.70801 | 0.53224 | 1 | 0.53224 | 0.53224 | 0.18272 | 0.53224 | 0.59899 | 0.59899 | 0.2359 | 0.69295 | 0.37564 | 0.2007 | 0.26103 | 0.35706 | 0.41609 | 0.23628 | 0.32522 | 0.13122 | 0.3555 | 0.32902 | 0.18272 | 0.25183 | 0.35942 | 0.21329 | 0.30255 | 0.64999 | 0.40718 | 0.20112 | 0.26126 | 0.37705 | 0.35963 | 0.24159 | 0.33398 | 0.13248 | 0.36386 | 0.32593 | 0.18272 | 0.25183 | 0.36747 | 0.21329 | 0
Jun | 8 | 2 | Weekday | Thursday | 0.58978 | 0.61436 | 0.70093 | 0.50282 | 1 | 0.50282 | 0.50282 | 0.18272 | 0.50282 | 0.58978 | 0.58978 | 0.23749 | 0.69435 | 0.37604 | 0.2007 | 0.26103 | 0.34957 | 0.32223 | 0.23781 | 0.32555 | 0.1333 | 0.34443 | 0.32902 | 0.18272 | 0.25183 | 0.35578 | 0.21329 | 0.30278 | 0.65098 | 0.40789 | 0.20112 | 0.26126 | 0.3683 | 0.28835 | 0.24157 | 0.33432 | 0.13447 | 0.3582 | 0.32593 | 0.18272 | 0.25183 | 0.36408 | 0.21329 | 0
Jun | 8 | 3 | Weekday | Thursday | 0.58247 | 0.6102 | 0.7011 | 0.47579 | 1 | 0.47579 | 0.47579 | 0.18272 | 0.47579 | 0.58247 | 0.58247 | 0.24218 | 0.7507 | 0.40803 | 0.2146 | 0.26093 | 0.3923 | 0.54313 | 0.23907 | 0.33837 | 0.13094 | 0.36227 | 0.32789 | 0.18272 | 0.25183 | 0.40034 | 0.21329 | 0.31098 | 0.7146 | 0.42984 | 0.21508 | 0.26126 | 0.4108 | 0.4804 | 0.2443 | 0.34809 | 0.1316 | 0.36897 | 0.32593 | 0.18272 | 0.25183 | 0.4096 | 0.21329 | 0
Jun | 8 | 4 | Weekday | Thursday | 0.59116 | 0.61665 | 0.71632 | 0.46504 | 1 | 0.46504 | 0.46504 | 0.081494 | 0.46504 | 0.59116 | 0.59116 | 0.37199 | 0.77699 | 0.47857 | 0.21395 | 0.19939 | 0.41969 | 0.58326 | 0.20979 | 0.42842 | 0.11403 | 0.37006 | 0.21826 | 0.081494 | 0.0912 | 0.35569 | 0.11041 | 0.38495 | 0.70484 | 0.4646 | 0.21431 | 0.19889 | 0.41772 | 0.46462 | 0.21294 | 0.40235 | 0.11494 | 0.37475 | 0.21378 | 0.081494 | 0.0912 | 0.3636 | 0.11041 | 0
Jun | 8 | 5 | Weekday | Thursday | 0.55049 | 0.63541 | 0.75877 | 0.52631 | 0.0044079 | 0.52631 | 0.52631 | 0.31445 | 0.52631 | 0.55049 | 0.55049 | 0.64316 | 0.8916 | 0.78124 | 0.51958 | 0.3558 | 0.58549 | 0.74205 | 0.3256 | 0.89606 | 0.50775 | 0.67392 | 0.389 | 0.31445 | 0.29735 | 0.58313 | 0.25266 | 0.70895 | 0.86208 | 0.75292 | 0.50688 | 0.35634 | 0.53164 | 0.68311 | 0.29931 | 0.89678 | 0.45752 | 0.68793 | 0.38585 | 0.24494 | 0.19392 | 0.53926 | 0.23832 | 0
Jun | 8 | 6 | Weekday | Thursday | 0.56977 | 0.68449 | 0.8303 | 0.57926 | 0.0044079 | 0.57926 | 0.57926 | 0.39845 | 0.57926 | 0.56977 | 0.56977 | 0.83025 | 0.96387 | 0.98389 | 0.61142 | 0.50667 | 0.66275 | 0.88338 | 0.59253 | 0.92256 | 0.70749 | 0.87273 | 0.45711 | 0.39845 | 0.37475 | 0.64319 | 0.52851 | 0.88053 | 0.94653 | 0.92963 | 0.59916 | 0.50673 | 0.60976 | 0.84439 | 0.58708 | 0.90374 | 0.66712 | 0.89756 | 0.45076 | 0.35374 | 0.30518 | 0.58804 | 0.52222 | 0
Jun | 8 | 7 | Weekday | Thursday | 0.64962 | 0.74745 | 0.88947 | 0.59448 | 0.0044079 | 0.59448 | 0.59448 | 0.59304 | 0.59448 | 0.64962 | 0.64962 | 0.86928 | 0.98283 | 0.84549 | 0.99844 | 0.97736 | 0.65632 | 0.92725 | 0.8457 | 0.7587 | 0.86897 | 0.79646 | 0.92181 | 0.59304 | 0.56775 | 0.86172 | 0.79556 | 0.89983 | 0.97048 | 0.8257 | 0.99582 | 0.97811 | 0.60633 | 0.89869 | 0.84614 | 0.73929 | 0.85026 | 0.78824 | 0.92257 | 0.57007 | 0.52713 | 0.82912 | 0.79276 | 0
Jun | 8 | 8 | Weekday | Thursday | 0.73086 | 0.80359 | 0.92367 | 0.63993 | 0.0044079 | 0.63993 | 0.63993 | 0.85243 | 0.63993 | 0.73086 | 0.73086 | 0.71818 | 0.99851 | 0.74518 | 0.98859 | 0.9362 | 0.60098 | 0.99317 | 0.88781 | 0.7612 | 0.93347 | 0.7657 | 0.94502 | 0.85243 | 0.83157 | 0.94819 | 0.96332 | 0.75519 | 0.99008 | 0.75805 | 0.98704 | 0.93621 | 0.55871 | 0.97875 | 0.88219 | 0.74679 | 0.91695 | 0.76589 | 0.9449 | 0.84744 | 0.81901 | 0.93617 | 0.96214 | 0
Jun | 8 | 9 | Weekday | Thursday | 0.84834 | 0.8556 | 0.94529 | 0.64117 | 0.0044079 | 0.64117 | 0.64117 | 0.9115 | 0.64117 | 0.84834 | 0.84834 | 0.90842 | 1 | 0.62045 | 0.95786 | 0.92946 | 0.55138 | 0.99455 | 0.93289 | 0.93843 | 0.96324 | 0.60105 | 0.95774 | 0.9115 | 0.89416 | 0.92824 | 0.9668 | 0.9226 | 0.99319 | 0.6374 | 0.95662 | 0.93 | 0.51362 | 0.98807 | 0.92863 | 0.93455 | 0.94778 | 0.59253 | 0.95773 | 0.90906 | 0.8863 | 0.9215 | 0.96611 | 0
Jun | 8 | 10 | Weekday | Thursday | 0.94904 | 0.90615 | 0.96272 | 0.68805 | 0.0044079 | 0.68805 | 0.68805 | 0.9342 | 0.68805 | 0.94904 | 0.94904 | 0.94194 | 0.99829 | 0.59125 | 0.96252 | 0.95239 | 0.55659 | 1 | 0.96872 | 1 | 0.98716 | 0.60364 | 0.96825 | 0.9342 | 0.92235 | 1 | 0.97667 | 0.97321 | 0.99328 | 0.63531 | 0.96117 | 0.952 | 0.53456 | 0.99405 | 0.96813 | 1 | 0.97521 | 0.59734 | 0.96758 | 0.93376 | 0.91996 | 1 | 0.97627 | 0
Jun | 8 | 11 | Weekday | Thursday | 0.99799 | 0.95017 | 0.97075 | 0.72134 | 0.0044079 | 0.72134 | 0.72134 | 0.95381 | 0.72134 | 0.99799 | 0.99799 | 0.94762 | 0.97093 | 0.59091 | 0.93145 | 0.95574 | 0.55719 | 0.95361 | 0.99375 | 0.99125 | 0.99412 | 0.60871 | 0.92504 | 0.95381 | 0.94878 | 0.96556 | 0.89385 | 0.99631 | 0.96674 | 0.63502 | 0.92878 | 0.95443 | 0.54354 | 0.95105 | 0.99222 | 0.99507 | 0.98305 | 0.60614 | 0.92204 | 0.95364 | 0.94757 | 0.96683 | 0.89349 | 0
Jun | 8 | 12 | Weekday | Thursday | 0.99611 | 0.96386 | 0.97097 | 0.76524 | 0.0044079 | 0.76524 | 0.76524 | 0.96923 | 0.76524 | 0.99611 | 0.99611 | 0.78559 | 0.99266 | 0.57517 | 0.97119 | 0.98447 | 0.55799 | 0.99459 | 0.99299 | 0.98024 | 0.998 | 0.61699 | 0.98309 | 0.96923 | 0.96899 | 0.96671 | 0.99307 | 0.82762 | 0.99062 | 0.61683 | 0.97009 | 0.98393 | 0.55061 | 0.99549 | 0.98673 | 0.98758 | 0.98603 | 0.61473 | 0.98256 | 0.96915 | 0.96831 | 0.97008 | 0.99303 | 0
Jun | 8 | 13 | Weekday | Thursday | 0.98476 | 0.97879 | 0.97849 | 0.78408 | 0.0044079 | 0.78408 | 0.78408 | 0.98098 | 0.78408 | 0.98476 | 0.98476 | 0.73035 | 0.99088 | 0.57449 | 0.97013 | 0.95972 | 0.55674 | 0.99489 | 0.99669 | 0.79046 | 0.99527 | 0.6189 | 0.98757 | 0.98098 | 0.98183 | 0.9465 | 0.99938 | 0.80073 | 0.99085 | 0.61661 | 0.97078 | 0.96002 | 0.55556 | 1 | 0.9978 | 0.79365 | 0.98634 | 0.61801 | 0.98822 | 0.98096 | 0.98166 | 0.95122 | 0.99938 | 0
Jun | 8 | 14 | Weekday | Thursday | 0.96853 | 0.9932 | 0.96953 | 0.81857 | 0.0044079 | 0.81857 | 0.81857 | 0.99629 | 0.81857 | 0.96853 | 0.96853 | 0.76278 | 0.98981 | 0.57522 | 0.96922 | 0.96665 | 0.60005 | 0.96553 | 1 | 0.78489 | 0.99468 | 0.62004 | 0.99434 | 0.99629 | 0.99933 | 0.9324 | 1 | 0.79 | 0.9919 | 0.6174 | 0.96999 | 0.96763 | 0.59672 | 0.98258 | 1 | 0.7855 | 0.98858 | 0.6186 | 0.99505 | 0.99629 | 0.99933 | 0.93872 | 1 | 0
Jun | 8 | 15 | Weekday | Thursday | 0.93155 | 1 | 0.95071 | 0.86377 | 0.0044079 | 0.86377 | 0.86377 | 1 | 0.86377 | 0.93155 | 0.93155 | 0.95744 | 0.99304 | 0.6045 | 1 | 1 | 0.77542 | 0.96336 | 0.95203 | 0.78528 | 1 | 0.61956 | 1 | 1 | 1 | 0.93298 | 0.99804 | 0.96433 | 0.99761 | 0.67827 | 1 | 1 | 0.77799 | 0.98262 | 0.96742 | 0.78608 | 1 | 0.65761 | 1 | 1 | 1 | 0.93912 | 0.99804 | 0
Jun | 8 | 16 | Weekday | Thursday | 0.87255 | 0.97109 | 0.92697 | 0.93891 | 0.0044079 | 0.93891 | 0.93891 | 0.98899 | 0.93891 | 0.87255 | 0.87255 | 0.97801 | 0.99146 | 0.6967 | 0.91145 | 0.91338 | 0.91948 | 0.94763 | 0.72505 | 0.97039 | 0.89139 | 0.72735 | 0.64864 | 0.98899 | 0.98206 | 0.93082 | 0.29124 | 0.98412 | 1 | 0.754 | 0.91156 | 0.91433 | 0.91562 | 0.96677 | 0.73312 | 0.9727 | 0.88452 | 0.76947 | 0.64611 | 0.98898 | 0.98189 | 0.93466 | 0.29124 | 0
Jun | 8 | 17 | Weekday | Thursday | 0.82061 | 0.928 | 0.90325 | 0.99825 | 0.0044079 | 0.99825 | 0.99825 | 0.75744 | 0.99825 | 0.82061 | 0.82061 | 1 | 0.81186 | 0.87506 | 0.76838 | 0.6199 | 0.97753 | 0.61309 | 0.7051 | 0.97456 | 0.87321 | 0.79961 | 0.50686 | 0.75744 | 0.73003 | 0.91085 | 0.092406 | 1 | 0.80752 | 0.88402 | 0.76647 | 0.62025 | 0.9654 | 0.60082 | 0.70881 | 0.96769 | 0.86288 | 0.83307 | 0.50441 | 0.75724 | 0.72905 | 0.91071 | 0.092406 | 0
Jun | 8 | 18 | Weekday | Thursday | 0.77337 | 0.88529 | 0.8757 | 0.9817 | 0.0044079 | 0.9817 | 0.9817 | 0.69575 | 0.9817 | 0.77337 | 0.77337 | 0.80721 | 0.81327 | 0.84666 | 0.74892 | 0.59289 | 0.94056 | 0.61564 | 0.68683 | 0.97312 | 0.8438 | 0.81953 | 0.49231 | 0.69575 | 0.66341 | 0.86475 | 0.089832 | 0.82241 | 0.80429 | 0.90043 | 0.7462 | 0.5936 | 0.92951 | 0.5965 | 0.68672 | 0.96148 | 0.83956 | 0.86154 | 0.49071 | 0.69419 | 0.66061 | 0.85951 | 0.089832 | 0
Jun | 8 | 19 | Weekday | Thursday | 0.76067 | 0.87029 | 0.85639 | 0.93824 | 1 | 0.93824 | 0.93824 | 0.72201 | 0.93824 | 0.76067 | 0.76067 | 0.83656 | 0.74681 | 0.91865 | 0.67544 | 0.5617 | 0.99504 | 0.59054 | 0.69182 | 0.84988 | 0.84296 | 0.94782 | 0.57227 | 0.72201 | 0.74569 | 0.81353 | 0.19458 | 0.87401 | 0.72215 | 0.99081 | 0.66945 | 0.56209 | 0.99492 | 0.55 | 0.69182 | 0.8397 | 0.83635 | 1 | 0.57064 | 0.71908 | 0.73903 | 0.80367 | 0.19458 | 0
Jun | 8 | 20 | Weekday | Thursday | 0.7583 | 0.82522 | 0.8361 | 0.89524 | 1 | 0.89524 | 0.89524 | 0.33221 | 0.89524 | 0.7583 | 0.7583 | 0.79924 | 0.72608 | 0.94793 | 0.66542 | 0.56586 | 0.86752 | 0.40736 | 0.24299 | 0.85618 | 0.20702 | 0.91861 | 0.587 | 0.33221 | 0.39276 | 0.58937 | 0.21329 | 0.85346 | 0.69701 | 0.95582 | 0.65763 | 0.56767 | 0.87129 | 0.38697 | 0.24205 | 0.83964 | 0.20709 | 0.95684 | 0.58551 | 0.33221 | 0.39276 | 0.58559 | 0.21329 | 0
Jun | 8 | 21 | Weekday | Thursday | 0.71025 | 0.75573 | 0.80766 | 0.87224 | 1 | 0.87224 | 0.87224 | 0.18272 | 0.87224 | 0.71025 | 0.71025 | 0.74419 | 0.68771 | 0.7782 | 0.24356 | 0.27968 | 0.69292 | 0.42232 | 0.23935 | 0.83897 | 0.18059 | 0.67762 | 0.34648 | 0.18272 | 0.25183 | 0.3805 | 0.21329 | 0.83164 | 0.65172 | 0.79655 | 0.24417 | 0.27924 | 0.69088 | 0.37413 | 0.2417 | 0.82617 | 0.18141 | 0.70176 | 0.34469 | 0.18272 | 0.25183 | 0.38891 | 0.21329 | 0
Jun | 8 | 22 | Weekday | Thursday | 0.69886 | 0.71467 | 0.77303 | 0.77664 | 1 | 0.77664 | 0.77664 | 0.18272 | 0.77664 | 0.69886 | 0.69886 | 0.69469 | 0.68965 | 0.58353 | 0.20923 | 0.26065 | 0.52594 | 0.32347 | 0.24159 | 0.85805 | 0.16972 | 0.46948 | 0.32902 | 0.18272 | 0.25183 | 0.47686 | 0.21329 | 0.82901 | 0.6512 | 0.62324 | 0.20966 | 0.26126 | 0.53417 | 0.29679 | 0.2448 | 0.85506 | 0.17089 | 0.48574 | 0.32593 | 0.18272 | 0.25183 | 0.48794 | 0.21329 | 0
Jun | 8 | 23 | Weekday | Thursday | 0.64441 | 0.70703 | 0.74559 | 0.6646 | 1 | 0.6646 | 0.6646 | 0.18472 | 0.6646 | 0.64441 | 0.64441 | 0.42162 | 0.68732 | 0.43128 | 0.19437 | 0.25758 | 0.40058 | 0.42061 | 0.23682 | 0.51193 | 0.15122 | 0.40385 | 0.32264 | 0.18472 | 0.25354 | 0.39471 | 0.21329 | 0.46482 | 0.64549 | 0.45751 | 0.19479 | 0.25732 | 0.41874 | 0.36925 | 0.24166 | 0.48372 | 0.15251 | 0.41927 | 0.31911 | 0.18472 | 0.25354 | 0.40389 | 0.21329 | 0
Jun | 9 | 24 | Weekday | Friday | 0.60077 | 0.67227 | 0.71934 | 0.57843 | 1 | 0.57843 | 0.57843 | 0.18272 | 0.57843 | 0.60077 | 0.60077 | 0.23671 | 0.69034 | 0.39157 | 0.20636 | 0.26075 | 0.37354 | 0.32672 | 0.23756 | 0.32489 | 0.14029 | 0.37647 | 0.32789 | 0.18272 | 0.25183 | 0.36339 | 0.21329 | 0.30202 | 0.64838 | 0.42631 | 0.20681 | 0.26126 | 0.39267 | 0.29592 | 0.24163 | 0.33314 | 0.14131 | 0.39049 | 0.32593 | 0.18272 | 0.25183 | 0.37168 | 0.21329 | 0
Jun | 9 | 1 | Weekday | Friday | 0.59899 | 0.62716 | 0.70801 | 0.53224 | 1 | 0.53224 | 0.53224 | 0.18272 | 0.53224 | 0.59899 | 0.59899 | 0.2359 | 0.69295 | 0.37564 | 0.2007 | 0.26103 | 0.35706 | 0.41609 | 0.23628 | 0.32522 | 0.13122 | 0.3555 | 0.32902 | 0.18272 | 0.25183 | 0.35942 | 0.21329 | 0.30255 | 0.64999 | 0.40718 | 0.20112 | 0.26126 | 0.37705 | 0.35963 | 0.24159 | 0.33398 | 0.13248 | 0.36386 | 0.32593 | 0.18272 | 0.25183 | 0.36747 | 0.21329 | 0
Jun | 9 | 2 | Weekday | Friday | 0.58978 | 0.61436 | 0.70093 | 0.50282 | 1 | 0.50282 | 0.50282 | 0.18272 | 0.50282 | 0.58978 | 0.58978 | 0.23749 | 0.69435 | 0.37604 | 0.2007 | 0.26103 | 0.34957 | 0.32223 | 0.23781 | 0.32555 | 0.1333 | 0.34443 | 0.32902 | 0.18272 | 0.25183 | 0.35578 | 0.21329 | 0.30278 | 0.65098 | 0.40789 | 0.20112 | 0.26126 | 0.3683 | 0.28835 | 0.24157 | 0.33432 | 0.13447 | 0.3582 | 0.32593 | 0.18272 | 0.25183 | 0.36408 | 0.21329 | 0
Jun | 9 | 3 | Weekday | Friday | 0.58247 | 0.6102 | 0.7011 | 0.47579 | 1 | 0.47579 | 0.47579 | 0.18272 | 0.47579 | 0.58247 | 0.58247 | 0.24218 | 0.7507 | 0.40803 | 0.2146 | 0.26093 | 0.3923 | 0.54313 | 0.23907 | 0.33837 | 0.13094 | 0.36227 | 0.32789 | 0.18272 | 0.25183 | 0.40034 | 0.21329 | 0.31098 | 0.7146 | 0.42984 | 0.21508 | 0.26126 | 0.4108 | 0.4804 | 0.2443 | 0.34809 | 0.1316 | 0.36897 | 0.32593 | 0.18272 | 0.25183 | 0.4096 | 0.21329 | 0
Jun | 9 | 4 | Weekday | Friday | 0.59116 | 0.61665 | 0.71632 | 0.46504 | 1 | 0.46504 | 0.46504 | 0.081494 | 0.46504 | 0.59116 | 0.59116 | 0.37199 | 0.77699 | 0.47857 | 0.21395 | 0.19939 | 0.41969 | 0.58326 | 0.20979 | 0.42842 | 0.11403 | 0.37006 | 0.21826 | 0.081494 | 0.0912 | 0.35569 | 0.11041 | 0.38495 | 0.70484 | 0.4646 | 0.21431 | 0.19889 | 0.41772 | 0.46462 | 0.21294 | 0.40235 | 0.11494 | 0.37475 | 0.21378 | 0.081494 | 0.0912 | 0.3636 | 0.11041 | 0
Jun | 9 | 5 | Weekday | Friday | 0.55049 | 0.63541 | 0.75877 | 0.52631 | 0.0044079 | 0.52631 | 0.52631 | 0.31445 | 0.52631 | 0.55049 | 0.55049 | 0.64316 | 0.8916 | 0.78124 | 0.51958 | 0.3558 | 0.58549 | 0.74205 | 0.3256 | 0.89606 | 0.50775 | 0.67392 | 0.389 | 0.31445 | 0.29735 | 0.58313 | 0.25266 | 0.70895 | 0.86208 | 0.75292 | 0.50688 | 0.35634 | 0.53164 | 0.68311 | 0.29931 | 0.89678 | 0.45752 | 0.68793 | 0.38585 | 0.24494 | 0.19392 | 0.53926 | 0.23832 | 0
Jun | 9 | 6 | Weekday | Friday | 0.56977 | 0.68449 | 0.8303 | 0.57926 | 0.0044079 | 0.57926 | 0.57926 | 0.39845 | 0.57926 | 0.56977 | 0.56977 | 0.83025 | 0.96387 | 0.98389 | 0.61142 | 0.50667 | 0.66275 | 0.88338 | 0.59253 | 0.92256 | 0.70749 | 0.87273 | 0.45711 | 0.39845 | 0.37475 | 0.64319 | 0.52851 | 0.88053 | 0.94653 | 0.92963 | 0.59916 | 0.50673 | 0.60976 | 0.84439 | 0.58708 | 0.90374 | 0.66712 | 0.89756 | 0.45076 | 0.35374 | 0.30518 | 0.58804 | 0.52222 | 0
Jun | 9 | 7 | Weekday | Friday | 0.64962 | 0.74745 | 0.88947 | 0.59448 | 0.0044079 | 0.59448 | 0.59448 | 0.59304 | 0.59448 | 0.64962 | 0.64962 | 0.86928 | 0.98283 | 0.84549 | 0.99844 | 0.97736 | 0.65632 | 0.92725 | 0.8457 | 0.7587 | 0.86897 | 0.79646 | 0.92181 | 0.59304 | 0.56775 | 0.86172 | 0.79556 | 0.89983 | 0.97048 | 0.8257 | 0.99582 | 0.97811 | 0.60633 | 0.89869 | 0.84614 | 0.73929 | 0.85026 | 0.78824 | 0.92257 | 0.57007 | 0.52713 | 0.82912 | 0.79276 | 0
Jun | 9 | 8 | Weekday | Friday | 0.73086 | 0.80359 | 0.92367 | 0.63993 | 0.0044079 | 0.63993 | 0.63993 | 0.85243 | 0.63993 | 0.73086 | 0.73086 | 0.71818 | 0.99851 | 0.74518 | 0.98859 | 0.9362 | 0.60098 | 0.99317 | 0.88781 | 0.7612 | 0.93347 | 0.7657 | 0.94502 | 0.85243 | 0.83157 | 0.94819 | 0.96332 | 0.75519 | 0.99008 | 0.75805 | 0.98704 | 0.93621 | 0.55871 | 0.97875 | 0.88219 | 0.74679 | 0.91695 | 0.76589 | 0.9449 | 0.84744 | 0.81901 | 0.93617 | 0.96214 | 0
Jun | 9 | 9 | Weekday | Friday | 0.84834 | 0.8556 | 0.94529 | 0.64117 | 0.0044079 | 0.64117 | 0.64117 | 0.9115 | 0.64117 | 0.84834 | 0.84834 | 0.90842 | 1 | 0.62045 | 0.95786 | 0.92946 | 0.55138 | 0.99455 | 0.93289 | 0.93843 | 0.96324 | 0.60105 | 0.95774 | 0.9115 | 0.89416 | 0.92824 | 0.9668 | 0.9226 | 0.99319 | 0.6374 | 0.95662 | 0.93 | 0.51362 | 0.98807 | 0.92863 | 0.93455 | 0.94778 | 0.59253 | 0.95773 | 0.90906 | 0.8863 | 0.9215 | 0.96611 | 0
Jun | 9 | 10 | Weekday | Friday | 0.94904 | 0.90615 | 0.96272 | 0.68805 | 0.0044079 | 0.68805 | 0.68805 | 0.9342 | 0.68805 | 0.94904 | 0.94904 | 0.94194 | 0.99829 | 0.59125 | 0.96252 | 0.95239 | 0.55659 | 1 | 0.96872 | 1 | 0.98716 | 0.60364 | 0.96825 | 0.9342 | 0.92235 | 1 | 0.97667 | 0.97321 | 0.99328 | 0.63531 | 0.96117 | 0.952 | 0.53456 | 0.99405 | 0.96813 | 1 | 0.97521 | 0.59734 | 0.96758 | 0.93376 | 0.91996 | 1 | 0.97627 | 0
Jun | 9 | 11 | Weekday | Friday | 0.99799 | 0.95017 | 0.97075 | 0.72134 | 0.0044079 | 0.72134 | 0.72134 | 0.95381 | 0.72134 | 0.99799 | 0.99799 | 0.94762 | 0.97093 | 0.59091 | 0.93145 | 0.95574 | 0.55719 | 0.95361 | 0.99375 | 0.99125 | 0.99412 | 0.60871 | 0.92504 | 0.95381 | 0.94878 | 0.96556 | 0.89385 | 0.99631 | 0.96674 | 0.63502 | 0.92878 | 0.95443 | 0.54354 | 0.95105 | 0.99222 | 0.99507 | 0.98305 | 0.60614 | 0.92204 | 0.95364 | 0.94757 | 0.96683 | 0.89349 | 0
Jun | 9 | 12 | Weekday | Friday | 0.99611 | 0.96386 | 0.97097 | 0.76524 | 0.0044079 | 0.76524 | 0.76524 | 0.96923 | 0.76524 | 0.99611 | 0.99611 | 0.78559 | 0.99266 | 0.57517 | 0.97119 | 0.98447 | 0.55799 | 0.99459 | 0.99299 | 0.98024 | 0.998 | 0.61699 | 0.98309 | 0.96923 | 0.96899 | 0.96671 | 0.99307 | 0.82762 | 0.99062 | 0.61683 | 0.97009 | 0.98393 | 0.55061 | 0.99549 | 0.98673 | 0.98758 | 0.98603 | 0.61473 | 0.98256 | 0.96915 | 0.96831 | 0.97008 | 0.99303 | 0
Jun | 9 | 13 | Weekday | Friday | 0.98476 | 0.97879 | 0.97849 | 0.78408 | 0.0044079 | 0.78408 | 0.78408 | 0.98098 | 0.78408 | 0.98476 | 0.98476 | 0.73035 | 0.99088 | 0.57449 | 0.97013 | 0.95972 | 0.55674 | 0.99489 | 0.99669 | 0.79046 | 0.99527 | 0.6189 | 0.98757 | 0.98098 | 0.98183 | 0.9465 | 0.99938 | 0.80073 | 0.99085 | 0.61661 | 0.97078 | 0.96002 | 0.55556 | 1 | 0.9978 | 0.79365 | 0.98634 | 0.61801 | 0.98822 | 0.98096 | 0.98166 | 0.95122 | 0.99938 | 0
Jun | 9 | 14 | Weekday | Friday | 0.96853 | 0.9932 | 0.96953 | 0.81857 | 0.0044079 | 0.81857 | 0.81857 | 0.99629 | 0.81857 | 0.96853 | 0.96853 | 0.76278 | 0.98981 | 0.57522 | 0.96922 | 0.96665 | 0.60005 | 0.96553 | 1 | 0.78489 | 0.99468 | 0.62004 | 0.99434 | 0.99629 | 0.99933 | 0.9324 | 1 | 0.79 | 0.9919 | 0.6174 | 0.96999 | 0.96763 | 0.59672 | 0.98258 | 1 | 0.7855 | 0.98858 | 0.6186 | 0.99505 | 0.99629 | 0.99933 | 0.93872 | 1 | 0
Jun | 9 | 15 | Weekday | Friday | 0.93155 | 1 | 0.95071 | 0.86377 | 0.0044079 | 0.86377 | 0.86377 | 1 | 0.86377 | 0.93155 | 0.93155 | 0.95744 | 0.99304 | 0.6045 | 1 | 1 | 0.77542 | 0.96336 | 0.95203 | 0.78528 | 1 | 0.61956 | 1 | 1 | 1 | 0.93298 | 0.99804 | 0.96433 | 0.99761 | 0.67827 | 1 | 1 | 0.77799 | 0.98262 | 0.96742 | 0.78608 | 1 | 0.65761 | 1 | 1 | 1 | 0.93912 | 0.99804 | 0
Jun | 9 | 16 | Weekday | Friday | 0.87255 | 0.97109 | 0.92697 | 0.93891 | 0.0044079 | 0.93891 | 0.93891 | 0.98899 | 0.93891 | 0.87255 | 0.87255 | 0.97801 | 0.99146 | 0.6967 | 0.91145 | 0.91338 | 0.91948 | 0.94763 | 0.72505 | 0.97039 | 0.89139 | 0.72735 | 0.64864 | 0.98899 | 0.98206 | 0.93082 | 0.29124 | 0.98412 | 1 | 0.754 | 0.91156 | 0.91433 | 0.91562 | 0.96677 | 0.73312 | 0.9727 | 0.88452 | 0.76947 | 0.64611 | 0.98898 | 0.98189 | 0.93466 | 0.29124 | 0
Jun | 9 | 17 | Weekday | Friday | 0.82061 | 0.928 | 0.90325 | 0.99825 | 0.0044079 | 0.99825 | 0.99825 | 0.75744 | 0.99825 | 0.82061 | 0.82061 | 1 | 0.81186 | 0.87506 | 0.76838 | 0.6199 | 0.97753 | 0.61309 | 0.7051 | 0.97456 | 0.87321 | 0.79961 | 0.50686 | 0.75744 | 0.73003 | 0.91085 | 0.092406 | 1 | 0.80752 | 0.88402 | 0.76647 | 0.62025 | 0.9654 | 0.60082 | 0.70881 | 0.96769 | 0.86288 | 0.83307 | 0.50441 | 0.75724 | 0.72905 | 0.91071 | 0.092406 | 0
Jun | 9 | 18 | Weekday | Friday | 0.77337 | 0.88529 | 0.8757 | 0.9817 | 0.0044079 | 0.9817 | 0.9817 | 0.69575 | 0.9817 | 0.77337 | 0.77337 | 0.80721 | 0.81327 | 0.84666 | 0.74892 | 0.59289 | 0.94056 | 0.61564 | 0.68683 | 0.97312 | 0.8438 | 0.81953 | 0.49231 | 0.69575 | 0.66341 | 0.86475 | 0.089832 | 0.82241 | 0.80429 | 0.90043 | 0.7462 | 0.5936 | 0.92951 | 0.5965 | 0.68672 | 0.96148 | 0.83956 | 0.86154 | 0.49071 | 0.69419 | 0.66061 | 0.85951 | 0.089832 | 0
Jun | 9 | 19 | Weekday | Friday | 0.76067 | 0.87029 | 0.85639 | 0.93824 | 1 | 0.93824 | 0.93824 | 0.72201 | 0.93824 | 0.76067 | 0.76067 | 0.83656 | 0.74681 | 0.91865 | 0.67544 | 0.5617 | 0.99504 | 0.59054 | 0.69182 | 0.84988 | 0.84296 | 0.94782 | 0.57227 | 0.72201 | 0.74569 | 0.81353 | 0.19458 | 0.87401 | 0.72215 | 0.99081 | 0.66945 | 0.56209 | 0.99492 | 0.55 | 0.69182 | 0.8397 | 0.83635 | 1 | 0.57064 | 0.71908 | 0.73903 | 0.80367 | 0.19458 | 0
Jun | 9 | 20 | Weekday | Friday | 0.7583 | 0.82522 | 0.8361 | 0.89524 | 1 | 0.89524 | 0.89524 | 0.33221 | 0.89524 | 0.7583 | 0.7583 | 0.79924 | 0.72608 | 0.94793 | 0.66542 | 0.56586 | 0.86752 | 0.40736 | 0.24299 | 0.85618 | 0.20702 | 0.91861 | 0.587 | 0.33221 | 0.39276 | 0.58937 | 0.21329 | 0.85346 | 0.69701 | 0.95582 | 0.65763 | 0.56767 | 0.87129 | 0.38697 | 0.24205 | 0.83964 | 0.20709 | 0.95684 | 0.58551 | 0.33221 | 0.39276 | 0.58559 | 0.21329 | 0
Jun | 9 | 21 | Weekday | Friday | 0.71025 | 0.75573 | 0.80766 | 0.87224 | 1 | 0.87224 | 0.87224 | 0.18272 | 0.87224 | 0.71025 | 0.71025 | 0.74419 | 0.68771 | 0.7782 | 0.24356 | 0.27968 | 0.69292 | 0.42232 | 0.23935 | 0.83897 | 0.18059 | 0.67762 | 0.34648 | 0.18272 | 0.25183 | 0.3805 | 0.21329 | 0.83164 | 0.65172 | 0.79655 | 0.24417 | 0.27924 | 0.69088 | 0.37413 | 0.2417 | 0.82617 | 0.18141 | 0.70176 | 0.34469 | 0.18272 | 0.25183 | 0.38891 | 0.21329 | 0
Jun | 9 | 22 | Weekday | Friday | 0.69886 | 0.71467 | 0.77303 | 0.77664 | 1 | 0.77664 | 0.77664 | 0.18272 | 0.77664 | 0.69886 | 0.69886 | 0.69469 | 0.68965 | 0.58353 | 0.20923 | 0.26065 | 0.52594 | 0.32347 | 0.24159 | 0.85805 | 0.16972 | 0.46948 | 0.32902 | 0.18272 | 0.25183 | 0.47686 | 0.21329 | 0.82901 | 0.6512 | 0.62324 | 0.20966 | 0.26126 | 0.53417 | 0.29679 | 0.2448 | 0.85506 | 0.17089 | 0.48574 | 0.32593 | 0.18272 | 0.25183 | 0.48794 | 0.21329 | 0
Jun | 9 | 23 | Weekday | Friday | 0.64441 | 0.70703 | 0.74559 | 0.6646 | 1 | 0.6646 | 0.6646 | 0.17593 | 0.6646 | 0.64441 | 0.64441 | 0.40627 | 0.70699 | 0.43814 | 0.1833 | 0.2433 | 0.3999 | 0.35958 | 0.23751 | 0.50021 | 0.13672 | 0.4118 | 0.31099 | 0.17593 | 0.246 | 0.37978 | 0.21329 | 0.46635 | 0.66701 | 0.46778 | 0.18371 | 0.24327 | 0.4201 | 0.3137 | 0.24177 | 0.4853 | 0.13787 | 0.4276 | 0.30717 | 0.17593 | 0.246 | 0.38826 | 0.21329 | 0
Jun | 10 | 24 | Weekend | Saturday | 0.61795 | 0.68752 | 0.746 | 0.6079 | 1 | 0.6079 | 0.6079 | 0.18033 | 0.6079 | 0.61795 | 0.61795 | 0.23627 | 0.70626 | 0.42927 | 0.16601 | 0.22488 | 0.36887 | 0.34235 | 0.23658 | 0.32402 | 0.12918 | 0.39625 | 0.29137 | 0.18033 | 0.24977 | 0.34156 | 0.21329 | 0.30202 | 0.66527 | 0.47411 | 0.16629 | 0.22529 | 0.39027 | 0.29809 | 0.2417 | 0.33318 | 0.13024 | 0.42117 | 0.28841 | 0.18033 | 0.24977 | 0.3494 | 0.21329 | 0
Jun | 10 | 1 | Weekend | Saturday | 0.61123 | 0.64002 | 0.73202 | 0.55924 | 1 | 0.55924 | 0.55924 | 0.18033 | 0.55924 | 0.61123 | 0.61123 | 0.23662 | 0.70948 | 0.37715 | 0.16596 | 0.22539 | 0.35144 | 0.32404 | 0.23567 | 0.32408 | 0.12883 | 0.35865 | 0.29033 | 0.18033 | 0.24977 | 0.33661 | 0.21329 | 0.30249 | 0.66725 | 0.40795 | 0.16629 | 0.22529 | 0.37403 | 0.28499 | 0.24164 | 0.33393 | 0.13022 | 0.36618 | 0.28841 | 0.18033 | 0.24977 | 0.34434 | 0.21329 | 0
Jun | 10 | 2 | Weekend | Saturday | 0.6011 | 0.62597 | 0.72289 | 0.52674 | 1 | 0.52674 | 0.52674 | 0.18033 | 0.52674 | 0.6011 | 0.6011 | 0.23642 | 0.71113 | 0.39696 | 0.16591 | 0.22539 | 0.34254 | 0.34415 | 0.2369 | 0.32492 | 0.12914 | 0.3407 | 0.29137 | 0.18033 | 0.24977 | 0.33283 | 0.21329 | 0.30263 | 0.6684 | 0.43054 | 0.16629 | 0.22529 | 0.36406 | 0.29669 | 0.24159 | 0.33411 | 0.1302 | 0.35862 | 0.28841 | 0.18033 | 0.24977 | 0.3402 | 0.21329 | 0
Jun | 10 | 3 | Weekend | Saturday | 0.5932 | 0.62138 | 0.72041 | 0.49624 | 1 | 0.49624 | 0.49624 | 0.18033 | 0.49624 | 0.5932 | 0.5932 | 0.23948 | 0.71694 | 0.40464 | 0.17447 | 0.22488 | 0.38401 | 0.44985 | 0.23746 | 0.33102 | 0.12933 | 0.36037 | 0.29241 | 0.18033 | 0.24977 | 0.35352 | 0.21329 | 0.306 | 0.67617 | 0.42157 | 0.17483 | 0.22529 | 0.40553 | 0.39064 | 0.2426 | 0.33973 | 0.13072 | 0.36831 | 0.28841 | 0.18033 | 0.24977 | 0.36164 | 0.21329 | 0
Jun | 10 | 4 | Weekend | Saturday | 0.60043 | 0.62562 | 0.73383 | 0.48288 | 1 | 0.48288 | 0.48288 | 0.079096 | 0.48288 | 0.60043 | 0.60043 | 0.36959 | 0.70773 | 0.42887 | 0.16207 | 0.14348 | 0.40934 | 0.48769 | 0.20763 | 0.4113 | 0.1127 | 0.33129 | 0.1606 | 0.079096 | 0.089143 | 0.30615 | 0.11041 | 0.38032 | 0.66622 | 0.43543 | 0.16206 | 0.14251 | 0.41028 | 0.38375 | 0.21152 | 0.39317 | 0.11421 | 0.33518 | 0.1575 | 0.079096 | 0.089143 | 0.31315 | 0.11041 | 0
Jun | 10 | 5 | Weekend | Saturday | 0.55766 | 0.64047 | 0.77727 | 0.53986 | 0.0044079 | 0.53986 | 0.53986 | 0.16026 | 0.53986 | 0.55766 | 0.55766 | 0.63461 | 0.74223 | 0.64822 | 0.35426 | 0.2282 | 0.57433 | 0.55903 | 0.20082 | 0.88246 | 0.11049 | 0.51485 | 0.26053 | 0.16026 | 0.15421 | 0.50005 | 0.089832 | 0.70535 | 0.71622 | 0.67217 | 0.35048 | 0.22888 | 0.52255 | 0.48983 | 0.2054 | 0.88873 | 0.11096 | 0.53565 | 0.2561 | 0.14704 | 0.12367 | 0.44676 | 0.089832 | 0
Jun | 10 | 6 | Weekend | Saturday | 0.57517 | 0.68786 | 0.8493 | 0.59146 | 0.0044079 | 0.59146 | 0.59146 | 0.21769 | 0.59146 | 0.57517 | 0.57517 | 0.76278 | 0.79091 | 0.86438 | 0.43315 | 0.2552 | 0.65009 | 0.64911 | 0.20062 | 0.87656 | 0.12587 | 0.70107 | 0.25479 | 0.21769 | 0.20497 | 0.56137 | 0.16918 | 0.86963 | 0.7568 | 0.85101 | 0.4302 | 0.2547 | 0.59865 | 0.59181 | 0.20519 | 0.893 | 0.12721 | 0.71937 | 0.2512 | 0.20737 | 0.18469 | 0.49776 | 0.16407 | 0
Jun | 10 | 7 | Weekend | Saturday | 0.64879 | 0.75105 | 0.90806 | 0.60568 | 0.0044079 | 0.60568 | 0.60568 | 0.45546 | 0.60568 | 0.64879 | 0.64879 | 0.7997 | 0.80721 | 1 | 0.56545 | 0.35373 | 0.60499 | 0.70421 | 0.20243 | 0.71142 | 0.15713 | 1 | 0.32015 | 0.45546 | 0.42711 | 0.7087 | 0.17338 | 0.87991 | 0.78166 | 0.93123 | 0.56519 | 0.35391 | 0.55422 | 0.67406 | 0.2053 | 0.72456 | 0.1589 | 0.99497 | 0.31641 | 0.44272 | 0.39676 | 0.66294 | 0.17107 | 0
Jun | 10 | 8 | Weekend | Saturday | 0.72791 | 0.80622 | 0.94479 | 0.65498 | 0.0044079 | 0.65498 | 0.65498 | 0.59292 | 0.65498 | 0.72791 | 0.72791 | 0.66828 | 0.83462 | 0.83691 | 0.57857 | 0.37681 | 0.5464 | 0.76276 | 0.20085 | 0.73185 | 0.15759 | 0.8622 | 0.32399 | 0.59292 | 0.5662 | 0.69926 | 0.23903 | 0.72192 | 0.81412 | 0.81893 | 0.57867 | 0.37657 | 0.50311 | 0.73417 | 0.20543 | 0.73117 | 0.15868 | 0.86417 | 0.32133 | 0.58997 | 0.55479 | 0.67128 | 0.23857 | 0
Jun | 10 | 9 | Weekend | Saturday | 0.85069 | 0.85868 | 0.96746 | 0.66149 | 0.0044079 | 0.66149 | 0.66149 | 0.71381 | 0.66149 | 0.85069 | 0.85069 | 0.88234 | 0.83661 | 0.70697 | 0.55833 | 0.36596 | 0.49612 | 0.73698 | 0.20491 | 0.91895 | 0.18485 | 0.63256 | 0.32283 | 0.71381 | 0.68401 | 0.77656 | 0.23896 | 0.8991 | 0.81698 | 0.71144 | 0.5588 | 0.36645 | 0.45692 | 0.7192 | 0.20785 | 0.91586 | 0.18325 | 0.62352 | 0.31806 | 0.71381 | 0.68232 | 0.77021 | 0.23896 | 0
Jun | 10 | 10 | Weekend | Saturday | 0.94985 | 0.90808 | 0.98631 | 0.71059 | 0.0044079 | 0.71059 | 0.71059 | 0.74041 | 0.71059 | 0.94985 | 0.94985 | 0.91864 | 0.83563 | 0.67075 | 0.51429 | 0.36019 | 0.50205 | 0.77283 | 0.20451 | 0.98023 | 0.19798 | 0.61691 | 0.32211 | 0.74041 | 0.71005 | 0.85916 | 0.23923 | 0.94595 | 0.81695 | 0.70122 | 0.51461 | 0.36014 | 0.47812 | 0.75429 | 0.20875 | 0.97791 | 0.19827 | 0.60671 | 0.31839 | 0.74041 | 0.71005 | 0.86445 | 0.23923 | 0
Jun | 10 | 11 | Weekend | Saturday | 0.99943 | 0.94983 | 0.99398 | 0.74118 | 0.0044079 | 0.74118 | 0.74118 | 0.85036 | 0.74118 | 0.99943 | 0.99943 | 0.92423 | 0.81988 | 0.641 | 0.50265 | 0.36341 | 0.51084 | 0.72296 | 0.20966 | 0.97386 | 0.23962 | 0.61268 | 0.26095 | 0.85036 | 0.82999 | 0.86254 | 0.16513 | 0.96036 | 0.80137 | 0.70056 | 0.50323 | 0.36337 | 0.49548 | 0.71237 | 0.21316 | 0.9734 | 0.24114 | 0.61739 | 0.25771 | 0.85036 | 0.82999 | 0.87396 | 0.16513 | 0
Jun | 10 | 12 | Weekend | Saturday | 1 | 0.96213 | 0.99232 | 0.78529 | 0.0044079 | 0.78529 | 0.78529 | 0.87398 | 0.78529 | 1 | 1 | 0.77486 | 0.8096 | 0.61339 | 0.48949 | 0.35919 | 0.51474 | 0.78505 | 0.21765 | 0.97241 | 0.296 | 0.6334 | 0.2652 | 0.87398 | 0.86113 | 0.86269 | 0.1676 | 0.80715 | 0.79247 | 0.6671 | 0.49031 | 0.35888 | 0.5056 | 0.77483 | 0.22181 | 0.9733 | 0.29828 | 0.63035 | 0.26096 | 0.87398 | 0.86113 | 0.87683 | 0.1676 | 0
Jun | 10 | 13 | Weekend | Saturday | 0.99206 | 0.97597 | 1 | 0.80351 | 0.0044079 | 0.80351 | 0.80351 | 0.89766 | 0.80351 | 0.99206 | 0.99206 | 0.73512 | 0.80394 | 0.61461 | 0.4548 | 0.27807 | 0.52978 | 0.75681 | 0.23152 | 0.79888 | 0.34389 | 0.64212 | 0.27054 | 0.89766 | 0.89076 | 0.8548 | 0.17032 | 0.81147 | 0.78858 | 0.66838 | 0.45591 | 0.27793 | 0.52771 | 0.75401 | 0.23606 | 0.79988 | 0.34648 | 0.64356 | 0.26635 | 0.89766 | 0.89076 | 0.86998 | 0.17032 | 0
Jun | 10 | 14 | Weekend | Saturday | 0.9733 | 0.98975 | 0.98915 | 0.83692 | 0.0044079 | 0.83692 | 0.83692 | 0.92448 | 0.83692 | 0.9733 | 0.9733 | 0.7829 | 0.77045 | 0.61528 | 0.51096 | 0.31377 | 0.59452 | 0.79275 | 0.25539 | 0.80973 | 0.46123 | 0.65149 | 0.27855 | 0.92448 | 0.92249 | 0.85219 | 0.17213 | 0.82815 | 0.76201 | 0.66898 | 0.51227 | 0.31378 | 0.59144 | 0.78813 | 0.2619 | 0.8125 | 0.46606 | 0.65181 | 0.27547 | 0.92448 | 0.92249 | 0.86801 | 0.17213 | 0
Jun | 10 | 15 | Weekend | Saturday | 0.9329 | 0.99595 | 0.96459 | 0.87735 | 0.0044079 | 0.87735 | 0.87735 | 0.90962 | 0.87735 | 0.9329 | 0.9329 | 0.96262 | 0.76581 | 0.64935 | 0.54521 | 0.31575 | 0.75831 | 0.72408 | 0.2621 | 0.79202 | 0.44754 | 0.63617 | 0.28841 | 0.90962 | 0.9033 | 0.84304 | 0.089832 | 0.98226 | 0.75722 | 0.73671 | 0.54692 | 0.31577 | 0.75974 | 0.72211 | 0.26747 | 0.79417 | 0.45287 | 0.677 | 0.28439 | 0.90962 | 0.9033 | 0.8592 | 0.089832 | 0
Jun | 10 | 16 | Weekend | Saturday | 0.87661 | 0.96701 | 0.93694 | 0.9465 | 0.0044079 | 0.9465 | 0.9465 | 0.80585 | 0.9465 | 0.87661 | 0.87661 | 0.96128 | 0.74805 | 0.71712 | 0.52119 | 0.28269 | 0.93222 | 0.72282 | 0.25628 | 0.95733 | 0.42283 | 0.70084 | 0.25403 | 0.80585 | 0.79042 | 0.78652 | 0.089832 | 0.96961 | 0.73638 | 0.79939 | 0.52253 | 0.28283 | 0.92906 | 0.7084 | 0.26194 | 0.95976 | 0.42783 | 0.74322 | 0.25074 | 0.80585 | 0.79027 | 0.7996 | 0.089832 | 0
Jun | 10 | 17 | Weekend | Saturday | 0.82956 | 0.92613 | 0.9096 | 1 | 0.0044079 | 1 | 1 | 0.62318 | 1 | 0.82956 | 0.82956 | 0.98558 | 0.73307 | 0.84597 | 0.39948 | 0.20067 | 0.99973 | 0.47463 | 0.24557 | 0.9693 | 0.36407 | 0.83066 | 0.14213 | 0.62318 | 0.59561 | 0.76053 | 0.089832 | 0.98577 | 0.71445 | 0.94043 | 0.40064 | 0.2002 | 0.98884 | 0.45724 | 0.25093 | 0.96451 | 0.36894 | 0.88357 | 0.13676 | 0.62318 | 0.5941 | 0.76931 | 0.089832 | 0
Jun | 10 | 18 | Weekend | Saturday | 0.78212 | 0.88202 | 0.87827 | 0.97513 | 0.0044079 | 0.97513 | 0.97513 | 0.42244 | 0.97513 | 0.78212 | 0.78212 | 0.78475 | 0.73424 | 0.87102 | 0.32535 | 0.18298 | 0.95645 | 0.50655 | 0.23642 | 0.95979 | 0.32123 | 0.84289 | 0.13958 | 0.42244 | 0.41141 | 0.66711 | 0.089832 | 0.80754 | 0.71248 | 0.93572 | 0.32625 | 0.1832 | 0.94623 | 0.47515 | 0.24154 | 0.95397 | 0.32519 | 0.88893 | 0.13628 | 0.42107 | 0.40563 | 0.66775 | 0.089832 | 0
Jun | 10 | 19 | Weekend | Saturday | 0.77005 | 0.86652 | 0.85823 | 0.93093 | 1 | 0.93093 | 0.93093 | 0.47345 | 0.93093 | 0.77005 | 0.77005 | 0.80463 | 0.70768 | 0.92237 | 0.2529 | 0.22402 | 1 | 0.46528 | 0.24617 | 0.83479 | 0.25602 | 0.9412 | 0.2697 | 0.47345 | 0.5212 | 0.65983 | 0.19528 | 0.84407 | 0.67423 | 1 | 0.2536 | 0.22391 | 1 | 0.4339 | 0.25155 | 0.82943 | 0.25878 | 0.99875 | 0.2655 | 0.46974 | 0.51175 | 0.65346 | 0.19528 | 0
Jun | 10 | 20 | Weekend | Saturday | 0.76465 | 0.82297 | 0.83978 | 0.89279 | 1 | 0.89279 | 0.89279 | 0.24002 | 0.89279 | 0.76465 | 0.76465 | 0.76242 | 0.71618 | 0.89286 | 0.20887 | 0.22565 | 0.8602 | 0.41395 | 0.23896 | 0.82854 | 0.19655 | 0.92512 | 0.29241 | 0.24002 | 0.31078 | 0.53692 | 0.21329 | 0.82157 | 0.68072 | 0.96142 | 0.209 | 0.22529 | 0.86343 | 0.38148 | 0.24415 | 0.81949 | 0.19199 | 0.97535 | 0.28841 | 0.24002 | 0.31078 | 0.53953 | 0.21329 | 0
Jun | 10 | 21 | Weekend | Saturday | 0.71855 | 0.75685 | 0.81026 | 0.87363 | 1 | 0.87363 | 0.87363 | 0.18033 | 0.87363 | 0.71855 | 0.71855 | 0.7039 | 0.71905 | 0.85383 | 0.19148 | 0.22514 | 0.67752 | 0.38076 | 0.23719 | 0.80968 | 0.17059 | 0.71938 | 0.29033 | 0.18033 | 0.24977 | 0.35145 | 0.21329 | 0.80281 | 0.67905 | 0.84196 | 0.19191 | 0.22529 | 0.6748 | 0.34072 | 0.24188 | 0.80619 | 0.17186 | 0.74421 | 0.28841 | 0.18033 | 0.24977 | 0.35913 | 0.21329 | 0
Jun | 10 | 22 | Weekend | Saturday | 0.70493 | 0.71948 | 0.77356 | 0.78105 | 1 | 0.78105 | 0.78105 | 0.18033 | 0.78105 | 0.70493 | 0.70493 | 0.65908 | 0.72143 | 0.65575 | 0.17452 | 0.22539 | 0.50685 | 0.34848 | 0.23872 | 0.83156 | 0.16347 | 0.48628 | 0.29137 | 0.18033 | 0.24977 | 0.45121 | 0.21329 | 0.80932 | 0.68066 | 0.68354 | 0.17483 | 0.22529 | 0.51489 | 0.31106 | 0.24478 | 0.84077 | 0.16566 | 0.50435 | 0.28841 | 0.18033 | 0.24977 | 0.46153 | 0.21329 | 0
Jun | 10 | 23 | Weekend | Saturday | 0.65041 | 0.71124 | 0.7454 | 0.67467 | 1 | 0.67467 | 0.67467 | 0.17593 | 0.67467 | 0.65041 | 0.65041 | 0.40627 | 0.70699 | 0.43814 | 0.1833 | 0.2433 | 0.3999 | 0.35958 | 0.23751 | 0.50021 | 0.13672 | 0.4118 | 0.31099 | 0.17593 | 0.246 | 0.37978 | 0.21329 | 0.46635 | 0.66701 | 0.46778 | 0.18371 | 0.24327 | 0.4201 | 0.3137 | 0.24177 | 0.4853 | 0.13787 | 0.4276 | 0.30717 | 0.17593 | 0.246 | 0.38826 | 0.21329 | 0
Jun | 11 | 24 | Weekend | Sunday | 0.61795 | 0.68752 | 0.746 | 0.6079 | 1 | 0.6079 | 0.6079 | 0.18033 | 0.6079 | 0.61795 | 0.61795 | 0.23627 | 0.70626 | 0.42927 | 0.16601 | 0.22488 | 0.36887 | 0.34235 | 0.23658 | 0.32402 | 0.12918 | 0.39625 | 0.29137 | 0.18033 | 0.24977 | 0.34156 | 0.21329 | 0.30202 | 0.66527 | 0.47411 | 0.16629 | 0.22529 | 0.39027 | 0.29809 | 0.2417 | 0.33318 | 0.13024 | 0.42117 | 0.28841 | 0.18033 | 0.24977 | 0.3494 | 0.21329 | 0
Jun | 11 | 1 | Weekend | Sunday | 0.61123 | 0.64002 | 0.73202 | 0.55924 | 1 | 0.55924 | 0.55924 | 0.18033 | 0.55924 | 0.61123 | 0.61123 | 0.23662 | 0.70948 | 0.37715 | 0.16596 | 0.22539 | 0.35144 | 0.32404 | 0.23567 | 0.32408 | 0.12883 | 0.35865 | 0.29033 | 0.18033 | 0.24977 | 0.33661 | 0.21329 | 0.30249 | 0.66725 | 0.40795 | 0.16629 | 0.22529 | 0.37403 | 0.28499 | 0.24164 | 0.33393 | 0.13022 | 0.36618 | 0.28841 | 0.18033 | 0.24977 | 0.34434 | 0.21329 | 0
Jun | 11 | 2 | Weekend | Sunday | 0.6011 | 0.62597 | 0.72289 | 0.52674 | 1 | 0.52674 | 0.52674 | 0.18033 | 0.52674 | 0.6011 | 0.6011 | 0.23642 | 0.71113 | 0.39696 | 0.16591 | 0.22539 | 0.34254 | 0.34415 | 0.2369 | 0.32492 | 0.12914 | 0.3407 | 0.29137 | 0.18033 | 0.24977 | 0.33283 | 0.21329 | 0.30263 | 0.6684 | 0.43054 | 0.16629 | 0.22529 | 0.36406 | 0.29669 | 0.24159 | 0.33411 | 0.1302 | 0.35862 | 0.28841 | 0.18033 | 0.24977 | 0.3402 | 0.21329 | 0
Jun | 11 | 3 | Weekend | Sunday | 0.5932 | 0.62138 | 0.72041 | 0.49624 | 1 | 0.49624 | 0.49624 | 0.18033 | 0.49624 | 0.5932 | 0.5932 | 0.23948 | 0.71694 | 0.40464 | 0.17447 | 0.22488 | 0.38401 | 0.44985 | 0.23746 | 0.33102 | 0.12933 | 0.36037 | 0.29241 | 0.18033 | 0.24977 | 0.35352 | 0.21329 | 0.306 | 0.67617 | 0.42157 | 0.17483 | 0.22529 | 0.40553 | 0.39064 | 0.2426 | 0.33973 | 0.13072 | 0.36831 | 0.28841 | 0.18033 | 0.24977 | 0.36164 | 0.21329 | 0
Jun | 11 | 4 | Weekend | Sunday | 0.60043 | 0.62562 | 0.73383 | 0.48288 | 1 | 0.48288 | 0.48288 | 0.079096 | 0.48288 | 0.60043 | 0.60043 | 0.36959 | 0.70773 | 0.42887 | 0.16207 | 0.14348 | 0.40934 | 0.48769 | 0.20763 | 0.4113 | 0.1127 | 0.33129 | 0.1606 | 0.079096 | 0.089143 | 0.30615 | 0.11041 | 0.38032 | 0.66622 | 0.43543 | 0.16206 | 0.14251 | 0.41028 | 0.38375 | 0.21152 | 0.39317 | 0.11421 | 0.33518 | 0.1575 | 0.079096 | 0.089143 | 0.31315 | 0.11041 | 0
Jun | 11 | 5 | Weekend | Sunday | 0.55766 | 0.64047 | 0.77727 | 0.53986 | 0.0044079 | 0.53986 | 0.53986 | 0.16026 | 0.53986 | 0.55766 | 0.55766 | 0.63461 | 0.74223 | 0.64822 | 0.35426 | 0.2282 | 0.57433 | 0.55903 | 0.20082 | 0.88246 | 0.11049 | 0.51485 | 0.26053 | 0.16026 | 0.15421 | 0.50005 | 0.089832 | 0.70535 | 0.71622 | 0.67217 | 0.35048 | 0.22888 | 0.52255 | 0.48983 | 0.2054 | 0.88873 | 0.11096 | 0.53565 | 0.2561 | 0.14704 | 0.12367 | 0.44676 | 0.089832 | 0
Jun | 11 | 6 | Weekend | Sunday | 0.57517 | 0.68786 | 0.8493 | 0.59146 | 0.0044079 | 0.59146 | 0.59146 | 0.21769 | 0.59146 | 0.57517 | 0.57517 | 0.76278 | 0.79091 | 0.86438 | 0.43315 | 0.2552 | 0.65009 | 0.64911 | 0.20062 | 0.87656 | 0.12587 | 0.70107 | 0.25479 | 0.21769 | 0.20497 | 0.56137 | 0.16918 | 0.86963 | 0.7568 | 0.85101 | 0.4302 | 0.2547 | 0.59865 | 0.59181 | 0.20519 | 0.893 | 0.12721 | 0.71937 | 0.2512 | 0.20737 | 0.18469 | 0.49776 | 0.16407 | 0
Jun | 11 | 7 | Weekend | Sunday | 0.64879 | 0.75105 | 0.90806 | 0.60568 | 0.0044079 | 0.60568 | 0.60568 | 0.45546 | 0.60568 | 0.64879 | 0.64879 | 0.7997 | 0.80721 | 1 | 0.56545 | 0.35373 | 0.60499 | 0.70421 | 0.20243 | 0.71142 | 0.15713 | 1 | 0.32015 | 0.45546 | 0.42711 | 0.7087 | 0.17338 | 0.87991 | 0.78166 | 0.93123 | 0.56519 | 0.35391 | 0.55422 | 0.67406 | 0.2053 | 0.72456 | 0.1589 | 0.99497 | 0.31641 | 0.44272 | 0.39676 | 0.66294 | 0.17107 | 0
Jun | 11 | 8 | Weekend | Sunday | 0.72791 | 0.80622 | 0.94479 | 0.65498 | 0.0044079 | 0.65498 | 0.65498 | 0.59292 | 0.65498 | 0.72791 | 0.72791 | 0.66828 | 0.83462 | 0.83691 | 0.57857 | 0.37681 | 0.5464 | 0.76276 | 0.20085 | 0.73185 | 0.15759 | 0.8622 | 0.32399 | 0.59292 | 0.5662 | 0.69926 | 0.23903 | 0.72192 | 0.81412 | 0.81893 | 0.57867 | 0.37657 | 0.50311 | 0.73417 | 0.20543 | 0.73117 | 0.15868 | 0.86417 | 0.32133 | 0.58997 | 0.55479 | 0.67128 | 0.23857 | 0
Jun | 11 | 9 | Weekend | Sunday | 0.85069 | 0.85868 | 0.96746 | 0.66149 | 0.0044079 | 0.66149 | 0.66149 | 0.71381 | 0.66149 | 0.85069 | 0.85069 | 0.88234 | 0.83661 | 0.70697 | 0.55833 | 0.36596 | 0.49612 | 0.73698 | 0.20491 | 0.91895 | 0.18485 | 0.63256 | 0.32283 | 0.71381 | 0.68401 | 0.77656 | 0.23896 | 0.8991 | 0.81698 | 0.71144 | 0.5588 | 0.36645 | 0.45692 | 0.7192 | 0.20785 | 0.91586 | 0.18325 | 0.62352 | 0.31806 | 0.71381 | 0.68232 | 0.77021 | 0.23896 | 0
Jun | 11 | 10 | Weekend | Sunday | 0.94985 | 0.90808 | 0.98631 | 0.71059 | 0.0044079 | 0.71059 | 0.71059 | 0.74041 | 0.71059 | 0.94985 | 0.94985 | 0.91864 | 0.83563 | 0.67075 | 0.51429 | 0.36019 | 0.50205 | 0.77283 | 0.20451 | 0.98023 | 0.19798 | 0.61691 | 0.32211 | 0.74041 | 0.71005 | 0.85916 | 0.23923 | 0.94595 | 0.81695 | 0.70122 | 0.51461 | 0.36014 | 0.47812 | 0.75429 | 0.20875 | 0.97791 | 0.19827 | 0.60671 | 0.31839 | 0.74041 | 0.71005 | 0.86445 | 0.23923 | 0
Jun | 11 | 11 | Weekend | Sunday | 0.99943 | 0.94983 | 0.99398 | 0.74118 | 0.0044079 | 0.74118 | 0.74118 | 0.85036 | 0.74118 | 0.99943 | 0.99943 | 0.92423 | 0.81988 | 0.641 | 0.50265 | 0.36341 | 0.51084 | 0.72296 | 0.20966 | 0.97386 | 0.23962 | 0.61268 | 0.26095 | 0.85036 | 0.82999 | 0.86254 | 0.16513 | 0.96036 | 0.80137 | 0.70056 | 0.50323 | 0.36337 | 0.49548 | 0.71237 | 0.21316 | 0.9734 | 0.24114 | 0.61739 | 0.25771 | 0.85036 | 0.82999 | 0.87396 | 0.16513 | 0
Jun | 11 | 12 | Weekend | Sunday | 1 | 0.96213 | 0.99232 | 0.78529 | 0.0044079 | 0.78529 | 0.78529 | 0.87398 | 0.78529 | 1 | 1 | 0.77486 | 0.8096 | 0.61339 | 0.48949 | 0.35919 | 0.51474 | 0.78505 | 0.21765 | 0.97241 | 0.296 | 0.6334 | 0.2652 | 0.87398 | 0.86113 | 0.86269 | 0.1676 | 0.80715 | 0.79247 | 0.6671 | 0.49031 | 0.35888 | 0.5056 | 0.77483 | 0.22181 | 0.9733 | 0.29828 | 0.63035 | 0.26096 | 0.87398 | 0.86113 | 0.87683 | 0.1676 | 0
Jun | 11 | 13 | Weekend | Sunday | 0.99206 | 0.97597 | 1 | 0.80351 | 0.0044079 | 0.80351 | 0.80351 | 0.89766 | 0.80351 | 0.99206 | 0.99206 | 0.73512 | 0.80394 | 0.61461 | 0.4548 | 0.27807 | 0.52978 | 0.75681 | 0.23152 | 0.79888 | 0.34389 | 0.64212 | 0.27054 | 0.89766 | 0.89076 | 0.8548 | 0.17032 | 0.81147 | 0.78858 | 0.66838 | 0.45591 | 0.27793 | 0.52771 | 0.75401 | 0.23606 | 0.79988 | 0.34648 | 0.64356 | 0.26635 | 0.89766 | 0.89076 | 0.86998 | 0.17032 | 0
Jun | 11 | 14 | Weekend | Sunday | 0.9733 | 0.98975 | 0.98915 | 0.83692 | 0.0044079 | 0.83692 | 0.83692 | 0.92448 | 0.83692 | 0.9733 | 0.9733 | 0.7829 | 0.77045 | 0.61528 | 0.51096 | 0.31377 | 0.59452 | 0.79275 | 0.25539 | 0.80973 | 0.46123 | 0.65149 | 0.27855 | 0.92448 | 0.92249 | 0.85219 | 0.17213 | 0.82815 | 0.76201 | 0.66898 | 0.51227 | 0.31378 | 0.59144 | 0.78813 | 0.2619 | 0.8125 | 0.46606 | 0.65181 | 0.27547 | 0.92448 | 0.92249 | 0.86801 | 0.17213 | 0
Jun | 11 | 15 | Weekend | Sunday | 0.9329 | 0.99595 | 0.96459 | 0.87735 | 0.0044079 | 0.87735 | 0.87735 | 0.90962 | 0.87735 | 0.9329 | 0.9329 | 0.96262 | 0.76581 | 0.64935 | 0.54521 | 0.31575 | 0.75831 | 0.72408 | 0.2621 | 0.79202 | 0.44754 | 0.63617 | 0.28841 | 0.90962 | 0.9033 | 0.84304 | 0.089832 | 0.98226 | 0.75722 | 0.73671 | 0.54692 | 0.31577 | 0.75974 | 0.72211 | 0.26747 | 0.79417 | 0.45287 | 0.677 | 0.28439 | 0.90962 | 0.9033 | 0.8592 | 0.089832 | 0
Jun | 11 | 16 | Weekend | Sunday | 0.87661 | 0.96701 | 0.93694 | 0.9465 | 0.0044079 | 0.9465 | 0.9465 | 0.80585 | 0.9465 | 0.87661 | 0.87661 | 0.96128 | 0.74805 | 0.71712 | 0.52119 | 0.28269 | 0.93222 | 0.72282 | 0.25628 | 0.95733 | 0.42283 | 0.70084 | 0.25403 | 0.80585 | 0.79042 | 0.78652 | 0.089832 | 0.96961 | 0.73638 | 0.79939 | 0.52253 | 0.28283 | 0.92906 | 0.7084 | 0.26194 | 0.95976 | 0.42783 | 0.74322 | 0.25074 | 0.80585 | 0.79027 | 0.7996 | 0.089832 | 0
Jun | 11 | 17 | Weekend | Sunday | 0.82956 | 0.92613 | 0.9096 | 1 | 0.0044079 | 1 | 1 | 0.62318 | 1 | 0.82956 | 0.82956 | 0.98558 | 0.73307 | 0.84597 | 0.39948 | 0.20067 | 0.99973 | 0.47463 | 0.24557 | 0.9693 | 0.36407 | 0.83066 | 0.14213 | 0.62318 | 0.59561 | 0.76053 | 0.089832 | 0.98577 | 0.71445 | 0.94043 | 0.40064 | 0.2002 | 0.98884 | 0.45724 | 0.25093 | 0.96451 | 0.36894 | 0.88357 | 0.13676 | 0.62318 | 0.5941 | 0.76931 | 0.089832 | 0
Jun | 11 | 18 | Weekend | Sunday | 0.78212 | 0.88202 | 0.87827 | 0.97513 | 0.0044079 | 0.97513 | 0.97513 | 0.42244 | 0.97513 | 0.78212 | 0.78212 | 0.78475 | 0.73424 | 0.87102 | 0.32535 | 0.18298 | 0.95645 | 0.50655 | 0.23642 | 0.95979 | 0.32123 | 0.84289 | 0.13958 | 0.42244 | 0.41141 | 0.66711 | 0.089832 | 0.80754 | 0.71248 | 0.93572 | 0.32625 | 0.1832 | 0.94623 | 0.47515 | 0.24154 | 0.95397 | 0.32519 | 0.88893 | 0.13628 | 0.42107 | 0.40563 | 0.66775 | 0.089832 | 0
Jun | 11 | 19 | Weekend | Sunday | 0.77005 | 0.86652 | 0.85823 | 0.93093 | 1 | 0.93093 | 0.93093 | 0.47345 | 0.93093 | 0.77005 | 0.77005 | 0.80463 | 0.70768 | 0.92237 | 0.2529 | 0.22402 | 1 | 0.46528 | 0.24617 | 0.83479 | 0.25602 | 0.9412 | 0.2697 | 0.47345 | 0.5212 | 0.65983 | 0.19528 | 0.84407 | 0.67423 | 1 | 0.2536 | 0.22391 | 1 | 0.4339 | 0.25155 | 0.82943 | 0.25878 | 0.99875 | 0.2655 | 0.46974 | 0.51175 | 0.65346 | 0.19528 | 0
Jun | 11 | 20 | Weekend | Sunday | 0.76465 | 0.82297 | 0.83978 | 0.89279 | 1 | 0.89279 | 0.89279 | 0.24002 | 0.89279 | 0.76465 | 0.76465 | 0.76242 | 0.71618 | 0.89286 | 0.20887 | 0.22565 | 0.8602 | 0.41395 | 0.23896 | 0.82854 | 0.19655 | 0.92512 | 0.29241 | 0.24002 | 0.31078 | 0.53692 | 0.21329 | 0.82157 | 0.68072 | 0.96142 | 0.209 | 0.22529 | 0.86343 | 0.38148 | 0.24415 | 0.81949 | 0.19199 | 0.97535 | 0.28841 | 0.24002 | 0.31078 | 0.53953 | 0.21329 | 0
Jun | 11 | 21 | Weekend | Sunday | 0.71855 | 0.75685 | 0.81026 | 0.87363 | 1 | 0.87363 | 0.87363 | 0.18033 | 0.87363 | 0.71855 | 0.71855 | 0.7039 | 0.71905 | 0.85383 | 0.19148 | 0.22514 | 0.67752 | 0.38076 | 0.23719 | 0.80968 | 0.17059 | 0.71938 | 0.29033 | 0.18033 | 0.24977 | 0.35145 | 0.21329 | 0.80281 | 0.67905 | 0.84196 | 0.19191 | 0.22529 | 0.6748 | 0.34072 | 0.24188 | 0.80619 | 0.17186 | 0.74421 | 0.28841 | 0.18033 | 0.24977 | 0.35913 | 0.21329 | 0
Jun | 11 | 22 | Weekend | Sunday | 0.70493 | 0.71948 | 0.77356 | 0.78105 | 1 | 0.78105 | 0.78105 | 0.18033 | 0.78105 | 0.70493 | 0.70493 | 0.65908 | 0.72143 | 0.65575 | 0.17452 | 0.22539 | 0.50685 | 0.34848 | 0.23872 | 0.83156 | 0.16347 | 0.48628 | 0.29137 | 0.18033 | 0.24977 | 0.45121 | 0.21329 | 0.80932 | 0.68066 | 0.68354 | 0.17483 | 0.22529 | 0.51489 | 0.31106 | 0.24478 | 0.84077 | 0.16566 | 0.50435 | 0.28841 | 0.18033 | 0.24977 | 0.46153 | 0.21329 | 0
Jun | 11 | 23 | Weekend | Sunday | 0.65041 | 0.71124 | 0.7454 | 0.67467 | 1 | 0.67467 | 0.67467 | 0.18472 | 0.67467 | 0.65041 | 0.65041 | 0.42162 | 0.68732 | 0.43128 | 0.19437 | 0.25758 | 0.40058 | 0.42061 | 0.23682 | 0.51193 | 0.15122 | 0.40385 | 0.32264 | 0.18472 | 0.25354 | 0.39471 | 0.21329 | 0.46482 | 0.64549 | 0.45751 | 0.19479 | 0.25732 | 0.41874 | 0.36925 | 0.24166 | 0.48372 | 0.15251 | 0.41927 | 0.31911 | 0.18472 | 0.25354 | 0.40389 | 0.21329 | 0
Jun | 12 | 24 | Weekday | Monday | 0.60077 | 0.67227 | 0.71934 | 0.57843 | 1 | 0.57843 | 0.57843 | 0.18272 | 0.57843 | 0.60077 | 0.60077 | 0.23671 | 0.69034 | 0.39157 | 0.20636 | 0.26075 | 0.37354 | 0.32672 | 0.23756 | 0.32489 | 0.14029 | 0.37647 | 0.32789 | 0.18272 | 0.25183 | 0.36339 | 0.21329 | 0.30202 | 0.64838 | 0.42631 | 0.20681 | 0.26126 | 0.39267 | 0.29592 | 0.24163 | 0.33314 | 0.14131 | 0.39049 | 0.32593 | 0.18272 | 0.25183 | 0.37168 | 0.21329 | 0
Jun | 12 | 1 | Weekday | Monday | 0.59899 | 0.62716 | 0.70801 | 0.53224 | 1 | 0.53224 | 0.53224 | 0.18272 | 0.53224 | 0.59899 | 0.59899 | 0.2359 | 0.69295 | 0.37564 | 0.2007 | 0.26103 | 0.35706 | 0.41609 | 0.23628 | 0.32522 | 0.13122 | 0.3555 | 0.32902 | 0.18272 | 0.25183 | 0.35942 | 0.21329 | 0.30255 | 0.64999 | 0.40718 | 0.20112 | 0.26126 | 0.37705 | 0.35963 | 0.24159 | 0.33398 | 0.13248 | 0.36386 | 0.32593 | 0.18272 | 0.25183 | 0.36747 | 0.21329 | 0
Jun | 12 | 2 | Weekday | Monday | 0.58978 | 0.61436 | 0.70093 | 0.50282 | 1 | 0.50282 | 0.50282 | 0.18272 | 0.50282 | 0.58978 | 0.58978 | 0.23749 | 0.69435 | 0.37604 | 0.2007 | 0.26103 | 0.34957 | 0.32223 | 0.23781 | 0.32555 | 0.1333 | 0.34443 | 0.32902 | 0.18272 | 0.25183 | 0.35578 | 0.21329 | 0.30278 | 0.65098 | 0.40789 | 0.20112 | 0.26126 | 0.3683 | 0.28835 | 0.24157 | 0.33432 | 0.13447 | 0.3582 | 0.32593 | 0.18272 | 0.25183 | 0.36408 | 0.21329 | 0
Jun | 12 | 3 | Weekday | Monday | 0.58247 | 0.6102 | 0.7011 | 0.47579 | 1 | 0.47579 | 0.47579 | 0.18272 | 0.47579 | 0.58247 | 0.58247 | 0.24218 | 0.7507 | 0.40803 | 0.2146 | 0.26093 | 0.3923 | 0.54313 | 0.23907 | 0.33837 | 0.13094 | 0.36227 | 0.32789 | 0.18272 | 0.25183 | 0.40034 | 0.21329 | 0.31098 | 0.7146 | 0.42984 | 0.21508 | 0.26126 | 0.4108 | 0.4804 | 0.2443 | 0.34809 | 0.1316 | 0.36897 | 0.32593 | 0.18272 | 0.25183 | 0.4096 | 0.21329 | 0
Jun | 12 | 4 | Weekday | Monday | 0.59116 | 0.61665 | 0.71632 | 0.46504 | 1 | 0.46504 | 0.46504 | 0.081494 | 0.46504 | 0.59116 | 0.59116 | 0.37199 | 0.77699 | 0.47857 | 0.21395 | 0.19939 | 0.41969 | 0.58326 | 0.20979 | 0.42842 | 0.11403 | 0.37006 | 0.21826 | 0.081494 | 0.0912 | 0.35569 | 0.11041 | 0.38495 | 0.70484 | 0.4646 | 0.21431 | 0.19889 | 0.41772 | 0.46462 | 0.21294 | 0.40235 | 0.11494 | 0.37475 | 0.21378 | 0.081494 | 0.0912 | 0.3636 | 0.11041 | 0
Jun | 12 | 5 | Weekday | Monday | 0.55049 | 0.63541 | 0.75877 | 0.52631 | 0.0044079 | 0.52631 | 0.52631 | 0.31445 | 0.52631 | 0.55049 | 0.55049 | 0.64316 | 0.8916 | 0.78124 | 0.51958 | 0.3558 | 0.58549 | 0.74205 | 0.3256 | 0.89606 | 0.50775 | 0.67392 | 0.389 | 0.31445 | 0.29735 | 0.58313 | 0.25266 | 0.70895 | 0.86208 | 0.75292 | 0.50688 | 0.35634 | 0.53164 | 0.68311 | 0.29931 | 0.89678 | 0.45752 | 0.68793 | 0.38585 | 0.24494 | 0.19392 | 0.53926 | 0.23832 | 0
Jun | 12 | 6 | Weekday | Monday | 0.56977 | 0.68449 | 0.8303 | 0.57926 | 0.0044079 | 0.57926 | 0.57926 | 0.39845 | 0.57926 | 0.56977 | 0.56977 | 0.83025 | 0.96387 | 0.98389 | 0.61142 | 0.50667 | 0.66275 | 0.88338 | 0.59253 | 0.92256 | 0.70749 | 0.87273 | 0.45711 | 0.39845 | 0.37475 | 0.64319 | 0.52851 | 0.88053 | 0.94653 | 0.92963 | 0.59916 | 0.50673 | 0.60976 | 0.84439 | 0.58708 | 0.90374 | 0.66712 | 0.89756 | 0.45076 | 0.35374 | 0.30518 | 0.58804 | 0.52222 | 0
Jun | 12 | 7 | Weekday | Monday | 0.64962 | 0.74745 | 0.88947 | 0.59448 | 0.0044079 | 0.59448 | 0.59448 | 0.59304 | 0.59448 | 0.64962 | 0.64962 | 0.86928 | 0.98283 | 0.84549 | 0.99844 | 0.97736 | 0.65632 | 0.92725 | 0.8457 | 0.7587 | 0.86897 | 0.79646 | 0.92181 | 0.59304 | 0.56775 | 0.86172 | 0.79556 | 0.89983 | 0.97048 | 0.8257 | 0.99582 | 0.97811 | 0.60633 | 0.89869 | 0.84614 | 0.73929 | 0.85026 | 0.78824 | 0.92257 | 0.57007 | 0.52713 | 0.82912 | 0.79276 | 0
Jun | 12 | 8 | Weekday | Monday | 0.73086 | 0.80359 | 0.92367 | 0.63993 | 0.0044079 | 0.63993 | 0.63993 | 0.85243 | 0.63993 | 0.73086 | 0.73086 | 0.71818 | 0.99851 | 0.74518 | 0.98859 | 0.9362 | 0.60098 | 0.99317 | 0.88781 | 0.7612 | 0.93347 | 0.7657 | 0.94502 | 0.85243 | 0.83157 | 0.94819 | 0.96332 | 0.75519 | 0.99008 | 0.75805 | 0.98704 | 0.93621 | 0.55871 | 0.97875 | 0.88219 | 0.74679 | 0.91695 | 0.76589 | 0.9449 | 0.84744 | 0.81901 | 0.93617 | 0.96214 | 0
Jun | 12 | 9 | Weekday | Monday | 0.84834 | 0.8556 | 0.94529 | 0.64117 | 0.0044079 | 0.64117 | 0.64117 | 0.9115 | 0.64117 | 0.84834 | 0.84834 | 0.90842 | 1 | 0.62045 | 0.95786 | 0.92946 | 0.55138 | 0.99455 | 0.93289 | 0.93843 | 0.96324 | 0.60105 | 0.95774 | 0.9115 | 0.89416 | 0.92824 | 0.9668 | 0.9226 | 0.99319 | 0.6374 | 0.95662 | 0.93 | 0.51362 | 0.98807 | 0.92863 | 0.93455 | 0.94778 | 0.59253 | 0.95773 | 0.90906 | 0.8863 | 0.9215 | 0.96611 | 0
Jun | 12 | 10 | Weekday | Monday | 0.94904 | 0.90615 | 0.96272 | 0.68805 | 0.0044079 | 0.68805 | 0.68805 | 0.9342 | 0.68805 | 0.94904 | 0.94904 | 0.94194 | 0.99829 | 0.59125 | 0.96252 | 0.95239 | 0.55659 | 1 | 0.96872 | 1 | 0.98716 | 0.60364 | 0.96825 | 0.9342 | 0.92235 | 1 | 0.97667 | 0.97321 | 0.99328 | 0.63531 | 0.96117 | 0.952 | 0.53456 | 0.99405 | 0.96813 | 1 | 0.97521 | 0.59734 | 0.96758 | 0.93376 | 0.91996 | 1 | 0.97627 | 0
Jun | 12 | 11 | Weekday | Monday | 0.99799 | 0.95017 | 0.97075 | 0.72134 | 0.0044079 | 0.72134 | 0.72134 | 0.95381 | 0.72134 | 0.99799 | 0.99799 | 0.94762 | 0.97093 | 0.59091 | 0.93145 | 0.95574 | 0.55719 | 0.95361 | 0.99375 | 0.99125 | 0.99412 | 0.60871 | 0.92504 | 0.95381 | 0.94878 | 0.96556 | 0.89385 | 0.99631 | 0.96674 | 0.63502 | 0.92878 | 0.95443 | 0.54354 | 0.95105 | 0.99222 | 0.99507 | 0.98305 | 0.60614 | 0.92204 | 0.95364 | 0.94757 | 0.96683 | 0.89349 | 0
Jun | 12 | 12 | Weekday | Monday | 0.99611 | 0.96386 | 0.97097 | 0.76524 | 0.0044079 | 0.76524 | 0.76524 | 0.96923 | 0.76524 | 0.99611 | 0.99611 | 0.78559 | 0.99266 | 0.57517 | 0.97119 | 0.98447 | 0.55799 | 0.99459 | 0.99299 | 0.98024 | 0.998 | 0.61699 | 0.98309 | 0.96923 | 0.96899 | 0.96671 | 0.99307 | 0.82762 | 0.99062 | 0.61683 | 0.97009 | 0.98393 | 0.55061 | 0.99549 | 0.98673 | 0.98758 | 0.98603 | 0.61473 | 0.98256 | 0.96915 | 0.96831 | 0.97008 | 0.99303 | 0
Jun | 12 | 13 | Weekday | Monday | 0.98476 | 0.97879 | 0.97849 | 0.78408 | 0.0044079 | 0.78408 | 0.78408 | 0.98098 | 0.78408 | 0.98476 | 0.98476 | 0.73035 | 0.99088 | 0.57449 | 0.97013 | 0.95972 | 0.55674 | 0.99489 | 0.99669 | 0.79046 | 0.99527 | 0.6189 | 0.98757 | 0.98098 | 0.98183 | 0.9465 | 0.99938 | 0.80073 | 0.99085 | 0.61661 | 0.97078 | 0.96002 | 0.55556 | 1 | 0.9978 | 0.79365 | 0.98634 | 0.61801 | 0.98822 | 0.98096 | 0.98166 | 0.95122 | 0.99938 | 0
Jun | 12 | 14 | Weekday | Monday | 0.96853 | 0.9932 | 0.96953 | 0.81857 | 0.0044079 | 0.81857 | 0.81857 | 0.99629 | 0.81857 | 0.96853 | 0.96853 | 0.76278 | 0.98981 | 0.57522 | 0.96922 | 0.96665 | 0.60005 | 0.96553 | 1 | 0.78489 | 0.99468 | 0.62004 | 0.99434 | 0.99629 | 0.99933 | 0.9324 | 1 | 0.79 | 0.9919 | 0.6174 | 0.96999 | 0.96763 | 0.59672 | 0.98258 | 1 | 0.7855 | 0.98858 | 0.6186 | 0.99505 | 0.99629 | 0.99933 | 0.93872 | 1 | 0
Jun | 12 | 15 | Weekday | Monday | 0.93155 | 1 | 0.95071 | 0.86377 | 0.0044079 | 0.86377 | 0.86377 | 1 | 0.86377 | 0.93155 | 0.93155 | 0.95744 | 0.99304 | 0.6045 | 1 | 1 | 0.77542 | 0.96336 | 0.95203 | 0.78528 | 1 | 0.61956 | 1 | 1 | 1 | 0.93298 | 0.99804 | 0.96433 | 0.99761 | 0.67827 | 1 | 1 | 0.77799 | 0.98262 | 0.96742 | 0.78608 | 1 | 0.65761 | 1 | 1 | 1 | 0.93912 | 0.99804 | 0
Jun | 12 | 16 | Weekday | Monday | 0.87255 | 0.97109 | 0.92697 | 0.93891 | 0.0044079 | 0.93891 | 0.93891 | 0.98899 | 0.93891 | 0.87255 | 0.87255 | 0.97801 | 0.99146 | 0.6967 | 0.91145 | 0.91338 | 0.91948 | 0.94763 | 0.72505 | 0.97039 | 0.89139 | 0.72735 | 0.64864 | 0.98899 | 0.98206 | 0.93082 | 0.29124 | 0.98412 | 1 | 0.754 | 0.91156 | 0.91433 | 0.91562 | 0.96677 | 0.73312 | 0.9727 | 0.88452 | 0.76947 | 0.64611 | 0.98898 | 0.98189 | 0.93466 | 0.29124 | 0
Jun | 12 | 17 | Weekday | Monday | 0.82061 | 0.928 | 0.90325 | 0.99825 | 0.0044079 | 0.99825 | 0.99825 | 0.75744 | 0.99825 | 0.82061 | 0.82061 | 1 | 0.81186 | 0.87506 | 0.76838 | 0.6199 | 0.97753 | 0.61309 | 0.7051 | 0.97456 | 0.87321 | 0.79961 | 0.50686 | 0.75744 | 0.73003 | 0.91085 | 0.092406 | 1 | 0.80752 | 0.88402 | 0.76647 | 0.62025 | 0.9654 | 0.60082 | 0.70881 | 0.96769 | 0.86288 | 0.83307 | 0.50441 | 0.75724 | 0.72905 | 0.91071 | 0.092406 | 0
Jun | 12 | 18 | Weekday | Monday | 0.77337 | 0.88529 | 0.8757 | 0.9817 | 0.0044079 | 0.9817 | 0.9817 | 0.69575 | 0.9817 | 0.77337 | 0.77337 | 0.80721 | 0.81327 | 0.84666 | 0.74892 | 0.59289 | 0.94056 | 0.61564 | 0.68683 | 0.97312 | 0.8438 | 0.81953 | 0.49231 | 0.69575 | 0.66341 | 0.86475 | 0.089832 | 0.82241 | 0.80429 | 0.90043 | 0.7462 | 0.5936 | 0.92951 | 0.5965 | 0.68672 | 0.96148 | 0.83956 | 0.86154 | 0.49071 | 0.69419 | 0.66061 | 0.85951 | 0.089832 | 0
Jun | 12 | 19 | Weekday | Monday | 0.76067 | 0.87029 | 0.85639 | 0.93824 | 1 | 0.93824 | 0.93824 | 0.72201 | 0.93824 | 0.76067 | 0.76067 | 0.83656 | 0.74681 | 0.91865 | 0.67544 | 0.5617 | 0.99504 | 0.59054 | 0.69182 | 0.84988 | 0.84296 | 0.94782 | 0.57227 | 0.72201 | 0.74569 | 0.81353 | 0.19458 | 0.87401 | 0.72215 | 0.99081 | 0.66945 | 0.56209 | 0.99492 | 0.55 | 0.69182 | 0.8397 | 0.83635 | 1 | 0.57064 | 0.71908 | 0.73903 | 0.80367 | 0.19458 | 0
Jun | 12 | 20 | Weekday | Monday | 0.7583 | 0.82522 | 0.8361 | 0.89524 | 1 | 0.89524 | 0.89524 | 0.33221 | 0.89524 | 0.7583 | 0.7583 | 0.79924 | 0.72608 | 0.94793 | 0.66542 | 0.56586 | 0.86752 | 0.40736 | 0.24299 | 0.85618 | 0.20702 | 0.91861 | 0.587 | 0.33221 | 0.39276 | 0.58937 | 0.21329 | 0.85346 | 0.69701 | 0.95582 | 0.65763 | 0.56767 | 0.87129 | 0.38697 | 0.24205 | 0.83964 | 0.20709 | 0.95684 | 0.58551 | 0.33221 | 0.39276 | 0.58559 | 0.21329 | 0
Jun | 12 | 21 | Weekday | Monday | 0.71025 | 0.75573 | 0.80766 | 0.87224 | 1 | 0.87224 | 0.87224 | 0.18272 | 0.87224 | 0.71025 | 0.71025 | 0.74419 | 0.68771 | 0.7782 | 0.24356 | 0.27968 | 0.69292 | 0.42232 | 0.23935 | 0.83897 | 0.18059 | 0.67762 | 0.34648 | 0.18272 | 0.25183 | 0.3805 | 0.21329 | 0.83164 | 0.65172 | 0.79655 | 0.24417 | 0.27924 | 0.69088 | 0.37413 | 0.2417 | 0.82617 | 0.18141 | 0.70176 | 0.34469 | 0.18272 | 0.25183 | 0.38891 | 0.21329 | 0
Jun | 12 | 22 | Weekday | Monday | 0.69886 | 0.71467 | 0.77303 | 0.77664 | 1 | 0.77664 | 0.77664 | 0.18272 | 0.77664 | 0.69886 | 0.69886 | 0.69469 | 0.68965 | 0.58353 | 0.20923 | 0.26065 | 0.52594 | 0.32347 | 0.24159 | 0.85805 | 0.16972 | 0.46948 | 0.32902 | 0.18272 | 0.25183 | 0.47686 | 0.21329 | 0.82901 | 0.6512 | 0.62324 | 0.20966 | 0.26126 | 0.53417 | 0.29679 | 0.2448 | 0.85506 | 0.17089 | 0.48574 | 0.32593 | 0.18272 | 0.25183 | 0.48794 | 0.21329 | 0
Jun | 12 | 23 | Weekday | Monday | 0.64441 | 0.70703 | 0.74559 | 0.6646 | 1 | 0.6646 | 0.6646 | 0.18472 | 0.6646 | 0.64441 | 0.64441 | 0.42162 | 0.68732 | 0.43128 | 0.19437 | 0.25758 | 0.40058 | 0.42061 | 0.23682 | 0.51193 | 0.15122 | 0.40385 | 0.32264 | 0.18472 | 0.25354 | 0.39471 | 0.21329 | 0.46482 | 0.64549 | 0.45751 | 0.19479 | 0.25732 | 0.41874 | 0.36925 | 0.24166 | 0.48372 | 0.15251 | 0.41927 | 0.31911 | 0.18472 | 0.25354 | 0.40389 | 0.21329 | 0
Jun | 13 | 24 | Weekday | Tuesday | 0.60077 | 0.67227 | 0.71934 | 0.57843 | 1 | 0.57843 | 0.57843 | 0.18272 | 0.57843 | 0.60077 | 0.60077 | 0.23671 | 0.69034 | 0.39157 | 0.20636 | 0.26075 | 0.37354 | 0.32672 | 0.23756 | 0.32489 | 0.14029 | 0.37647 | 0.32789 | 0.18272 | 0.25183 | 0.36339 | 0.21329 | 0.30202 | 0.64838 | 0.42631 | 0.20681 | 0.26126 | 0.39267 | 0.29592 | 0.24163 | 0.33314 | 0.14131 | 0.39049 | 0.32593 | 0.18272 | 0.25183 | 0.37168 | 0.21329 | 0
Jun | 13 | 1 | Weekday | Tuesday | 0.59899 | 0.62716 | 0.70801 | 0.53224 | 1 | 0.53224 | 0.53224 | 0.18272 | 0.53224 | 0.59899 | 0.59899 | 0.2359 | 0.69295 | 0.37564 | 0.2007 | 0.26103 | 0.35706 | 0.41609 | 0.23628 | 0.32522 | 0.13122 | 0.3555 | 0.32902 | 0.18272 | 0.25183 | 0.35942 | 0.21329 | 0.30255 | 0.64999 | 0.40718 | 0.20112 | 0.26126 | 0.37705 | 0.35963 | 0.24159 | 0.33398 | 0.13248 | 0.36386 | 0.32593 | 0.18272 | 0.25183 | 0.36747 | 0.21329 | 0
Jun | 13 | 2 | Weekday | Tuesday | 0.58978 | 0.61436 | 0.70093 | 0.50282 | 1 | 0.50282 | 0.50282 | 0.18272 | 0.50282 | 0.58978 | 0.58978 | 0.23749 | 0.69435 | 0.37604 | 0.2007 | 0.26103 | 0.34957 | 0.32223 | 0.23781 | 0.32555 | 0.1333 | 0.34443 | 0.32902 | 0.18272 | 0.25183 | 0.35578 | 0.21329 | 0.30278 | 0.65098 | 0.40789 | 0.20112 | 0.26126 | 0.3683 | 0.28835 | 0.24157 | 0.33432 | 0.13447 | 0.3582 | 0.32593 | 0.18272 | 0.25183 | 0.36408 | 0.21329 | 0
Jun | 13 | 3 | Weekday | Tuesday | 0.58247 | 0.6102 | 0.7011 | 0.47579 | 1 | 0.47579 | 0.47579 | 0.18272 | 0.47579 | 0.58247 | 0.58247 | 0.24218 | 0.7507 | 0.40803 | 0.2146 | 0.26093 | 0.3923 | 0.54313 | 0.23907 | 0.33837 | 0.13094 | 0.36227 | 0.32789 | 0.18272 | 0.25183 | 0.40034 | 0.21329 | 0.31098 | 0.7146 | 0.42984 | 0.21508 | 0.26126 | 0.4108 | 0.4804 | 0.2443 | 0.34809 | 0.1316 | 0.36897 | 0.32593 | 0.18272 | 0.25183 | 0.4096 | 0.21329 | 0
Jun | 13 | 4 | Weekday | Tuesday | 0.59116 | 0.61665 | 0.71632 | 0.46504 | 1 | 0.46504 | 0.46504 | 0.081494 | 0.46504 | 0.59116 | 0.59116 | 0.37199 | 0.77699 | 0.47857 | 0.21395 | 0.19939 | 0.41969 | 0.58326 | 0.20979 | 0.42842 | 0.11403 | 0.37006 | 0.21826 | 0.081494 | 0.0912 | 0.35569 | 0.11041 | 0.38495 | 0.70484 | 0.4646 | 0.21431 | 0.19889 | 0.41772 | 0.46462 | 0.21294 | 0.40235 | 0.11494 | 0.37475 | 0.21378 | 0.081494 | 0.0912 | 0.3636 | 0.11041 | 0
Jun | 13 | 5 | Weekday | Tuesday | 0.55049 | 0.63541 | 0.75877 | 0.52631 | 0.0044079 | 0.52631 | 0.52631 | 0.31445 | 0.52631 | 0.55049 | 0.55049 | 0.64316 | 0.8916 | 0.78124 | 0.51958 | 0.3558 | 0.58549 | 0.74205 | 0.3256 | 0.89606 | 0.50775 | 0.67392 | 0.389 | 0.31445 | 0.29735 | 0.58313 | 0.25266 | 0.70895 | 0.86208 | 0.75292 | 0.50688 | 0.35634 | 0.53164 | 0.68311 | 0.29931 | 0.89678 | 0.45752 | 0.68793 | 0.38585 | 0.24494 | 0.19392 | 0.53926 | 0.23832 | 0
Jun | 13 | 6 | Weekday | Tuesday | 0.56977 | 0.68449 | 0.8303 | 0.57926 | 0.0044079 | 0.57926 | 0.57926 | 0.39845 | 0.57926 | 0.56977 | 0.56977 | 0.83025 | 0.96387 | 0.98389 | 0.61142 | 0.50667 | 0.66275 | 0.88338 | 0.59253 | 0.92256 | 0.70749 | 0.87273 | 0.45711 | 0.39845 | 0.37475 | 0.64319 | 0.52851 | 0.88053 | 0.94653 | 0.92963 | 0.59916 | 0.50673 | 0.60976 | 0.84439 | 0.58708 | 0.90374 | 0.66712 | 0.89756 | 0.45076 | 0.35374 | 0.30518 | 0.58804 | 0.52222 | 0
Jun | 13 | 7 | Weekday | Tuesday | 0.64962 | 0.74745 | 0.88947 | 0.59448 | 0.0044079 | 0.59448 | 0.59448 | 0.59304 | 0.59448 | 0.64962 | 0.64962 | 0.86928 | 0.98283 | 0.84549 | 0.99844 | 0.97736 | 0.65632 | 0.92725 | 0.8457 | 0.7587 | 0.86897 | 0.79646 | 0.92181 | 0.59304 | 0.56775 | 0.86172 | 0.79556 | 0.89983 | 0.97048 | 0.8257 | 0.99582 | 0.97811 | 0.60633 | 0.89869 | 0.84614 | 0.73929 | 0.85026 | 0.78824 | 0.92257 | 0.57007 | 0.52713 | 0.82912 | 0.79276 | 0
Jun | 13 | 8 | Weekday | Tuesday | 0.73086 | 0.80359 | 0.92367 | 0.63993 | 0.0044079 | 0.63993 | 0.63993 | 0.85243 | 0.63993 | 0.73086 | 0.73086 | 0.71818 | 0.99851 | 0.74518 | 0.98859 | 0.9362 | 0.60098 | 0.99317 | 0.88781 | 0.7612 | 0.93347 | 0.7657 | 0.94502 | 0.85243 | 0.83157 | 0.94819 | 0.96332 | 0.75519 | 0.99008 | 0.75805 | 0.98704 | 0.93621 | 0.55871 | 0.97875 | 0.88219 | 0.74679 | 0.91695 | 0.76589 | 0.9449 | 0.84744 | 0.81901 | 0.93617 | 0.96214 | 0
Jun | 13 | 9 | Weekday | Tuesday | 0.84834 | 0.8556 | 0.94529 | 0.64117 | 0.0044079 | 0.64117 | 0.64117 | 0.9115 | 0.64117 | 0.84834 | 0.84834 | 0.90842 | 1 | 0.62045 | 0.95786 | 0.92946 | 0.55138 | 0.99455 | 0.93289 | 0.93843 | 0.96324 | 0.60105 | 0.95774 | 0.9115 | 0.89416 | 0.92824 | 0.9668 | 0.9226 | 0.99319 | 0.6374 | 0.95662 | 0.93 | 0.51362 | 0.98807 | 0.92863 | 0.93455 | 0.94778 | 0.59253 | 0.95773 | 0.90906 | 0.8863 | 0.9215 | 0.96611 | 0
Jun | 13 | 10 | Weekday | Tuesday | 0.94904 | 0.90615 | 0.96272 | 0.68805 | 0.0044079 | 0.68805 | 0.68805 | 0.9342 | 0.68805 | 0.94904 | 0.94904 | 0.94194 | 0.99829 | 0.59125 | 0.96252 | 0.95239 | 0.55659 | 1 | 0.96872 | 1 | 0.98716 | 0.60364 | 0.96825 | 0.9342 | 0.92235 | 1 | 0.97667 | 0.97321 | 0.99328 | 0.63531 | 0.96117 | 0.952 | 0.53456 | 0.99405 | 0.96813 | 1 | 0.97521 | 0.59734 | 0.96758 | 0.93376 | 0.91996 | 1 | 0.97627 | 0
Jun | 13 | 11 | Weekday | Tuesday | 0.99799 | 0.95017 | 0.97075 | 0.72134 | 0.0044079 | 0.72134 | 0.72134 | 0.95381 | 0.72134 | 0.99799 | 0.99799 | 0.94762 | 0.97093 | 0.59091 | 0.93145 | 0.95574 | 0.55719 | 0.95361 | 0.99375 | 0.99125 | 0.99412 | 0.60871 | 0.92504 | 0.95381 | 0.94878 | 0.96556 | 0.89385 | 0.99631 | 0.96674 | 0.63502 | 0.92878 | 0.95443 | 0.54354 | 0.95105 | 0.99222 | 0.99507 | 0.98305 | 0.60614 | 0.92204 | 0.95364 | 0.94757 | 0.96683 | 0.89349 | 0
Jun | 13 | 12 | Weekday | Tuesday | 0.99611 | 0.96386 | 0.97097 | 0.76524 | 0.0044079 | 0.76524 | 0.76524 | 0.96923 | 0.76524 | 0.99611 | 0.99611 | 0.78559 | 0.99266 | 0.57517 | 0.97119 | 0.98447 | 0.55799 | 0.99459 | 0.99299 | 0.98024 | 0.998 | 0.61699 | 0.98309 | 0.96923 | 0.96899 | 0.96671 | 0.99307 | 0.82762 | 0.99062 | 0.61683 | 0.97009 | 0.98393 | 0.55061 | 0.99549 | 0.98673 | 0.98758 | 0.98603 | 0.61473 | 0.98256 | 0.96915 | 0.96831 | 0.97008 | 0.99303 | 0
Jun | 13 | 13 | Weekday | Tuesday | 0.98476 | 0.97879 | 0.97849 | 0.78408 | 0.0044079 | 0.78408 | 0.78408 | 0.98098 | 0.78408 | 0.98476 | 0.98476 | 0.73035 | 0.99088 | 0.57449 | 0.97013 | 0.95972 | 0.55674 | 0.99489 | 0.99669 | 0.79046 | 0.99527 | 0.6189 | 0.98757 | 0.98098 | 0.98183 | 0.9465 | 0.99938 | 0.80073 | 0.99085 | 0.61661 | 0.97078 | 0.96002 | 0.55556 | 1 | 0.9978 | 0.79365 | 0.98634 | 0.61801 | 0.98822 | 0.98096 | 0.98166 | 0.95122 | 0.99938 | 0
Jun | 13 | 14 | Weekday | Tuesday | 0.96853 | 0.9932 | 0.96953 | 0.81857 | 0.0044079 | 0.81857 | 0.81857 | 0.99629 | 0.81857 | 0.96853 | 0.96853 | 0.76278 | 0.98981 | 0.57522 | 0.96922 | 0.96665 | 0.60005 | 0.96553 | 1 | 0.78489 | 0.99468 | 0.62004 | 0.99434 | 0.99629 | 0.99933 | 0.9324 | 1 | 0.79 | 0.9919 | 0.6174 | 0.96999 | 0.96763 | 0.59672 | 0.98258 | 1 | 0.7855 | 0.98858 | 0.6186 | 0.99505 | 0.99629 | 0.99933 | 0.93872 | 1 | 0
Jun | 13 | 15 | Weekday | Tuesday | 0.93155 | 1 | 0.95071 | 0.86377 | 0.0044079 | 0.86377 | 0.86377 | 1 | 0.86377 | 0.93155 | 0.93155 | 0.95744 | 0.99304 | 0.6045 | 1 | 1 | 0.77542 | 0.96336 | 0.95203 | 0.78528 | 1 | 0.61956 | 1 | 1 | 1 | 0.93298 | 0.99804 | 0.96433 | 0.99761 | 0.67827 | 1 | 1 | 0.77799 | 0.98262 | 0.96742 | 0.78608 | 1 | 0.65761 | 1 | 1 | 1 | 0.93912 | 0.99804 | 0
Jun | 13 | 16 | Weekday | Tuesday | 0.87255 | 0.97109 | 0.92697 | 0.93891 | 0.0044079 | 0.93891 | 0.93891 | 0.98899 | 0.93891 | 0.87255 | 0.87255 | 0.97801 | 0.99146 | 0.6967 | 0.91145 | 0.91338 | 0.91948 | 0.94763 | 0.72505 | 0.97039 | 0.89139 | 0.72735 | 0.64864 | 0.98899 | 0.98206 | 0.93082 | 0.29124 | 0.98412 | 1 | 0.754 | 0.91156 | 0.91433 | 0.91562 | 0.96677 | 0.73312 | 0.9727 | 0.88452 | 0.76947 | 0.64611 | 0.98898 | 0.98189 | 0.93466 | 0.29124 | 0
Jun | 13 | 17 | Weekday | Tuesday | 0.82061 | 0.928 | 0.90325 | 0.99825 | 0.0044079 | 0.99825 | 0.99825 | 0.75744 | 0.99825 | 0.82061 | 0.82061 | 1 | 0.81186 | 0.87506 | 0.76838 | 0.6199 | 0.97753 | 0.61309 | 0.7051 | 0.97456 | 0.87321 | 0.79961 | 0.50686 | 0.75744 | 0.73003 | 0.91085 | 0.092406 | 1 | 0.80752 | 0.88402 | 0.76647 | 0.62025 | 0.9654 | 0.60082 | 0.70881 | 0.96769 | 0.86288 | 0.83307 | 0.50441 | 0.75724 | 0.72905 | 0.91071 | 0.092406 | 0
Jun | 13 | 18 | Weekday | Tuesday | 0.77337 | 0.88529 | 0.8757 | 0.9817 | 0.0044079 | 0.9817 | 0.9817 | 0.69575 | 0.9817 | 0.77337 | 0.77337 | 0.80721 | 0.81327 | 0.84666 | 0.74892 | 0.59289 | 0.94056 | 0.61564 | 0.68683 | 0.97312 | 0.8438 | 0.81953 | 0.49231 | 0.69575 | 0.66341 | 0.86475 | 0.089832 | 0.82241 | 0.80429 | 0.90043 | 0.7462 | 0.5936 | 0.92951 | 0.5965 | 0.68672 | 0.96148 | 0.83956 | 0.86154 | 0.49071 | 0.69419 | 0.66061 | 0.85951 | 0.089832 | 0
Jun | 13 | 19 | Weekday | Tuesday | 0.76067 | 0.87029 | 0.85639 | 0.93824 | 1 | 0.93824 | 0.93824 | 0.72201 | 0.93824 | 0.76067 | 0.76067 | 0.83656 | 0.74681 | 0.91865 | 0.67544 | 0.5617 | 0.99504 | 0.59054 | 0.69182 | 0.84988 | 0.84296 | 0.94782 | 0.57227 | 0.72201 | 0.74569 | 0.81353 | 0.19458 | 0.87401 | 0.72215 | 0.99081 | 0.66945 | 0.56209 | 0.99492 | 0.55 | 0.69182 | 0.8397 | 0.83635 | 1 | 0.57064 | 0.71908 | 0.73903 | 0.80367 | 0.19458 | 0
Jun | 13 | 20 | Weekday | Tuesday | 0.7583 | 0.82522 | 0.8361 | 0.89524 | 1 | 0.89524 | 0.89524 | 0.33221 | 0.89524 | 0.7583 | 0.7583 | 0.79924 | 0.72608 | 0.94793 | 0.66542 | 0.56586 | 0.86752 | 0.40736 | 0.24299 | 0.85618 | 0.20702 | 0.91861 | 0.587 | 0.33221 | 0.39276 | 0.58937 | 0.21329 | 0.85346 | 0.69701 | 0.95582 | 0.65763 | 0.56767 | 0.87129 | 0.38697 | 0.24205 | 0.83964 | 0.20709 | 0.95684 | 0.58551 | 0.33221 | 0.39276 | 0.58559 | 0.21329 | 0
Jun | 13 | 21 | Weekday | Tuesday | 0.71025 | 0.75573 | 0.80766 | 0.87224 | 1 | 0.87224 | 0.87224 | 0.18272 | 0.87224 | 0.71025 | 0.71025 | 0.74419 | 0.68771 | 0.7782 | 0.24356 | 0.27968 | 0.69292 | 0.42232 | 0.23935 | 0.83897 | 0.18059 | 0.67762 | 0.34648 | 0.18272 | 0.25183 | 0.3805 | 0.21329 | 0.83164 | 0.65172 | 0.79655 | 0.24417 | 0.27924 | 0.69088 | 0.37413 | 0.2417 | 0.82617 | 0.18141 | 0.70176 | 0.34469 | 0.18272 | 0.25183 | 0.38891 | 0.21329 | 0
Jun | 13 | 22 | Weekday | Tuesday | 0.69886 | 0.71467 | 0.77303 | 0.77664 | 1 | 0.77664 | 0.77664 | 0.18272 | 0.77664 | 0.69886 | 0.69886 | 0.69469 | 0.68965 | 0.58353 | 0.20923 | 0.26065 | 0.52594 | 0.32347 | 0.24159 | 0.85805 | 0.16972 | 0.46948 | 0.32902 | 0.18272 | 0.25183 | 0.47686 | 0.21329 | 0.82901 | 0.6512 | 0.62324 | 0.20966 | 0.26126 | 0.53417 | 0.29679 | 0.2448 | 0.85506 | 0.17089 | 0.48574 | 0.32593 | 0.18272 | 0.25183 | 0.48794 | 0.21329 | 0
Jun | 13 | 23 | Weekday | Tuesday | 0.64441 | 0.70703 | 0.74559 | 0.6646 | 1 | 0.6646 | 0.6646 | 0.18472 | 0.6646 | 0.64441 | 0.64441 | 0.42162 | 0.68732 | 0.43128 | 0.19437 | 0.25758 | 0.40058 | 0.42061 | 0.23682 | 0.51193 | 0.15122 | 0.40385 | 0.32264 | 0.18472 | 0.25354 | 0.39471 | 0.21329 | 0.46482 | 0.64549 | 0.45751 | 0.19479 | 0.25732 | 0.41874 | 0.36925 | 0.24166 | 0.48372 | 0.15251 | 0.41927 | 0.31911 | 0.18472 | 0.25354 | 0.40389 | 0.21329 | 0
Jun | 14 | 24 | Weekday | Wednesday | 0.60077 | 0.67227 | 0.71934 | 0.57843 | 1 | 0.57843 | 0.57843 | 0.18272 | 0.57843 | 0.60077 | 0.60077 | 0.23671 | 0.69034 | 0.39157 | 0.20636 | 0.26075 | 0.37354 | 0.32672 | 0.23756 | 0.32489 | 0.14029 | 0.37647 | 0.32789 | 0.18272 | 0.25183 | 0.36339 | 0.21329 | 0.30202 | 0.64838 | 0.42631 | 0.20681 | 0.26126 | 0.39267 | 0.29592 | 0.24163 | 0.33314 | 0.14131 | 0.39049 | 0.32593 | 0.18272 | 0.25183 | 0.37168 | 0.21329 | 0
Jun | 14 | 1 | Weekday | Wednesday | 0.59899 | 0.62716 | 0.70801 | 0.53224 | 1 | 0.53224 | 0.53224 | 0.18272 | 0.53224 | 0.59899 | 0.59899 | 0.2359 | 0.69295 | 0.37564 | 0.2007 | 0.26103 | 0.35706 | 0.41609 | 0.23628 | 0.32522 | 0.13122 | 0.3555 | 0.32902 | 0.18272 | 0.25183 | 0.35942 | 0.21329 | 0.30255 | 0.64999 | 0.40718 | 0.20112 | 0.26126 | 0.37705 | 0.35963 | 0.24159 | 0.33398 | 0.13248 | 0.36386 | 0.32593 | 0.18272 | 0.25183 | 0.36747 | 0.21329 | 0
Jun | 14 | 2 | Weekday | Wednesday | 0.58978 | 0.61436 | 0.70093 | 0.50282 | 1 | 0.50282 | 0.50282 | 0.18272 | 0.50282 | 0.58978 | 0.58978 | 0.23749 | 0.69435 | 0.37604 | 0.2007 | 0.26103 | 0.34957 | 0.32223 | 0.23781 | 0.32555 | 0.1333 | 0.34443 | 0.32902 | 0.18272 | 0.25183 | 0.35578 | 0.21329 | 0.30278 | 0.65098 | 0.40789 | 0.20112 | 0.26126 | 0.3683 | 0.28835 | 0.24157 | 0.33432 | 0.13447 | 0.3582 | 0.32593 | 0.18272 | 0.25183 | 0.36408 | 0.21329 | 0
Jun | 14 | 3 | Weekday | Wednesday | 0.58247 | 0.6102 | 0.7011 | 0.47579 | 1 | 0.47579 | 0.47579 | 0.18272 | 0.47579 | 0.58247 | 0.58247 | 0.24218 | 0.7507 | 0.40803 | 0.2146 | 0.26093 | 0.3923 | 0.54313 | 0.23907 | 0.33837 | 0.13094 | 0.36227 | 0.32789 | 0.18272 | 0.25183 | 0.40034 | 0.21329 | 0.31098 | 0.7146 | 0.42984 | 0.21508 | 0.26126 | 0.4108 | 0.4804 | 0.2443 | 0.34809 | 0.1316 | 0.36897 | 0.32593 | 0.18272 | 0.25183 | 0.4096 | 0.21329 | 0
Jun | 14 | 4 | Weekday | Wednesday | 0.59116 | 0.61665 | 0.71632 | 0.46504 | 1 | 0.46504 | 0.46504 | 0.081494 | 0.46504 | 0.59116 | 0.59116 | 0.37199 | 0.77699 | 0.47857 | 0.21395 | 0.19939 | 0.41969 | 0.58326 | 0.20979 | 0.42842 | 0.11403 | 0.37006 | 0.21826 | 0.081494 | 0.0912 | 0.35569 | 0.11041 | 0.38495 | 0.70484 | 0.4646 | 0.21431 | 0.19889 | 0.41772 | 0.46462 | 0.21294 | 0.40235 | 0.11494 | 0.37475 | 0.21378 | 0.081494 | 0.0912 | 0.3636 | 0.11041 | 0
Jun | 14 | 5 | Weekday | Wednesday | 0.55049 | 0.63541 | 0.75877 | 0.52631 | 0.0044079 | 0.52631 | 0.52631 | 0.31445 | 0.52631 | 0.55049 | 0.55049 | 0.64316 | 0.8916 | 0.78124 | 0.51958 | 0.3558 | 0.58549 | 0.74205 | 0.3256 | 0.89606 | 0.50775 | 0.67392 | 0.389 | 0.31445 | 0.29735 | 0.58313 | 0.25266 | 0.70895 | 0.86208 | 0.75292 | 0.50688 | 0.35634 | 0.53164 | 0.68311 | 0.29931 | 0.89678 | 0.45752 | 0.68793 | 0.38585 | 0.24494 | 0.19392 | 0.53926 | 0.23832 | 0
Jun | 14 | 6 | Weekday | Wednesday | 0.56977 | 0.68449 | 0.8303 | 0.57926 | 0.0044079 | 0.57926 | 0.57926 | 0.39845 | 0.57926 | 0.56977 | 0.56977 | 0.83025 | 0.96387 | 0.98389 | 0.61142 | 0.50667 | 0.66275 | 0.88338 | 0.59253 | 0.92256 | 0.70749 | 0.87273 | 0.45711 | 0.39845 | 0.37475 | 0.64319 | 0.52851 | 0.88053 | 0.94653 | 0.92963 | 0.59916 | 0.50673 | 0.60976 | 0.84439 | 0.58708 | 0.90374 | 0.66712 | 0.89756 | 0.45076 | 0.35374 | 0.30518 | 0.58804 | 0.52222 | 0
Jun | 14 | 7 | Weekday | Wednesday | 0.64962 | 0.74745 | 0.88947 | 0.59448 | 0.0044079 | 0.59448 | 0.59448 | 0.59304 | 0.59448 | 0.64962 | 0.64962 | 0.86928 | 0.98283 | 0.84549 | 0.99844 | 0.97736 | 0.65632 | 0.92725 | 0.8457 | 0.7587 | 0.86897 | 0.79646 | 0.92181 | 0.59304 | 0.56775 | 0.86172 | 0.79556 | 0.89983 | 0.97048 | 0.8257 | 0.99582 | 0.97811 | 0.60633 | 0.89869 | 0.84614 | 0.73929 | 0.85026 | 0.78824 | 0.92257 | 0.57007 | 0.52713 | 0.82912 | 0.79276 | 0
Jun | 14 | 8 | Weekday | Wednesday | 0.73086 | 0.80359 | 0.92367 | 0.63993 | 0.0044079 | 0.63993 | 0.63993 | 0.85243 | 0.63993 | 0.73086 | 0.73086 | 0.71818 | 0.99851 | 0.74518 | 0.98859 | 0.9362 | 0.60098 | 0.99317 | 0.88781 | 0.7612 | 0.93347 | 0.7657 | 0.94502 | 0.85243 | 0.83157 | 0.94819 | 0.96332 | 0.75519 | 0.99008 | 0.75805 | 0.98704 | 0.93621 | 0.55871 | 0.97875 | 0.88219 | 0.74679 | 0.91695 | 0.76589 | 0.9449 | 0.84744 | 0.81901 | 0.93617 | 0.96214 | 0
Jun | 14 | 9 | Weekday | Wednesday | 0.84834 | 0.8556 | 0.94529 | 0.64117 | 0.0044079 | 0.64117 | 0.64117 | 0.9115 | 0.64117 | 0.84834 | 0.84834 | 0.90842 | 1 | 0.62045 | 0.95786 | 0.92946 | 0.55138 | 0.99455 | 0.93289 | 0.93843 | 0.96324 | 0.60105 | 0.95774 | 0.9115 | 0.89416 | 0.92824 | 0.9668 | 0.9226 | 0.99319 | 0.6374 | 0.95662 | 0.93 | 0.51362 | 0.98807 | 0.92863 | 0.93455 | 0.94778 | 0.59253 | 0.95773 | 0.90906 | 0.8863 | 0.9215 | 0.96611 | 0
Jun | 14 | 10 | Weekday | Wednesday | 0.94904 | 0.90615 | 0.96272 | 0.68805 | 0.0044079 | 0.68805 | 0.68805 | 0.9342 | 0.68805 | 0.94904 | 0.94904 | 0.94194 | 0.99829 | 0.59125 | 0.96252 | 0.95239 | 0.55659 | 1 | 0.96872 | 1 | 0.98716 | 0.60364 | 0.96825 | 0.9342 | 0.92235 | 1 | 0.97667 | 0.97321 | 0.99328 | 0.63531 | 0.96117 | 0.952 | 0.53456 | 0.99405 | 0.96813 | 1 | 0.97521 | 0.59734 | 0.96758 | 0.93376 | 0.91996 | 1 | 0.97627 | 0
Jun | 14 | 11 | Weekday | Wednesday | 0.99799 | 0.95017 | 0.97075 | 0.72134 | 0.0044079 | 0.72134 | 0.72134 | 0.95381 | 0.72134 | 0.99799 | 0.99799 | 0.94762 | 0.97093 | 0.59091 | 0.93145 | 0.95574 | 0.55719 | 0.95361 | 0.99375 | 0.99125 | 0.99412 | 0.60871 | 0.92504 | 0.95381 | 0.94878 | 0.96556 | 0.89385 | 0.99631 | 0.96674 | 0.63502 | 0.92878 | 0.95443 | 0.54354 | 0.95105 | 0.99222 | 0.99507 | 0.98305 | 0.60614 | 0.92204 | 0.95364 | 0.94757 | 0.96683 | 0.89349 | 0
Jun | 14 | 12 | Weekday | Wednesday | 0.99611 | 0.96386 | 0.97097 | 0.76524 | 0.0044079 | 0.76524 | 0.76524 | 0.96923 | 0.76524 | 0.99611 | 0.99611 | 0.78559 | 0.99266 | 0.57517 | 0.97119 | 0.98447 | 0.55799 | 0.99459 | 0.99299 | 0.98024 | 0.998 | 0.61699 | 0.98309 | 0.96923 | 0.96899 | 0.96671 | 0.99307 | 0.82762 | 0.99062 | 0.61683 | 0.97009 | 0.98393 | 0.55061 | 0.99549 | 0.98673 | 0.98758 | 0.98603 | 0.61473 | 0.98256 | 0.96915 | 0.96831 | 0.97008 | 0.99303 | 0
Jun | 14 | 13 | Weekday | Wednesday | 0.98476 | 0.97879 | 0.97849 | 0.78408 | 0.0044079 | 0.78408 | 0.78408 | 0.98098 | 0.78408 | 0.98476 | 0.98476 | 0.73035 | 0.99088 | 0.57449 | 0.97013 | 0.95972 | 0.55674 | 0.99489 | 0.99669 | 0.79046 | 0.99527 | 0.6189 | 0.98757 | 0.98098 | 0.98183 | 0.9465 | 0.99938 | 0.80073 | 0.99085 | 0.61661 | 0.97078 | 0.96002 | 0.55556 | 1 | 0.9978 | 0.79365 | 0.98634 | 0.61801 | 0.98822 | 0.98096 | 0.98166 | 0.95122 | 0.99938 | 0
Jun | 14 | 14 | Weekday | Wednesday | 0.96853 | 0.9932 | 0.96953 | 0.81857 | 0.0044079 | 0.81857 | 0.81857 | 0.99629 | 0.81857 | 0.96853 | 0.96853 | 0.76278 | 0.98981 | 0.57522 | 0.96922 | 0.96665 | 0.60005 | 0.96553 | 1 | 0.78489 | 0.99468 | 0.62004 | 0.99434 | 0.99629 | 0.99933 | 0.9324 | 1 | 0.79 | 0.9919 | 0.6174 | 0.96999 | 0.96763 | 0.59672 | 0.98258 | 1 | 0.7855 | 0.98858 | 0.6186 | 0.99505 | 0.99629 | 0.99933 | 0.93872 | 1 | 0
Jun | 14 | 15 | Weekday | Wednesday | 0.93155 | 1 | 0.95071 | 0.86377 | 0.0044079 | 0.86377 | 0.86377 | 1 | 0.86377 | 0.93155 | 0.93155 | 0.95744 | 0.99304 | 0.6045 | 1 | 1 | 0.77542 | 0.96336 | 0.95203 | 0.78528 | 1 | 0.61956 | 1 | 1 | 1 | 0.93298 | 0.99804 | 0.96433 | 0.99761 | 0.67827 | 1 | 1 | 0.77799 | 0.98262 | 0.96742 | 0.78608 | 1 | 0.65761 | 1 | 1 | 1 | 0.93912 | 0.99804 | 0
Jun | 14 | 16 | Weekday | Wednesday | 0.87255 | 0.97109 | 0.92697 | 0.93891 | 0.0044079 | 0.93891 | 0.93891 | 0.98899 | 0.93891 | 0.87255 | 0.87255 | 0.97801 | 0.99146 | 0.6967 | 0.91145 | 0.91338 | 0.91948 | 0.94763 | 0.72505 | 0.97039 | 0.89139 | 0.72735 | 0.64864 | 0.98899 | 0.98206 | 0.93082 | 0.29124 | 0.98412 | 1 | 0.754 | 0.91156 | 0.91433 | 0.91562 | 0.96677 | 0.73312 | 0.9727 | 0.88452 | 0.76947 | 0.64611 | 0.98898 | 0.98189 | 0.93466 | 0.29124 | 0
Jun | 14 | 17 | Weekday | Wednesday | 0.82061 | 0.928 | 0.90325 | 0.99825 | 0.0044079 | 0.99825 | 0.99825 | 0.75744 | 0.99825 | 0.82061 | 0.82061 | 1 | 0.81186 | 0.87506 | 0.76838 | 0.6199 | 0.97753 | 0.61309 | 0.7051 | 0.97456 | 0.87321 | 0.79961 | 0.50686 | 0.75744 | 0.73003 | 0.91085 | 0.092406 | 1 | 0.80752 | 0.88402 | 0.76647 | 0.62025 | 0.9654 | 0.60082 | 0.70881 | 0.96769 | 0.86288 | 0.83307 | 0.50441 | 0.75724 | 0.72905 | 0.91071 | 0.092406 | 0
Jun | 14 | 18 | Weekday | Wednesday | 0.77337 | 0.88529 | 0.8757 | 0.9817 | 0.0044079 | 0.9817 | 0.9817 | 0.69575 | 0.9817 | 0.77337 | 0.77337 | 0.80721 | 0.81327 | 0.84666 | 0.74892 | 0.59289 | 0.94056 | 0.61564 | 0.68683 | 0.97312 | 0.8438 | 0.81953 | 0.49231 | 0.69575 | 0.66341 | 0.86475 | 0.089832 | 0.82241 | 0.80429 | 0.90043 | 0.7462 | 0.5936 | 0.92951 | 0.5965 | 0.68672 | 0.96148 | 0.83956 | 0.86154 | 0.49071 | 0.69419 | 0.66061 | 0.85951 | 0.089832 | 0
Jun | 14 | 19 | Weekday | Wednesday | 0.76067 | 0.87029 | 0.85639 | 0.93824 | 1 | 0.93824 | 0.93824 | 0.72201 | 0.93824 | 0.76067 | 0.76067 | 0.83656 | 0.74681 | 0.91865 | 0.67544 | 0.5617 | 0.99504 | 0.59054 | 0.69182 | 0.84988 | 0.84296 | 0.94782 | 0.57227 | 0.72201 | 0.74569 | 0.81353 | 0.19458 | 0.87401 | 0.72215 | 0.99081 | 0.66945 | 0.56209 | 0.99492 | 0.55 | 0.69182 | 0.8397 | 0.83635 | 1 | 0.57064 | 0.71908 | 0.73903 | 0.80367 | 0.19458 | 0
Jun | 14 | 20 | Weekday | Wednesday | 0.7583 | 0.82522 | 0.8361 | 0.89524 | 1 | 0.89524 | 0.89524 | 0.33221 | 0.89524 | 0.7583 | 0.7583 | 0.79924 | 0.72608 | 0.94793 | 0.66542 | 0.56586 | 0.86752 | 0.40736 | 0.24299 | 0.85618 | 0.20702 | 0.91861 | 0.587 | 0.33221 | 0.39276 | 0.58937 | 0.21329 | 0.85346 | 0.69701 | 0.95582 | 0.65763 | 0.56767 | 0.87129 | 0.38697 | 0.24205 | 0.83964 | 0.20709 | 0.95684 | 0.58551 | 0.33221 | 0.39276 | 0.58559 | 0.21329 | 0
Jun | 14 | 21 | Weekday | Wednesday | 0.71025 | 0.75573 | 0.80766 | 0.87224 | 1 | 0.87224 | 0.87224 | 0.18272 | 0.87224 | 0.71025 | 0.71025 | 0.74419 | 0.68771 | 0.7782 | 0.24356 | 0.27968 | 0.69292 | 0.42232 | 0.23935 | 0.83897 | 0.18059 | 0.67762 | 0.34648 | 0.18272 | 0.25183 | 0.3805 | 0.21329 | 0.83164 | 0.65172 | 0.79655 | 0.24417 | 0.27924 | 0.69088 | 0.37413 | 0.2417 | 0.82617 | 0.18141 | 0.70176 | 0.34469 | 0.18272 | 0.25183 | 0.38891 | 0.21329 | 0
Jun | 14 | 22 | Weekday | Wednesday | 0.69886 | 0.71467 | 0.77303 | 0.77664 | 1 | 0.77664 | 0.77664 | 0.18272 | 0.77664 | 0.69886 | 0.69886 | 0.69469 | 0.68965 | 0.58353 | 0.20923 | 0.26065 | 0.52594 | 0.32347 | 0.24159 | 0.85805 | 0.16972 | 0.46948 | 0.32902 | 0.18272 | 0.25183 | 0.47686 | 0.21329 | 0.82901 | 0.6512 | 0.62324 | 0.20966 | 0.26126 | 0.53417 | 0.29679 | 0.2448 | 0.85506 | 0.17089 | 0.48574 | 0.32593 | 0.18272 | 0.25183 | 0.48794 | 0.21329 | 0
Jun | 14 | 23 | Weekday | Wednesday | 0.64441 | 0.70703 | 0.74559 | 0.6646 | 1 | 0.6646 | 0.6646 | 0.18472 | 0.6646 | 0.64441 | 0.64441 | 0.42162 | 0.68732 | 0.43128 | 0.19437 | 0.25758 | 0.40058 | 0.42061 | 0.23682 | 0.51193 | 0.15122 | 0.40385 | 0.32264 | 0.18472 | 0.25354 | 0.39471 | 0.21329 | 0.46482 | 0.64549 | 0.45751 | 0.19479 | 0.25732 | 0.41874 | 0.36925 | 0.24166 | 0.48372 | 0.15251 | 0.41927 | 0.31911 | 0.18472 | 0.25354 | 0.40389 | 0.21329 | 0
Jun | 15 | 24 | Weekday | Thursday | 0.60077 | 0.67227 | 0.71934 | 0.57843 | 1 | 0.57843 | 0.57843 | 0.18272 | 0.57843 | 0.60077 | 0.60077 | 0.23671 | 0.69034 | 0.39157 | 0.20636 | 0.26075 | 0.37354 | 0.32672 | 0.23756 | 0.32489 | 0.14029 | 0.37647 | 0.32789 | 0.18272 | 0.25183 | 0.36339 | 0.21329 | 0.30202 | 0.64838 | 0.42631 | 0.20681 | 0.26126 | 0.39267 | 0.29592 | 0.24163 | 0.33314 | 0.14131 | 0.39049 | 0.32593 | 0.18272 | 0.25183 | 0.37168 | 0.21329 | 0
Jun | 15 | 1 | Weekday | Thursday | 0.59899 | 0.62716 | 0.70801 | 0.53224 | 1 | 0.53224 | 0.53224 | 0.18272 | 0.53224 | 0.59899 | 0.59899 | 0.2359 | 0.69295 | 0.37564 | 0.2007 | 0.26103 | 0.35706 | 0.41609 | 0.23628 | 0.32522 | 0.13122 | 0.3555 | 0.32902 | 0.18272 | 0.25183 | 0.35942 | 0.21329 | 0.30255 | 0.64999 | 0.40718 | 0.20112 | 0.26126 | 0.37705 | 0.35963 | 0.24159 | 0.33398 | 0.13248 | 0.36386 | 0.32593 | 0.18272 | 0.25183 | 0.36747 | 0.21329 | 0
Jun | 15 | 2 | Weekday | Thursday | 0.58978 | 0.61436 | 0.70093 | 0.50282 | 1 | 0.50282 | 0.50282 | 0.18272 | 0.50282 | 0.58978 | 0.58978 | 0.23749 | 0.69435 | 0.37604 | 0.2007 | 0.26103 | 0.34957 | 0.32223 | 0.23781 | 0.32555 | 0.1333 | 0.34443 | 0.32902 | 0.18272 | 0.25183 | 0.35578 | 0.21329 | 0.30278 | 0.65098 | 0.40789 | 0.20112 | 0.26126 | 0.3683 | 0.28835 | 0.24157 | 0.33432 | 0.13447 | 0.3582 | 0.32593 | 0.18272 | 0.25183 | 0.36408 | 0.21329 | 0
Jun | 15 | 3 | Weekday | Thursday | 0.58247 | 0.6102 | 0.7011 | 0.47579 | 1 | 0.47579 | 0.47579 | 0.18272 | 0.47579 | 0.58247 | 0.58247 | 0.24218 | 0.7507 | 0.40803 | 0.2146 | 0.26093 | 0.3923 | 0.54313 | 0.23907 | 0.33837 | 0.13094 | 0.36227 | 0.32789 | 0.18272 | 0.25183 | 0.40034 | 0.21329 | 0.31098 | 0.7146 | 0.42984 | 0.21508 | 0.26126 | 0.4108 | 0.4804 | 0.2443 | 0.34809 | 0.1316 | 0.36897 | 0.32593 | 0.18272 | 0.25183 | 0.4096 | 0.21329 | 0
Jun | 15 | 4 | Weekday | Thursday | 0.59116 | 0.61665 | 0.71632 | 0.46504 | 1 | 0.46504 | 0.46504 | 0.081494 | 0.46504 | 0.59116 | 0.59116 | 0.37199 | 0.77699 | 0.47857 | 0.21395 | 0.19939 | 0.41969 | 0.58326 | 0.20979 | 0.42842 | 0.11403 | 0.37006 | 0.21826 | 0.081494 | 0.0912 | 0.35569 | 0.11041 | 0.38495 | 0.70484 | 0.4646 | 0.21431 | 0.19889 | 0.41772 | 0.46462 | 0.21294 | 0.40235 | 0.11494 | 0.37475 | 0.21378 | 0.081494 | 0.0912 | 0.3636 | 0.11041 | 0
Jun | 15 | 5 | Weekday | Thursday | 0.55049 | 0.63541 | 0.75877 | 0.52631 | 0.0044079 | 0.52631 | 0.52631 | 0.31445 | 0.52631 | 0.55049 | 0.55049 | 0.64316 | 0.8916 | 0.78124 | 0.51958 | 0.3558 | 0.58549 | 0.74205 | 0.3256 | 0.89606 | 0.50775 | 0.67392 | 0.389 | 0.31445 | 0.29735 | 0.58313 | 0.25266 | 0.70895 | 0.86208 | 0.75292 | 0.50688 | 0.35634 | 0.53164 | 0.68311 | 0.29931 | 0.89678 | 0.45752 | 0.68793 | 0.38585 | 0.24494 | 0.19392 | 0.53926 | 0.23832 | 0
Jun | 15 | 6 | Weekday | Thursday | 0.56977 | 0.68449 | 0.8303 | 0.57926 | 0.0044079 | 0.57926 | 0.57926 | 0.39845 | 0.57926 | 0.56977 | 0.56977 | 0.83025 | 0.96387 | 0.98389 | 0.61142 | 0.50667 | 0.66275 | 0.88338 | 0.59253 | 0.92256 | 0.70749 | 0.87273 | 0.45711 | 0.39845 | 0.37475 | 0.64319 | 0.52851 | 0.88053 | 0.94653 | 0.92963 | 0.59916 | 0.50673 | 0.60976 | 0.84439 | 0.58708 | 0.90374 | 0.66712 | 0.89756 | 0.45076 | 0.35374 | 0.30518 | 0.58804 | 0.52222 | 0
Jun | 15 | 7 | Weekday | Thursday | 0.64962 | 0.74745 | 0.88947 | 0.59448 | 0.0044079 | 0.59448 | 0.59448 | 0.59304 | 0.59448 | 0.64962 | 0.64962 | 0.86928 | 0.98283 | 0.84549 | 0.99844 | 0.97736 | 0.65632 | 0.92725 | 0.8457 | 0.7587 | 0.86897 | 0.79646 | 0.92181 | 0.59304 | 0.56775 | 0.86172 | 0.79556 | 0.89983 | 0.97048 | 0.8257 | 0.99582 | 0.97811 | 0.60633 | 0.89869 | 0.84614 | 0.73929 | 0.85026 | 0.78824 | 0.92257 | 0.57007 | 0.52713 | 0.82912 | 0.79276 | 0
Jun | 15 | 8 | Weekday | Thursday | 0.73086 | 0.80359 | 0.92367 | 0.63993 | 0.0044079 | 0.63993 | 0.63993 | 0.85243 | 0.63993 | 0.73086 | 0.73086 | 0.71818 | 0.99851 | 0.74518 | 0.98859 | 0.9362 | 0.60098 | 0.99317 | 0.88781 | 0.7612 | 0.93347 | 0.7657 | 0.94502 | 0.85243 | 0.83157 | 0.94819 | 0.96332 | 0.75519 | 0.99008 | 0.75805 | 0.98704 | 0.93621 | 0.55871 | 0.97875 | 0.88219 | 0.74679 | 0.91695 | 0.76589 | 0.9449 | 0.84744 | 0.81901 | 0.93617 | 0.96214 | 0
Jun | 15 | 9 | Weekday | Thursday | 0.84834 | 0.8556 | 0.94529 | 0.64117 | 0.0044079 | 0.64117 | 0.64117 | 0.9115 | 0.64117 | 0.84834 | 0.84834 | 0.90842 | 1 | 0.62045 | 0.95786 | 0.92946 | 0.55138 | 0.99455 | 0.93289 | 0.93843 | 0.96324 | 0.60105 | 0.95774 | 0.9115 | 0.89416 | 0.92824 | 0.9668 | 0.9226 | 0.99319 | 0.6374 | 0.95662 | 0.93 | 0.51362 | 0.98807 | 0.92863 | 0.93455 | 0.94778 | 0.59253 | 0.95773 | 0.90906 | 0.8863 | 0.9215 | 0.96611 | 0
Jun | 15 | 10 | Weekday | Thursday | 0.94904 | 0.90615 | 0.96272 | 0.68805 | 0.0044079 | 0.68805 | 0.68805 | 0.9342 | 0.68805 | 0.94904 | 0.94904 | 0.94194 | 0.99829 | 0.59125 | 0.96252 | 0.95239 | 0.55659 | 1 | 0.96872 | 1 | 0.98716 | 0.60364 | 0.96825 | 0.9342 | 0.92235 | 1 | 0.97667 | 0.97321 | 0.99328 | 0.63531 | 0.96117 | 0.952 | 0.53456 | 0.99405 | 0.96813 | 1 | 0.97521 | 0.59734 | 0.96758 | 0.93376 | 0.91996 | 1 | 0.97627 | 0
Jun | 15 | 11 | Weekday | Thursday | 0.99799 | 0.95017 | 0.97075 | 0.72134 | 0.0044079 | 0.72134 | 0.72134 | 0.95381 | 0.72134 | 0.99799 | 0.99799 | 0.94762 | 0.97093 | 0.59091 | 0.93145 | 0.95574 | 0.55719 | 0.95361 | 0.99375 | 0.99125 | 0.99412 | 0.60871 | 0.92504 | 0.95381 | 0.94878 | 0.96556 | 0.89385 | 0.99631 | 0.96674 | 0.63502 | 0.92878 | 0.95443 | 0.54354 | 0.95105 | 0.99222 | 0.99507 | 0.98305 | 0.60614 | 0.92204 | 0.95364 | 0.94757 | 0.96683 | 0.89349 | 0
Jun | 15 | 12 | Weekday | Thursday | 0.99611 | 0.96386 | 0.97097 | 0.76524 | 0.0044079 | 0.76524 | 0.76524 | 0.96923 | 0.76524 | 0.99611 | 0.99611 | 0.78559 | 0.99266 | 0.57517 | 0.97119 | 0.98447 | 0.55799 | 0.99459 | 0.99299 | 0.98024 | 0.998 | 0.61699 | 0.98309 | 0.96923 | 0.96899 | 0.96671 | 0.99307 | 0.82762 | 0.99062 | 0.61683 | 0.97009 | 0.98393 | 0.55061 | 0.99549 | 0.98673 | 0.98758 | 0.98603 | 0.61473 | 0.98256 | 0.96915 | 0.96831 | 0.97008 | 0.99303 | 0
Jun | 15 | 13 | Weekday | Thursday | 0.98476 | 0.97879 | 0.97849 | 0.78408 | 0.0044079 | 0.78408 | 0.78408 | 0.98098 | 0.78408 | 0.98476 | 0.98476 | 0.73035 | 0.99088 | 0.57449 | 0.97013 | 0.95972 | 0.55674 | 0.99489 | 0.99669 | 0.79046 | 0.99527 | 0.6189 | 0.98757 | 0.98098 | 0.98183 | 0.9465 | 0.99938 | 0.80073 | 0.99085 | 0.61661 | 0.97078 | 0.96002 | 0.55556 | 1 | 0.9978 | 0.79365 | 0.98634 | 0.61801 | 0.98822 | 0.98096 | 0.98166 | 0.95122 | 0.99938 | 0
Jun | 15 | 14 | Weekday | Thursday | 0.96853 | 0.9932 | 0.96953 | 0.81857 | 0.0044079 | 0.81857 | 0.81857 | 0.99629 | 0.81857 | 0.96853 | 0.96853 | 0.76278 | 0.98981 | 0.57522 | 0.96922 | 0.96665 | 0.60005 | 0.96553 | 1 | 0.78489 | 0.99468 | 0.62004 | 0.99434 | 0.99629 | 0.99933 | 0.9324 | 1 | 0.79 | 0.9919 | 0.6174 | 0.96999 | 0.96763 | 0.59672 | 0.98258 | 1 | 0.7855 | 0.98858 | 0.6186 | 0.99505 | 0.99629 | 0.99933 | 0.93872 | 1 | 0
Jun | 15 | 15 | Weekday | Thursday | 0.93155 | 1 | 0.95071 | 0.86377 | 0.0044079 | 0.86377 | 0.86377 | 1 | 0.86377 | 0.93155 | 0.93155 | 0.95744 | 0.99304 | 0.6045 | 1 | 1 | 0.77542 | 0.96336 | 0.95203 | 0.78528 | 1 | 0.61956 | 1 | 1 | 1 | 0.93298 | 0.99804 | 0.96433 | 0.99761 | 0.67827 | 1 | 1 | 0.77799 | 0.98262 | 0.96742 | 0.78608 | 1 | 0.65761 | 1 | 1 | 1 | 0.93912 | 0.99804 | 0
Jun | 15 | 16 | Weekday | Thursday | 0.87255 | 0.97109 | 0.92697 | 0.93891 | 0.0044079 | 0.93891 | 0.93891 | 0.98899 | 0.93891 | 0.87255 | 0.87255 | 0.97801 | 0.99146 | 0.6967 | 0.91145 | 0.91338 | 0.91948 | 0.94763 | 0.72505 | 0.97039 | 0.89139 | 0.72735 | 0.64864 | 0.98899 | 0.98206 | 0.93082 | 0.29124 | 0.98412 | 1 | 0.754 | 0.91156 | 0.91433 | 0.91562 | 0.96677 | 0.73312 | 0.9727 | 0.88452 | 0.76947 | 0.64611 | 0.98898 | 0.98189 | 0.93466 | 0.29124 | 0
Jun | 15 | 17 | Weekday | Thursday | 0.82061 | 0.928 | 0.90325 | 0.99825 | 0.0044079 | 0.99825 | 0.99825 | 0.75744 | 0.99825 | 0.82061 | 0.82061 | 1 | 0.81186 | 0.87506 | 0.76838 | 0.6199 | 0.97753 | 0.61309 | 0.7051 | 0.97456 | 0.87321 | 0.79961 | 0.50686 | 0.75744 | 0.73003 | 0.91085 | 0.092406 | 1 | 0.80752 | 0.88402 | 0.76647 | 0.62025 | 0.9654 | 0.60082 | 0.70881 | 0.96769 | 0.86288 | 0.83307 | 0.50441 | 0.75724 | 0.72905 | 0.91071 | 0.092406 | 0
Jun | 15 | 18 | Weekday | Thursday | 0.77337 | 0.88529 | 0.8757 | 0.9817 | 0.0044079 | 0.9817 | 0.9817 | 0.69575 | 0.9817 | 0.77337 | 0.77337 | 0.80721 | 0.81327 | 0.84666 | 0.74892 | 0.59289 | 0.94056 | 0.61564 | 0.68683 | 0.97312 | 0.8438 | 0.81953 | 0.49231 | 0.69575 | 0.66341 | 0.86475 | 0.089832 | 0.82241 | 0.80429 | 0.90043 | 0.7462 | 0.5936 | 0.92951 | 0.5965 | 0.68672 | 0.96148 | 0.83956 | 0.86154 | 0.49071 | 0.69419 | 0.66061 | 0.85951 | 0.089832 | 0
Jun | 15 | 19 | Weekday | Thursday | 0.76067 | 0.87029 | 0.85639 | 0.93824 | 1 | 0.93824 | 0.93824 | 0.72201 | 0.93824 | 0.76067 | 0.76067 | 0.83656 | 0.74681 | 0.91865 | 0.67544 | 0.5617 | 0.99504 | 0.59054 | 0.69182 | 0.84988 | 0.84296 | 0.94782 | 0.57227 | 0.72201 | 0.74569 | 0.81353 | 0.19458 | 0.87401 | 0.72215 | 0.99081 | 0.66945 | 0.56209 | 0.99492 | 0.55 | 0.69182 | 0.8397 | 0.83635 | 1 | 0.57064 | 0.71908 | 0.73903 | 0.80367 | 0.19458 | 0
Jun | 15 | 20 | Weekday | Thursday | 0.7583 | 0.82522 | 0.8361 | 0.89524 | 1 | 0.89524 | 0.89524 | 0.33221 | 0.89524 | 0.7583 | 0.7583 | 0.79924 | 0.72608 | 0.94793 | 0.66542 | 0.56586 | 0.86752 | 0.40736 | 0.24299 | 0.85618 | 0.20702 | 0.91861 | 0.587 | 0.33221 | 0.39276 | 0.58937 | 0.21329 | 0.85346 | 0.69701 | 0.95582 | 0.65763 | 0.56767 | 0.87129 | 0.38697 | 0.24205 | 0.83964 | 0.20709 | 0.95684 | 0.58551 | 0.33221 | 0.39276 | 0.58559 | 0.21329 | 0
Jun | 15 | 21 | Weekday | Thursday | 0.71025 | 0.75573 | 0.80766 | 0.87224 | 1 | 0.87224 | 0.87224 | 0.18272 | 0.87224 | 0.71025 | 0.71025 | 0.74419 | 0.68771 | 0.7782 | 0.24356 | 0.27968 | 0.69292 | 0.42232 | 0.23935 | 0.83897 | 0.18059 | 0.67762 | 0.34648 | 0.18272 | 0.25183 | 0.3805 | 0.21329 | 0.83164 | 0.65172 | 0.79655 | 0.24417 | 0.27924 | 0.69088 | 0.37413 | 0.2417 | 0.82617 | 0.18141 | 0.70176 | 0.34469 | 0.18272 | 0.25183 | 0.38891 | 0.21329 | 0
Jun | 15 | 22 | Weekday | Thursday | 0.69886 | 0.71467 | 0.77303 | 0.77664 | 1 | 0.77664 | 0.77664 | 0.18272 | 0.77664 | 0.69886 | 0.69886 | 0.69469 | 0.68965 | 0.58353 | 0.20923 | 0.26065 | 0.52594 | 0.32347 | 0.24159 | 0.85805 | 0.16972 | 0.46948 | 0.32902 | 0.18272 | 0.25183 | 0.47686 | 0.21329 | 0.82901 | 0.6512 | 0.62324 | 0.20966 | 0.26126 | 0.53417 | 0.29679 | 0.2448 | 0.85506 | 0.17089 | 0.48574 | 0.32593 | 0.18272 | 0.25183 | 0.48794 | 0.21329 | 0
Jun | 15 | 23 | Weekday | Thursday | 0.64441 | 0.70703 | 0.74559 | 0.6646 | 1 | 0.6646 | 0.6646 | 0.18472 | 0.6646 | 0.64441 | 0.64441 | 0.42162 | 0.68732 | 0.43128 | 0.19437 | 0.25758 | 0.40058 | 0.42061 | 0.23682 | 0.51193 | 0.15122 | 0.40385 | 0.32264 | 0.18472 | 0.25354 | 0.39471 | 0.21329 | 0.46482 | 0.64549 | 0.45751 | 0.19479 | 0.25732 | 0.41874 | 0.36925 | 0.24166 | 0.48372 | 0.15251 | 0.41927 | 0.31911 | 0.18472 | 0.25354 | 0.40389 | 0.21329 | 0
Jun | 16 | 24 | Weekday | Friday | 0.60077 | 0.67227 | 0.71934 | 0.57843 | 1 | 0.57843 | 0.57843 | 0.18272 | 0.57843 | 0.60077 | 0.60077 | 0.23671 | 0.69034 | 0.39157 | 0.20636 | 0.26075 | 0.37354 | 0.32672 | 0.23756 | 0.32489 | 0.14029 | 0.37647 | 0.32789 | 0.18272 | 0.25183 | 0.36339 | 0.21329 | 0.30202 | 0.64838 | 0.42631 | 0.20681 | 0.26126 | 0.39267 | 0.29592 | 0.24163 | 0.33314 | 0.14131 | 0.39049 | 0.32593 | 0.18272 | 0.25183 | 0.37168 | 0.21329 | 0
Jun | 16 | 1 | Weekday | Friday | 0.59899 | 0.62716 | 0.70801 | 0.53224 | 1 | 0.53224 | 0.53224 | 0.18272 | 0.53224 | 0.59899 | 0.59899 | 0.2359 | 0.69295 | 0.37564 | 0.2007 | 0.26103 | 0.35706 | 0.41609 | 0.23628 | 0.32522 | 0.13122 | 0.3555 | 0.32902 | 0.18272 | 0.25183 | 0.35942 | 0.21329 | 0.30255 | 0.64999 | 0.40718 | 0.20112 | 0.26126 | 0.37705 | 0.35963 | 0.24159 | 0.33398 | 0.13248 | 0.36386 | 0.32593 | 0.18272 | 0.25183 | 0.36747 | 0.21329 | 0
Jun | 16 | 2 | Weekday | Friday | 0.58978 | 0.61436 | 0.70093 | 0.50282 | 1 | 0.50282 | 0.50282 | 0.18272 | 0.50282 | 0.58978 | 0.58978 | 0.23749 | 0.69435 | 0.37604 | 0.2007 | 0.26103 | 0.34957 | 0.32223 | 0.23781 | 0.32555 | 0.1333 | 0.34443 | 0.32902 | 0.18272 | 0.25183 | 0.35578 | 0.21329 | 0.30278 | 0.65098 | 0.40789 | 0.20112 | 0.26126 | 0.3683 | 0.28835 | 0.24157 | 0.33432 | 0.13447 | 0.3582 | 0.32593 | 0.18272 | 0.25183 | 0.36408 | 0.21329 | 0
Jun | 16 | 3 | Weekday | Friday | 0.58247 | 0.6102 | 0.7011 | 0.47579 | 1 | 0.47579 | 0.47579 | 0.18272 | 0.47579 | 0.58247 | 0.58247 | 0.24218 | 0.7507 | 0.40803 | 0.2146 | 0.26093 | 0.3923 | 0.54313 | 0.23907 | 0.33837 | 0.13094 | 0.36227 | 0.32789 | 0.18272 | 0.25183 | 0.40034 | 0.21329 | 0.31098 | 0.7146 | 0.42984 | 0.21508 | 0.26126 | 0.4108 | 0.4804 | 0.2443 | 0.34809 | 0.1316 | 0.36897 | 0.32593 | 0.18272 | 0.25183 | 0.4096 | 0.21329 | 0
Jun | 16 | 4 | Weekday | Friday | 0.59116 | 0.61665 | 0.71632 | 0.46504 | 1 | 0.46504 | 0.46504 | 0.081494 | 0.46504 | 0.59116 | 0.59116 | 0.37199 | 0.77699 | 0.47857 | 0.21395 | 0.19939 | 0.41969 | 0.58326 | 0.20979 | 0.42842 | 0.11403 | 0.37006 | 0.21826 | 0.081494 | 0.0912 | 0.35569 | 0.11041 | 0.38495 | 0.70484 | 0.4646 | 0.21431 | 0.19889 | 0.41772 | 0.46462 | 0.21294 | 0.40235 | 0.11494 | 0.37475 | 0.21378 | 0.081494 | 0.0912 | 0.3636 | 0.11041 | 0
Jun | 16 | 5 | Weekday | Friday | 0.55049 | 0.63541 | 0.75877 | 0.52631 | 0.0044079 | 0.52631 | 0.52631 | 0.31445 | 0.52631 | 0.55049 | 0.55049 | 0.64316 | 0.8916 | 0.78124 | 0.51958 | 0.3558 | 0.58549 | 0.74205 | 0.3256 | 0.89606 | 0.50775 | 0.67392 | 0.389 | 0.31445 | 0.29735 | 0.58313 | 0.25266 | 0.70895 | 0.86208 | 0.75292 | 0.50688 | 0.35634 | 0.53164 | 0.68311 | 0.29931 | 0.89678 | 0.45752 | 0.68793 | 0.38585 | 0.24494 | 0.19392 | 0.53926 | 0.23832 | 0
Jun | 16 | 6 | Weekday | Friday | 0.56977 | 0.68449 | 0.8303 | 0.57926 | 0.0044079 | 0.57926 | 0.57926 | 0.39845 | 0.57926 | 0.56977 | 0.56977 | 0.83025 | 0.96387 | 0.98389 | 0.61142 | 0.50667 | 0.66275 | 0.88338 | 0.59253 | 0.92256 | 0.70749 | 0.87273 | 0.45711 | 0.39845 | 0.37475 | 0.64319 | 0.52851 | 0.88053 | 0.94653 | 0.92963 | 0.59916 | 0.50673 | 0.60976 | 0.84439 | 0.58708 | 0.90374 | 0.66712 | 0.89756 | 0.45076 | 0.35374 | 0.30518 | 0.58804 | 0.52222 | 0
Jun | 16 | 7 | Weekday | Friday | 0.64962 | 0.74745 | 0.88947 | 0.59448 | 0.0044079 | 0.59448 | 0.59448 | 0.59304 | 0.59448 | 0.64962 | 0.64962 | 0.86928 | 0.98283 | 0.84549 | 0.99844 | 0.97736 | 0.65632 | 0.92725 | 0.8457 | 0.7587 | 0.86897 | 0.79646 | 0.92181 | 0.59304 | 0.56775 | 0.86172 | 0.79556 | 0.89983 | 0.97048 | 0.8257 | 0.99582 | 0.97811 | 0.60633 | 0.89869 | 0.84614 | 0.73929 | 0.85026 | 0.78824 | 0.92257 | 0.57007 | 0.52713 | 0.82912 | 0.79276 | 0
Jun | 16 | 8 | Weekday | Friday | 0.73086 | 0.80359 | 0.92367 | 0.63993 | 0.0044079 | 0.63993 | 0.63993 | 0.85243 | 0.63993 | 0.73086 | 0.73086 | 0.71818 | 0.99851 | 0.74518 | 0.98859 | 0.9362 | 0.60098 | 0.99317 | 0.88781 | 0.7612 | 0.93347 | 0.7657 | 0.94502 | 0.85243 | 0.83157 | 0.94819 | 0.96332 | 0.75519 | 0.99008 | 0.75805 | 0.98704 | 0.93621 | 0.55871 | 0.97875 | 0.88219 | 0.74679 | 0.91695 | 0.76589 | 0.9449 | 0.84744 | 0.81901 | 0.93617 | 0.96214 | 0
Jun | 16 | 9 | Weekday | Friday | 0.84834 | 0.8556 | 0.94529 | 0.64117 | 0.0044079 | 0.64117 | 0.64117 | 0.9115 | 0.64117 | 0.84834 | 0.84834 | 0.90842 | 1 | 0.62045 | 0.95786 | 0.92946 | 0.55138 | 0.99455 | 0.93289 | 0.93843 | 0.96324 | 0.60105 | 0.95774 | 0.9115 | 0.89416 | 0.92824 | 0.9668 | 0.9226 | 0.99319 | 0.6374 | 0.95662 | 0.93 | 0.51362 | 0.98807 | 0.92863 | 0.93455 | 0.94778 | 0.59253 | 0.95773 | 0.90906 | 0.8863 | 0.9215 | 0.96611 | 0
Jun | 16 | 10 | Weekday | Friday | 0.94904 | 0.90615 | 0.96272 | 0.68805 | 0.0044079 | 0.68805 | 0.68805 | 0.9342 | 0.68805 | 0.94904 | 0.94904 | 0.94194 | 0.99829 | 0.59125 | 0.96252 | 0.95239 | 0.55659 | 1 | 0.96872 | 1 | 0.98716 | 0.60364 | 0.96825 | 0.9342 | 0.92235 | 1 | 0.97667 | 0.97321 | 0.99328 | 0.63531 | 0.96117 | 0.952 | 0.53456 | 0.99405 | 0.96813 | 1 | 0.97521 | 0.59734 | 0.96758 | 0.93376 | 0.91996 | 1 | 0.97627 | 0
Jun | 16 | 11 | Weekday | Friday | 0.99799 | 0.95017 | 0.97075 | 0.72134 | 0.0044079 | 0.72134 | 0.72134 | 0.95381 | 0.72134 | 0.99799 | 0.99799 | 0.94762 | 0.97093 | 0.59091 | 0.93145 | 0.95574 | 0.55719 | 0.95361 | 0.99375 | 0.99125 | 0.99412 | 0.60871 | 0.92504 | 0.95381 | 0.94878 | 0.96556 | 0.89385 | 0.99631 | 0.96674 | 0.63502 | 0.92878 | 0.95443 | 0.54354 | 0.95105 | 0.99222 | 0.99507 | 0.98305 | 0.60614 | 0.92204 | 0.95364 | 0.94757 | 0.96683 | 0.89349 | 0
Jun | 16 | 12 | Weekday | Friday | 0.99611 | 0.96386 | 0.97097 | 0.76524 | 0.0044079 | 0.76524 | 0.76524 | 0.96923 | 0.76524 | 0.99611 | 0.99611 | 0.78559 | 0.99266 | 0.57517 | 0.97119 | 0.98447 | 0.55799 | 0.99459 | 0.99299 | 0.98024 | 0.998 | 0.61699 | 0.98309 | 0.96923 | 0.96899 | 0.96671 | 0.99307 | 0.82762 | 0.99062 | 0.61683 | 0.97009 | 0.98393 | 0.55061 | 0.99549 | 0.98673 | 0.98758 | 0.98603 | 0.61473 | 0.98256 | 0.96915 | 0.96831 | 0.97008 | 0.99303 | 0
Jun | 16 | 13 | Weekday | Friday | 0.98476 | 0.97879 | 0.97849 | 0.78408 | 0.0044079 | 0.78408 | 0.78408 | 0.98098 | 0.78408 | 0.98476 | 0.98476 | 0.73035 | 0.99088 | 0.57449 | 0.97013 | 0.95972 | 0.55674 | 0.99489 | 0.99669 | 0.79046 | 0.99527 | 0.6189 | 0.98757 | 0.98098 | 0.98183 | 0.9465 | 0.99938 | 0.80073 | 0.99085 | 0.61661 | 0.97078 | 0.96002 | 0.55556 | 1 | 0.9978 | 0.79365 | 0.98634 | 0.61801 | 0.98822 | 0.98096 | 0.98166 | 0.95122 | 0.99938 | 0
Jun | 16 | 14 | Weekday | Friday | 0.96853 | 0.9932 | 0.96953 | 0.81857 | 0.0044079 | 0.81857 | 0.81857 | 0.99629 | 0.81857 | 0.96853 | 0.96853 | 0.76278 | 0.98981 | 0.57522 | 0.96922 | 0.96665 | 0.60005 | 0.96553 | 1 | 0.78489 | 0.99468 | 0.62004 | 0.99434 | 0.99629 | 0.99933 | 0.9324 | 1 | 0.79 | 0.9919 | 0.6174 | 0.96999 | 0.96763 | 0.59672 | 0.98258 | 1 | 0.7855 | 0.98858 | 0.6186 | 0.99505 | 0.99629 | 0.99933 | 0.93872 | 1 | 0
Jun | 16 | 15 | Weekday | Friday | 0.93155 | 1 | 0.95071 | 0.86377 | 0.0044079 | 0.86377 | 0.86377 | 1 | 0.86377 | 0.93155 | 0.93155 | 0.95744 | 0.99304 | 0.6045 | 1 | 1 | 0.77542 | 0.96336 | 0.95203 | 0.78528 | 1 | 0.61956 | 1 | 1 | 1 | 0.93298 | 0.99804 | 0.96433 | 0.99761 | 0.67827 | 1 | 1 | 0.77799 | 0.98262 | 0.96742 | 0.78608 | 1 | 0.65761 | 1 | 1 | 1 | 0.93912 | 0.99804 | 0
Jun | 16 | 16 | Weekday | Friday | 0.87255 | 0.97109 | 0.92697 | 0.93891 | 0.0044079 | 0.93891 | 0.93891 | 0.98899 | 0.93891 | 0.87255 | 0.87255 | 0.97801 | 0.99146 | 0.6967 | 0.91145 | 0.91338 | 0.91948 | 0.94763 | 0.72505 | 0.97039 | 0.89139 | 0.72735 | 0.64864 | 0.98899 | 0.98206 | 0.93082 | 0.29124 | 0.98412 | 1 | 0.754 | 0.91156 | 0.91433 | 0.91562 | 0.96677 | 0.73312 | 0.9727 | 0.88452 | 0.76947 | 0.64611 | 0.98898 | 0.98189 | 0.93466 | 0.29124 | 0
Jun | 16 | 17 | Weekday | Friday | 0.82061 | 0.928 | 0.90325 | 0.99825 | 0.0044079 | 0.99825 | 0.99825 | 0.75744 | 0.99825 | 0.82061 | 0.82061 | 1 | 0.81186 | 0.87506 | 0.76838 | 0.6199 | 0.97753 | 0.61309 | 0.7051 | 0.97456 | 0.87321 | 0.79961 | 0.50686 | 0.75744 | 0.73003 | 0.91085 | 0.092406 | 1 | 0.80752 | 0.88402 | 0.76647 | 0.62025 | 0.9654 | 0.60082 | 0.70881 | 0.96769 | 0.86288 | 0.83307 | 0.50441 | 0.75724 | 0.72905 | 0.91071 | 0.092406 | 0
Jun | 16 | 18 | Weekday | Friday | 0.77337 | 0.88529 | 0.8757 | 0.9817 | 0.0044079 | 0.9817 | 0.9817 | 0.69575 | 0.9817 | 0.77337 | 0.77337 | 0.80721 | 0.81327 | 0.84666 | 0.74892 | 0.59289 | 0.94056 | 0.61564 | 0.68683 | 0.97312 | 0.8438 | 0.81953 | 0.49231 | 0.69575 | 0.66341 | 0.86475 | 0.089832 | 0.82241 | 0.80429 | 0.90043 | 0.7462 | 0.5936 | 0.92951 | 0.5965 | 0.68672 | 0.96148 | 0.83956 | 0.86154 | 0.49071 | 0.69419 | 0.66061 | 0.85951 | 0.089832 | 0
Jun | 16 | 19 | Weekday | Friday | 0.76067 | 0.87029 | 0.85639 | 0.93824 | 1 | 0.93824 | 0.93824 | 0.72201 | 0.93824 | 0.76067 | 0.76067 | 0.83656 | 0.74681 | 0.91865 | 0.67544 | 0.5617 | 0.99504 | 0.59054 | 0.69182 | 0.84988 | 0.84296 | 0.94782 | 0.57227 | 0.72201 | 0.74569 | 0.81353 | 0.19458 | 0.87401 | 0.72215 | 0.99081 | 0.66945 | 0.56209 | 0.99492 | 0.55 | 0.69182 | 0.8397 | 0.83635 | 1 | 0.57064 | 0.71908 | 0.73903 | 0.80367 | 0.19458 | 0
Jun | 16 | 20 | Weekday | Friday | 0.7583 | 0.82522 | 0.8361 | 0.89524 | 1 | 0.89524 | 0.89524 | 0.33221 | 0.89524 | 0.7583 | 0.7583 | 0.79924 | 0.72608 | 0.94793 | 0.66542 | 0.56586 | 0.86752 | 0.40736 | 0.24299 | 0.85618 | 0.20702 | 0.91861 | 0.587 | 0.33221 | 0.39276 | 0.58937 | 0.21329 | 0.85346 | 0.69701 | 0.95582 | 0.65763 | 0.56767 | 0.87129 | 0.38697 | 0.24205 | 0.83964 | 0.20709 | 0.95684 | 0.58551 | 0.33221 | 0.39276 | 0.58559 | 0.21329 | 0
Jun | 16 | 21 | Weekday | Friday | 0.71025 | 0.75573 | 0.80766 | 0.87224 | 1 | 0.87224 | 0.87224 | 0.18272 | 0.87224 | 0.71025 | 0.71025 | 0.74419 | 0.68771 | 0.7782 | 0.24356 | 0.27968 | 0.69292 | 0.42232 | 0.23935 | 0.83897 | 0.18059 | 0.67762 | 0.34648 | 0.18272 | 0.25183 | 0.3805 | 0.21329 | 0.83164 | 0.65172 | 0.79655 | 0.24417 | 0.27924 | 0.69088 | 0.37413 | 0.2417 | 0.82617 | 0.18141 | 0.70176 | 0.34469 | 0.18272 | 0.25183 | 0.38891 | 0.21329 | 0
Jun | 16 | 22 | Weekday | Friday | 0.69886 | 0.71467 | 0.77303 | 0.77664 | 1 | 0.77664 | 0.77664 | 0.18272 | 0.77664 | 0.69886 | 0.69886 | 0.69469 | 0.68965 | 0.58353 | 0.20923 | 0.26065 | 0.52594 | 0.32347 | 0.24159 | 0.85805 | 0.16972 | 0.46948 | 0.32902 | 0.18272 | 0.25183 | 0.47686 | 0.21329 | 0.82901 | 0.6512 | 0.62324 | 0.20966 | 0.26126 | 0.53417 | 0.29679 | 0.2448 | 0.85506 | 0.17089 | 0.48574 | 0.32593 | 0.18272 | 0.25183 | 0.48794 | 0.21329 | 0
Jun | 16 | 23 | Weekday | Friday | 0.64441 | 0.70703 | 0.74559 | 0.6646 | 1 | 0.6646 | 0.6646 | 0.17593 | 0.6646 | 0.64441 | 0.64441 | 0.40627 | 0.70699 | 0.43814 | 0.1833 | 0.2433 | 0.3999 | 0.35958 | 0.23751 | 0.50021 | 0.13672 | 0.4118 | 0.31099 | 0.17593 | 0.246 | 0.37978 | 0.21329 | 0.46635 | 0.66701 | 0.46778 | 0.18371 | 0.24327 | 0.4201 | 0.3137 | 0.24177 | 0.4853 | 0.13787 | 0.4276 | 0.30717 | 0.17593 | 0.246 | 0.38826 | 0.21329 | 0
Jun | 17 | 24 | Weekend | Saturday | 0.61795 | 0.68752 | 0.746 | 0.6079 | 1 | 0.6079 | 0.6079 | 0.18033 | 0.6079 | 0.61795 | 0.61795 | 0.23627 | 0.70626 | 0.42927 | 0.16601 | 0.22488 | 0.36887 | 0.34235 | 0.23658 | 0.32402 | 0.12918 | 0.39625 | 0.29137 | 0.18033 | 0.24977 | 0.34156 | 0.21329 | 0.30202 | 0.66527 | 0.47411 | 0.16629 | 0.22529 | 0.39027 | 0.29809 | 0.2417 | 0.33318 | 0.13024 | 0.42117 | 0.28841 | 0.18033 | 0.24977 | 0.3494 | 0.21329 | 0
Jun | 17 | 1 | Weekend | Saturday | 0.61123 | 0.64002 | 0.73202 | 0.55924 | 1 | 0.55924 | 0.55924 | 0.18033 | 0.55924 | 0.61123 | 0.61123 | 0.23662 | 0.70948 | 0.37715 | 0.16596 | 0.22539 | 0.35144 | 0.32404 | 0.23567 | 0.32408 | 0.12883 | 0.35865 | 0.29033 | 0.18033 | 0.24977 | 0.33661 | 0.21329 | 0.30249 | 0.66725 | 0.40795 | 0.16629 | 0.22529 | 0.37403 | 0.28499 | 0.24164 | 0.33393 | 0.13022 | 0.36618 | 0.28841 | 0.18033 | 0.24977 | 0.34434 | 0.21329 | 0
Jun | 17 | 2 | Weekend | Saturday | 0.6011 | 0.62597 | 0.72289 | 0.52674 | 1 | 0.52674 | 0.52674 | 0.18033 | 0.52674 | 0.6011 | 0.6011 | 0.23642 | 0.71113 | 0.39696 | 0.16591 | 0.22539 | 0.34254 | 0.34415 | 0.2369 | 0.32492 | 0.12914 | 0.3407 | 0.29137 | 0.18033 | 0.24977 | 0.33283 | 0.21329 | 0.30263 | 0.6684 | 0.43054 | 0.16629 | 0.22529 | 0.36406 | 0.29669 | 0.24159 | 0.33411 | 0.1302 | 0.35862 | 0.28841 | 0.18033 | 0.24977 | 0.3402 | 0.21329 | 0
Jun | 17 | 3 | Weekend | Saturday | 0.5932 | 0.62138 | 0.72041 | 0.49624 | 1 | 0.49624 | 0.49624 | 0.18033 | 0.49624 | 0.5932 | 0.5932 | 0.23948 | 0.71694 | 0.40464 | 0.17447 | 0.22488 | 0.38401 | 0.44985 | 0.23746 | 0.33102 | 0.12933 | 0.36037 | 0.29241 | 0.18033 | 0.24977 | 0.35352 | 0.21329 | 0.306 | 0.67617 | 0.42157 | 0.17483 | 0.22529 | 0.40553 | 0.39064 | 0.2426 | 0.33973 | 0.13072 | 0.36831 | 0.28841 | 0.18033 | 0.24977 | 0.36164 | 0.21329 | 0
Jun | 17 | 4 | Weekend | Saturday | 0.60043 | 0.62562 | 0.73383 | 0.48288 | 1 | 0.48288 | 0.48288 | 0.079096 | 0.48288 | 0.60043 | 0.60043 | 0.36959 | 0.70773 | 0.42887 | 0.16207 | 0.14348 | 0.40934 | 0.48769 | 0.20763 | 0.4113 | 0.1127 | 0.33129 | 0.1606 | 0.079096 | 0.089143 | 0.30615 | 0.11041 | 0.38032 | 0.66622 | 0.43543 | 0.16206 | 0.14251 | 0.41028 | 0.38375 | 0.21152 | 0.39317 | 0.11421 | 0.33518 | 0.1575 | 0.079096 | 0.089143 | 0.31315 | 0.11041 | 0
Jun | 17 | 5 | Weekend | Saturday | 0.55766 | 0.64047 | 0.77727 | 0.53986 | 0.0044079 | 0.53986 | 0.53986 | 0.16026 | 0.53986 | 0.55766 | 0.55766 | 0.63461 | 0.74223 | 0.64822 | 0.35426 | 0.2282 | 0.57433 | 0.55903 | 0.20082 | 0.88246 | 0.11049 | 0.51485 | 0.26053 | 0.16026 | 0.15421 | 0.50005 | 0.089832 | 0.70535 | 0.71622 | 0.67217 | 0.35048 | 0.22888 | 0.52255 | 0.48983 | 0.2054 | 0.88873 | 0.11096 | 0.53565 | 0.2561 | 0.14704 | 0.12367 | 0.44676 | 0.089832 | 0
Jun | 17 | 6 | Weekend | Saturday | 0.57517 | 0.68786 | 0.8493 | 0.59146 | 0.0044079 | 0.59146 | 0.59146 | 0.21769 | 0.59146 | 0.57517 | 0.57517 | 0.76278 | 0.79091 | 0.86438 | 0.43315 | 0.2552 | 0.65009 | 0.64911 | 0.20062 | 0.87656 | 0.12587 | 0.70107 | 0.25479 | 0.21769 | 0.20497 | 0.56137 | 0.16918 | 0.86963 | 0.7568 | 0.85101 | 0.4302 | 0.2547 | 0.59865 | 0.59181 | 0.20519 | 0.893 | 0.12721 | 0.71937 | 0.2512 | 0.20737 | 0.18469 | 0.49776 | 0.16407 | 0
Jun | 17 | 7 | Weekend | Saturday | 0.64879 | 0.75105 | 0.90806 | 0.60568 | 0.0044079 | 0.60568 | 0.60568 | 0.45546 | 0.60568 | 0.64879 | 0.64879 | 0.7997 | 0.80721 | 1 | 0.56545 | 0.35373 | 0.60499 | 0.70421 | 0.20243 | 0.71142 | 0.15713 | 1 | 0.32015 | 0.45546 | 0.42711 | 0.7087 | 0.17338 | 0.87991 | 0.78166 | 0.93123 | 0.56519 | 0.35391 | 0.55422 | 0.67406 | 0.2053 | 0.72456 | 0.1589 | 0.99497 | 0.31641 | 0.44272 | 0.39676 | 0.66294 | 0.17107 | 0
Jun | 17 | 8 | Weekend | Saturday | 0.72791 | 0.80622 | 0.94479 | 0.65498 | 0.0044079 | 0.65498 | 0.65498 | 0.59292 | 0.65498 | 0.72791 | 0.72791 | 0.66828 | 0.83462 | 0.83691 | 0.57857 | 0.37681 | 0.5464 | 0.76276 | 0.20085 | 0.73185 | 0.15759 | 0.8622 | 0.32399 | 0.59292 | 0.5662 | 0.69926 | 0.23903 | 0.72192 | 0.81412 | 0.81893 | 0.57867 | 0.37657 | 0.50311 | 0.73417 | 0.20543 | 0.73117 | 0.15868 | 0.86417 | 0.32133 | 0.58997 | 0.55479 | 0.67128 | 0.23857 | 0
Jun | 17 | 9 | Weekend | Saturday | 0.85069 | 0.85868 | 0.96746 | 0.66149 | 0.0044079 | 0.66149 | 0.66149 | 0.71381 | 0.66149 | 0.85069 | 0.85069 | 0.88234 | 0.83661 | 0.70697 | 0.55833 | 0.36596 | 0.49612 | 0.73698 | 0.20491 | 0.91895 | 0.18485 | 0.63256 | 0.32283 | 0.71381 | 0.68401 | 0.77656 | 0.23896 | 0.8991 | 0.81698 | 0.71144 | 0.5588 | 0.36645 | 0.45692 | 0.7192 | 0.20785 | 0.91586 | 0.18325 | 0.62352 | 0.31806 | 0.71381 | 0.68232 | 0.77021 | 0.23896 | 0
Jun | 17 | 10 | Weekend | Saturday | 0.94985 | 0.90808 | 0.98631 | 0.71059 | 0.0044079 | 0.71059 | 0.71059 | 0.74041 | 0.71059 | 0.94985 | 0.94985 | 0.91864 | 0.83563 | 0.67075 | 0.51429 | 0.36019 | 0.50205 | 0.77283 | 0.20451 | 0.98023 | 0.19798 | 0.61691 | 0.32211 | 0.74041 | 0.71005 | 0.85916 | 0.23923 | 0.94595 | 0.81695 | 0.70122 | 0.51461 | 0.36014 | 0.47812 | 0.75429 | 0.20875 | 0.97791 | 0.19827 | 0.60671 | 0.31839 | 0.74041 | 0.71005 | 0.86445 | 0.23923 | 0
Jun | 17 | 11 | Weekend | Saturday | 0.99943 | 0.94983 | 0.99398 | 0.74118 | 0.0044079 | 0.74118 | 0.74118 | 0.85036 | 0.74118 | 0.99943 | 0.99943 | 0.92423 | 0.81988 | 0.641 | 0.50265 | 0.36341 | 0.51084 | 0.72296 | 0.20966 | 0.97386 | 0.23962 | 0.61268 | 0.26095 | 0.85036 | 0.82999 | 0.86254 | 0.16513 | 0.96036 | 0.80137 | 0.70056 | 0.50323 | 0.36337 | 0.49548 | 0.71237 | 0.21316 | 0.9734 | 0.24114 | 0.61739 | 0.25771 | 0.85036 | 0.82999 | 0.87396 | 0.16513 | 0
Jun | 17 | 12 | Weekend | Saturday | 1 | 0.96213 | 0.99232 | 0.78529 | 0.0044079 | 0.78529 | 0.78529 | 0.87398 | 0.78529 | 1 | 1 | 0.77486 | 0.8096 | 0.61339 | 0.48949 | 0.35919 | 0.51474 | 0.78505 | 0.21765 | 0.97241 | 0.296 | 0.6334 | 0.2652 | 0.87398 | 0.86113 | 0.86269 | 0.1676 | 0.80715 | 0.79247 | 0.6671 | 0.49031 | 0.35888 | 0.5056 | 0.77483 | 0.22181 | 0.9733 | 0.29828 | 0.63035 | 0.26096 | 0.87398 | 0.86113 | 0.87683 | 0.1676 | 0
Jun | 17 | 13 | Weekend | Saturday | 0.99206 | 0.97597 | 1 | 0.80351 | 0.0044079 | 0.80351 | 0.80351 | 0.89766 | 0.80351 | 0.99206 | 0.99206 | 0.73512 | 0.80394 | 0.61461 | 0.4548 | 0.27807 | 0.52978 | 0.75681 | 0.23152 | 0.79888 | 0.34389 | 0.64212 | 0.27054 | 0.89766 | 0.89076 | 0.8548 | 0.17032 | 0.81147 | 0.78858 | 0.66838 | 0.45591 | 0.27793 | 0.52771 | 0.75401 | 0.23606 | 0.79988 | 0.34648 | 0.64356 | 0.26635 | 0.89766 | 0.89076 | 0.86998 | 0.17032 | 0
Jun | 17 | 14 | Weekend | Saturday | 0.9733 | 0.98975 | 0.98915 | 0.83692 | 0.0044079 | 0.83692 | 0.83692 | 0.92448 | 0.83692 | 0.9733 | 0.9733 | 0.7829 | 0.77045 | 0.61528 | 0.51096 | 0.31377 | 0.59452 | 0.79275 | 0.25539 | 0.80973 | 0.46123 | 0.65149 | 0.27855 | 0.92448 | 0.92249 | 0.85219 | 0.17213 | 0.82815 | 0.76201 | 0.66898 | 0.51227 | 0.31378 | 0.59144 | 0.78813 | 0.2619 | 0.8125 | 0.46606 | 0.65181 | 0.27547 | 0.92448 | 0.92249 | 0.86801 | 0.17213 | 0
Jun | 17 | 15 | Weekend | Saturday | 0.9329 | 0.99595 | 0.96459 | 0.87735 | 0.0044079 | 0.87735 | 0.87735 | 0.90962 | 0.87735 | 0.9329 | 0.9329 | 0.96262 | 0.76581 | 0.64935 | 0.54521 | 0.31575 | 0.75831 | 0.72408 | 0.2621 | 0.79202 | 0.44754 | 0.63617 | 0.28841 | 0.90962 | 0.9033 | 0.84304 | 0.089832 | 0.98226 | 0.75722 | 0.73671 | 0.54692 | 0.31577 | 0.75974 | 0.72211 | 0.26747 | 0.79417 | 0.45287 | 0.677 | 0.28439 | 0.90962 | 0.9033 | 0.8592 | 0.089832 | 0
Jun | 17 | 16 | Weekend | Saturday | 0.87661 | 0.96701 | 0.93694 | 0.9465 | 0.0044079 | 0.9465 | 0.9465 | 0.80585 | 0.9465 | 0.87661 | 0.87661 | 0.96128 | 0.74805 | 0.71712 | 0.52119 | 0.28269 | 0.93222 | 0.72282 | 0.25628 | 0.95733 | 0.42283 | 0.70084 | 0.25403 | 0.80585 | 0.79042 | 0.78652 | 0.089832 | 0.96961 | 0.73638 | 0.79939 | 0.52253 | 0.28283 | 0.92906 | 0.7084 | 0.26194 | 0.95976 | 0.42783 | 0.74322 | 0.25074 | 0.80585 | 0.79027 | 0.7996 | 0.089832 | 0
Jun | 17 | 17 | Weekend | Saturday | 0.82956 | 0.92613 | 0.9096 | 1 | 0.0044079 | 1 | 1 | 0.62318 | 1 | 0.82956 | 0.82956 | 0.98558 | 0.73307 | 0.84597 | 0.39948 | 0.20067 | 0.99973 | 0.47463 | 0.24557 | 0.9693 | 0.36407 | 0.83066 | 0.14213 | 0.62318 | 0.59561 | 0.76053 | 0.089832 | 0.98577 | 0.71445 | 0.94043 | 0.40064 | 0.2002 | 0.98884 | 0.45724 | 0.25093 | 0.96451 | 0.36894 | 0.88357 | 0.13676 | 0.62318 | 0.5941 | 0.76931 | 0.089832 | 0
Jun | 17 | 18 | Weekend | Saturday | 0.78212 | 0.88202 | 0.87827 | 0.97513 | 0.0044079 | 0.97513 | 0.97513 | 0.42244 | 0.97513 | 0.78212 | 0.78212 | 0.78475 | 0.73424 | 0.87102 | 0.32535 | 0.18298 | 0.95645 | 0.50655 | 0.23642 | 0.95979 | 0.32123 | 0.84289 | 0.13958 | 0.42244 | 0.41141 | 0.66711 | 0.089832 | 0.80754 | 0.71248 | 0.93572 | 0.32625 | 0.1832 | 0.94623 | 0.47515 | 0.24154 | 0.95397 | 0.32519 | 0.88893 | 0.13628 | 0.42107 | 0.40563 | 0.66775 | 0.089832 | 0
Jun | 17 | 19 | Weekend | Saturday | 0.77005 | 0.86652 | 0.85823 | 0.93093 | 1 | 0.93093 | 0.93093 | 0.47345 | 0.93093 | 0.77005 | 0.77005 | 0.80463 | 0.70768 | 0.92237 | 0.2529 | 0.22402 | 1 | 0.46528 | 0.24617 | 0.83479 | 0.25602 | 0.9412 | 0.2697 | 0.47345 | 0.5212 | 0.65983 | 0.19528 | 0.84407 | 0.67423 | 1 | 0.2536 | 0.22391 | 1 | 0.4339 | 0.25155 | 0.82943 | 0.25878 | 0.99875 | 0.2655 | 0.46974 | 0.51175 | 0.65346 | 0.19528 | 0
Jun | 17 | 20 | Weekend | Saturday | 0.76465 | 0.82297 | 0.83978 | 0.89279 | 1 | 0.89279 | 0.89279 | 0.24002 | 0.89279 | 0.76465 | 0.76465 | 0.76242 | 0.71618 | 0.89286 | 0.20887 | 0.22565 | 0.8602 | 0.41395 | 0.23896 | 0.82854 | 0.19655 | 0.92512 | 0.29241 | 0.24002 | 0.31078 | 0.53692 | 0.21329 | 0.82157 | 0.68072 | 0.96142 | 0.209 | 0.22529 | 0.86343 | 0.38148 | 0.24415 | 0.81949 | 0.19199 | 0.97535 | 0.28841 | 0.24002 | 0.31078 | 0.53953 | 0.21329 | 0
Jun | 17 | 21 | Weekend | Saturday | 0.71855 | 0.75685 | 0.81026 | 0.87363 | 1 | 0.87363 | 0.87363 | 0.18033 | 0.87363 | 0.71855 | 0.71855 | 0.7039 | 0.71905 | 0.85383 | 0.19148 | 0.22514 | 0.67752 | 0.38076 | 0.23719 | 0.80968 | 0.17059 | 0.71938 | 0.29033 | 0.18033 | 0.24977 | 0.35145 | 0.21329 | 0.80281 | 0.67905 | 0.84196 | 0.19191 | 0.22529 | 0.6748 | 0.34072 | 0.24188 | 0.80619 | 0.17186 | 0.74421 | 0.28841 | 0.18033 | 0.24977 | 0.35913 | 0.21329 | 0
Jun | 17 | 22 | Weekend | Saturday | 0.70493 | 0.71948 | 0.77356 | 0.78105 | 1 | 0.78105 | 0.78105 | 0.18033 | 0.78105 | 0.70493 | 0.70493 | 0.65908 | 0.72143 | 0.65575 | 0.17452 | 0.22539 | 0.50685 | 0.34848 | 0.23872 | 0.83156 | 0.16347 | 0.48628 | 0.29137 | 0.18033 | 0.24977 | 0.45121 | 0.21329 | 0.80932 | 0.68066 | 0.68354 | 0.17483 | 0.22529 | 0.51489 | 0.31106 | 0.24478 | 0.84077 | 0.16566 | 0.50435 | 0.28841 | 0.18033 | 0.24977 | 0.46153 | 0.21329 | 0
Jun | 17 | 23 | Weekend | Saturday | 0.65041 | 0.71124 | 0.7454 | 0.67467 | 1 | 0.67467 | 0.67467 | 0.17593 | 0.67467 | 0.65041 | 0.65041 | 0.40627 | 0.70699 | 0.43814 | 0.1833 | 0.2433 | 0.3999 | 0.35958 | 0.23751 | 0.50021 | 0.13672 | 0.4118 | 0.31099 | 0.17593 | 0.246 | 0.37978 | 0.21329 | 0.46635 | 0.66701 | 0.46778 | 0.18371 | 0.24327 | 0.4201 | 0.3137 | 0.24177 | 0.4853 | 0.13787 | 0.4276 | 0.30717 | 0.17593 | 0.246 | 0.38826 | 0.21329 | 0
Jun | 18 | 24 | Weekend | Sunday | 0.61795 | 0.68752 | 0.746 | 0.6079 | 1 | 0.6079 | 0.6079 | 0.18033 | 0.6079 | 0.61795 | 0.61795 | 0.23627 | 0.70626 | 0.42927 | 0.16601 | 0.22488 | 0.36887 | 0.34235 | 0.23658 | 0.32402 | 0.12918 | 0.39625 | 0.29137 | 0.18033 | 0.24977 | 0.34156 | 0.21329 | 0.30202 | 0.66527 | 0.47411 | 0.16629 | 0.22529 | 0.39027 | 0.29809 | 0.2417 | 0.33318 | 0.13024 | 0.42117 | 0.28841 | 0.18033 | 0.24977 | 0.3494 | 0.21329 | 0
Jun | 18 | 1 | Weekend | Sunday | 0.61123 | 0.64002 | 0.73202 | 0.55924 | 1 | 0.55924 | 0.55924 | 0.18033 | 0.55924 | 0.61123 | 0.61123 | 0.23662 | 0.70948 | 0.37715 | 0.16596 | 0.22539 | 0.35144 | 0.32404 | 0.23567 | 0.32408 | 0.12883 | 0.35865 | 0.29033 | 0.18033 | 0.24977 | 0.33661 | 0.21329 | 0.30249 | 0.66725 | 0.40795 | 0.16629 | 0.22529 | 0.37403 | 0.28499 | 0.24164 | 0.33393 | 0.13022 | 0.36618 | 0.28841 | 0.18033 | 0.24977 | 0.34434 | 0.21329 | 0
Jun | 18 | 2 | Weekend | Sunday | 0.6011 | 0.62597 | 0.72289 | 0.52674 | 1 | 0.52674 | 0.52674 | 0.18033 | 0.52674 | 0.6011 | 0.6011 | 0.23642 | 0.71113 | 0.39696 | 0.16591 | 0.22539 | 0.34254 | 0.34415 | 0.2369 | 0.32492 | 0.12914 | 0.3407 | 0.29137 | 0.18033 | 0.24977 | 0.33283 | 0.21329 | 0.30263 | 0.6684 | 0.43054 | 0.16629 | 0.22529 | 0.36406 | 0.29669 | 0.24159 | 0.33411 | 0.1302 | 0.35862 | 0.28841 | 0.18033 | 0.24977 | 0.3402 | 0.21329 | 0
Jun | 18 | 3 | Weekend | Sunday | 0.5932 | 0.62138 | 0.72041 | 0.49624 | 1 | 0.49624 | 0.49624 | 0.18033 | 0.49624 | 0.5932 | 0.5932 | 0.23948 | 0.71694 | 0.40464 | 0.17447 | 0.22488 | 0.38401 | 0.44985 | 0.23746 | 0.33102 | 0.12933 | 0.36037 | 0.29241 | 0.18033 | 0.24977 | 0.35352 | 0.21329 | 0.306 | 0.67617 | 0.42157 | 0.17483 | 0.22529 | 0.40553 | 0.39064 | 0.2426 | 0.33973 | 0.13072 | 0.36831 | 0.28841 | 0.18033 | 0.24977 | 0.36164 | 0.21329 | 0
Jun | 18 | 4 | Weekend | Sunday | 0.60043 | 0.62562 | 0.73383 | 0.48288 | 1 | 0.48288 | 0.48288 | 0.079096 | 0.48288 | 0.60043 | 0.60043 | 0.36959 | 0.70773 | 0.42887 | 0.16207 | 0.14348 | 0.40934 | 0.48769 | 0.20763 | 0.4113 | 0.1127 | 0.33129 | 0.1606 | 0.079096 | 0.089143 | 0.30615 | 0.11041 | 0.38032 | 0.66622 | 0.43543 | 0.16206 | 0.14251 | 0.41028 | 0.38375 | 0.21152 | 0.39317 | 0.11421 | 0.33518 | 0.1575 | 0.079096 | 0.089143 | 0.31315 | 0.11041 | 0
Jun | 18 | 5 | Weekend | Sunday | 0.55766 | 0.64047 | 0.77727 | 0.53986 | 0.0044079 | 0.53986 | 0.53986 | 0.16026 | 0.53986 | 0.55766 | 0.55766 | 0.63461 | 0.74223 | 0.64822 | 0.35426 | 0.2282 | 0.57433 | 0.55903 | 0.20082 | 0.88246 | 0.11049 | 0.51485 | 0.26053 | 0.16026 | 0.15421 | 0.50005 | 0.089832 | 0.70535 | 0.71622 | 0.67217 | 0.35048 | 0.22888 | 0.52255 | 0.48983 | 0.2054 | 0.88873 | 0.11096 | 0.53565 | 0.2561 | 0.14704 | 0.12367 | 0.44676 | 0.089832 | 0
Jun | 18 | 6 | Weekend | Sunday | 0.57517 | 0.68786 | 0.8493 | 0.59146 | 0.0044079 | 0.59146 | 0.59146 | 0.21769 | 0.59146 | 0.57517 | 0.57517 | 0.76278 | 0.79091 | 0.86438 | 0.43315 | 0.2552 | 0.65009 | 0.64911 | 0.20062 | 0.87656 | 0.12587 | 0.70107 | 0.25479 | 0.21769 | 0.20497 | 0.56137 | 0.16918 | 0.86963 | 0.7568 | 0.85101 | 0.4302 | 0.2547 | 0.59865 | 0.59181 | 0.20519 | 0.893 | 0.12721 | 0.71937 | 0.2512 | 0.20737 | 0.18469 | 0.49776 | 0.16407 | 0
Jun | 18 | 7 | Weekend | Sunday | 0.64879 | 0.75105 | 0.90806 | 0.60568 | 0.0044079 | 0.60568 | 0.60568 | 0.45546 | 0.60568 | 0.64879 | 0.64879 | 0.7997 | 0.80721 | 1 | 0.56545 | 0.35373 | 0.60499 | 0.70421 | 0.20243 | 0.71142 | 0.15713 | 1 | 0.32015 | 0.45546 | 0.42711 | 0.7087 | 0.17338 | 0.87991 | 0.78166 | 0.93123 | 0.56519 | 0.35391 | 0.55422 | 0.67406 | 0.2053 | 0.72456 | 0.1589 | 0.99497 | 0.31641 | 0.44272 | 0.39676 | 0.66294 | 0.17107 | 0
Jun | 18 | 8 | Weekend | Sunday | 0.72791 | 0.80622 | 0.94479 | 0.65498 | 0.0044079 | 0.65498 | 0.65498 | 0.59292 | 0.65498 | 0.72791 | 0.72791 | 0.66828 | 0.83462 | 0.83691 | 0.57857 | 0.37681 | 0.5464 | 0.76276 | 0.20085 | 0.73185 | 0.15759 | 0.8622 | 0.32399 | 0.59292 | 0.5662 | 0.69926 | 0.23903 | 0.72192 | 0.81412 | 0.81893 | 0.57867 | 0.37657 | 0.50311 | 0.73417 | 0.20543 | 0.73117 | 0.15868 | 0.86417 | 0.32133 | 0.58997 | 0.55479 | 0.67128 | 0.23857 | 0
Jun | 18 | 9 | Weekend | Sunday | 0.85069 | 0.85868 | 0.96746 | 0.66149 | 0.0044079 | 0.66149 | 0.66149 | 0.71381 | 0.66149 | 0.85069 | 0.85069 | 0.88234 | 0.83661 | 0.70697 | 0.55833 | 0.36596 | 0.49612 | 0.73698 | 0.20491 | 0.91895 | 0.18485 | 0.63256 | 0.32283 | 0.71381 | 0.68401 | 0.77656 | 0.23896 | 0.8991 | 0.81698 | 0.71144 | 0.5588 | 0.36645 | 0.45692 | 0.7192 | 0.20785 | 0.91586 | 0.18325 | 0.62352 | 0.31806 | 0.71381 | 0.68232 | 0.77021 | 0.23896 | 0
Jun | 18 | 10 | Weekend | Sunday | 0.94985 | 0.90808 | 0.98631 | 0.71059 | 0.0044079 | 0.71059 | 0.71059 | 0.74041 | 0.71059 | 0.94985 | 0.94985 | 0.91864 | 0.83563 | 0.67075 | 0.51429 | 0.36019 | 0.50205 | 0.77283 | 0.20451 | 0.98023 | 0.19798 | 0.61691 | 0.32211 | 0.74041 | 0.71005 | 0.85916 | 0.23923 | 0.94595 | 0.81695 | 0.70122 | 0.51461 | 0.36014 | 0.47812 | 0.75429 | 0.20875 | 0.97791 | 0.19827 | 0.60671 | 0.31839 | 0.74041 | 0.71005 | 0.86445 | 0.23923 | 0
Jun | 18 | 11 | Weekend | Sunday | 0.99943 | 0.94983 | 0.99398 | 0.74118 | 0.0044079 | 0.74118 | 0.74118 | 0.85036 | 0.74118 | 0.99943 | 0.99943 | 0.92423 | 0.81988 | 0.641 | 0.50265 | 0.36341 | 0.51084 | 0.72296 | 0.20966 | 0.97386 | 0.23962 | 0.61268 | 0.26095 | 0.85036 | 0.82999 | 0.86254 | 0.16513 | 0.96036 | 0.80137 | 0.70056 | 0.50323 | 0.36337 | 0.49548 | 0.71237 | 0.21316 | 0.9734 | 0.24114 | 0.61739 | 0.25771 | 0.85036 | 0.82999 | 0.87396 | 0.16513 | 0
Jun | 18 | 12 | Weekend | Sunday | 1 | 0.96213 | 0.99232 | 0.78529 | 0.0044079 | 0.78529 | 0.78529 | 0.87398 | 0.78529 | 1 | 1 | 0.77486 | 0.8096 | 0.61339 | 0.48949 | 0.35919 | 0.51474 | 0.78505 | 0.21765 | 0.97241 | 0.296 | 0.6334 | 0.2652 | 0.87398 | 0.86113 | 0.86269 | 0.1676 | 0.80715 | 0.79247 | 0.6671 | 0.49031 | 0.35888 | 0.5056 | 0.77483 | 0.22181 | 0.9733 | 0.29828 | 0.63035 | 0.26096 | 0.87398 | 0.86113 | 0.87683 | 0.1676 | 0
Jun | 18 | 13 | Weekend | Sunday | 0.99206 | 0.97597 | 1 | 0.80351 | 0.0044079 | 0.80351 | 0.80351 | 0.89766 | 0.80351 | 0.99206 | 0.99206 | 0.73512 | 0.80394 | 0.61461 | 0.4548 | 0.27807 | 0.52978 | 0.75681 | 0.23152 | 0.79888 | 0.34389 | 0.64212 | 0.27054 | 0.89766 | 0.89076 | 0.8548 | 0.17032 | 0.81147 | 0.78858 | 0.66838 | 0.45591 | 0.27793 | 0.52771 | 0.75401 | 0.23606 | 0.79988 | 0.34648 | 0.64356 | 0.26635 | 0.89766 | 0.89076 | 0.86998 | 0.17032 | 0
Jun | 18 | 14 | Weekend | Sunday | 0.9733 | 0.98975 | 0.98915 | 0.83692 | 0.0044079 | 0.83692 | 0.83692 | 0.92448 | 0.83692 | 0.9733 | 0.9733 | 0.7829 | 0.77045 | 0.61528 | 0.51096 | 0.31377 | 0.59452 | 0.79275 | 0.25539 | 0.80973 | 0.46123 | 0.65149 | 0.27855 | 0.92448 | 0.92249 | 0.85219 | 0.17213 | 0.82815 | 0.76201 | 0.66898 | 0.51227 | 0.31378 | 0.59144 | 0.78813 | 0.2619 | 0.8125 | 0.46606 | 0.65181 | 0.27547 | 0.92448 | 0.92249 | 0.86801 | 0.17213 | 0
Jun | 18 | 15 | Weekend | Sunday | 0.9329 | 0.99595 | 0.96459 | 0.87735 | 0.0044079 | 0.87735 | 0.87735 | 0.90962 | 0.87735 | 0.9329 | 0.9329 | 0.96262 | 0.76581 | 0.64935 | 0.54521 | 0.31575 | 0.75831 | 0.72408 | 0.2621 | 0.79202 | 0.44754 | 0.63617 | 0.28841 | 0.90962 | 0.9033 | 0.84304 | 0.089832 | 0.98226 | 0.75722 | 0.73671 | 0.54692 | 0.31577 | 0.75974 | 0.72211 | 0.26747 | 0.79417 | 0.45287 | 0.677 | 0.28439 | 0.90962 | 0.9033 | 0.8592 | 0.089832 | 0
Jun | 18 | 16 | Weekend | Sunday | 0.87661 | 0.96701 | 0.93694 | 0.9465 | 0.0044079 | 0.9465 | 0.9465 | 0.80585 | 0.9465 | 0.87661 | 0.87661 | 0.96128 | 0.74805 | 0.71712 | 0.52119 | 0.28269 | 0.93222 | 0.72282 | 0.25628 | 0.95733 | 0.42283 | 0.70084 | 0.25403 | 0.80585 | 0.79042 | 0.78652 | 0.089832 | 0.96961 | 0.73638 | 0.79939 | 0.52253 | 0.28283 | 0.92906 | 0.7084 | 0.26194 | 0.95976 | 0.42783 | 0.74322 | 0.25074 | 0.80585 | 0.79027 | 0.7996 | 0.089832 | 0
Jun | 18 | 17 | Weekend | Sunday | 0.82956 | 0.92613 | 0.9096 | 1 | 0.0044079 | 1 | 1 | 0.62318 | 1 | 0.82956 | 0.82956 | 0.98558 | 0.73307 | 0.84597 | 0.39948 | 0.20067 | 0.99973 | 0.47463 | 0.24557 | 0.9693 | 0.36407 | 0.83066 | 0.14213 | 0.62318 | 0.59561 | 0.76053 | 0.089832 | 0.98577 | 0.71445 | 0.94043 | 0.40064 | 0.2002 | 0.98884 | 0.45724 | 0.25093 | 0.96451 | 0.36894 | 0.88357 | 0.13676 | 0.62318 | 0.5941 | 0.76931 | 0.089832 | 0
Jun | 18 | 18 | Weekend | Sunday | 0.78212 | 0.88202 | 0.87827 | 0.97513 | 0.0044079 | 0.97513 | 0.97513 | 0.42244 | 0.97513 | 0.78212 | 0.78212 | 0.78475 | 0.73424 | 0.87102 | 0.32535 | 0.18298 | 0.95645 | 0.50655 | 0.23642 | 0.95979 | 0.32123 | 0.84289 | 0.13958 | 0.42244 | 0.41141 | 0.66711 | 0.089832 | 0.80754 | 0.71248 | 0.93572 | 0.32625 | 0.1832 | 0.94623 | 0.47515 | 0.24154 | 0.95397 | 0.32519 | 0.88893 | 0.13628 | 0.42107 | 0.40563 | 0.66775 | 0.089832 | 0
Jun | 18 | 19 | Weekend | Sunday | 0.77005 | 0.86652 | 0.85823 | 0.93093 | 1 | 0.93093 | 0.93093 | 0.47345 | 0.93093 | 0.77005 | 0.77005 | 0.80463 | 0.70768 | 0.92237 | 0.2529 | 0.22402 | 1 | 0.46528 | 0.24617 | 0.83479 | 0.25602 | 0.9412 | 0.2697 | 0.47345 | 0.5212 | 0.65983 | 0.19528 | 0.84407 | 0.67423 | 1 | 0.2536 | 0.22391 | 1 | 0.4339 | 0.25155 | 0.82943 | 0.25878 | 0.99875 | 0.2655 | 0.46974 | 0.51175 | 0.65346 | 0.19528 | 0
Jun | 18 | 20 | Weekend | Sunday | 0.76465 | 0.82297 | 0.83978 | 0.89279 | 1 | 0.89279 | 0.89279 | 0.24002 | 0.89279 | 0.76465 | 0.76465 | 0.76242 | 0.71618 | 0.89286 | 0.20887 | 0.22565 | 0.8602 | 0.41395 | 0.23896 | 0.82854 | 0.19655 | 0.92512 | 0.29241 | 0.24002 | 0.31078 | 0.53692 | 0.21329 | 0.82157 | 0.68072 | 0.96142 | 0.209 | 0.22529 | 0.86343 | 0.38148 | 0.24415 | 0.81949 | 0.19199 | 0.97535 | 0.28841 | 0.24002 | 0.31078 | 0.53953 | 0.21329 | 0
Jun | 18 | 21 | Weekend | Sunday | 0.71855 | 0.75685 | 0.81026 | 0.87363 | 1 | 0.87363 | 0.87363 | 0.18033 | 0.87363 | 0.71855 | 0.71855 | 0.7039 | 0.71905 | 0.85383 | 0.19148 | 0.22514 | 0.67752 | 0.38076 | 0.23719 | 0.80968 | 0.17059 | 0.71938 | 0.29033 | 0.18033 | 0.24977 | 0.35145 | 0.21329 | 0.80281 | 0.67905 | 0.84196 | 0.19191 | 0.22529 | 0.6748 | 0.34072 | 0.24188 | 0.80619 | 0.17186 | 0.74421 | 0.28841 | 0.18033 | 0.24977 | 0.35913 | 0.21329 | 0
Jun | 18 | 22 | Weekend | Sunday | 0.70493 | 0.71948 | 0.77356 | 0.78105 | 1 | 0.78105 | 0.78105 | 0.18033 | 0.78105 | 0.70493 | 0.70493 | 0.65908 | 0.72143 | 0.65575 | 0.17452 | 0.22539 | 0.50685 | 0.34848 | 0.23872 | 0.83156 | 0.16347 | 0.48628 | 0.29137 | 0.18033 | 0.24977 | 0.45121 | 0.21329 | 0.80932 | 0.68066 | 0.68354 | 0.17483 | 0.22529 | 0.51489 | 0.31106 | 0.24478 | 0.84077 | 0.16566 | 0.50435 | 0.28841 | 0.18033 | 0.24977 | 0.46153 | 0.21329 | 0
Jun | 18 | 23 | Weekend | Sunday | 0.65041 | 0.71124 | 0.7454 | 0.67467 | 1 | 0.67467 | 0.67467 | 0.18472 | 0.67467 | 0.65041 | 0.65041 | 0.42162 | 0.68732 | 0.43128 | 0.19437 | 0.25758 | 0.40058 | 0.42061 | 0.23682 | 0.51193 | 0.15122 | 0.40385 | 0.32264 | 0.18472 | 0.25354 | 0.39471 | 0.21329 | 0.46482 | 0.64549 | 0.45751 | 0.19479 | 0.25732 | 0.41874 | 0.36925 | 0.24166 | 0.48372 | 0.15251 | 0.41927 | 0.31911 | 0.18472 | 0.25354 | 0.40389 | 0.21329 | 0
Jun | 19 | 24 | Weekday | Monday | 0.60077 | 0.67227 | 0.71934 | 0.57843 | 1 | 0.57843 | 0.57843 | 0.18272 | 0.57843 | 0.60077 | 0.60077 | 0.23671 | 0.69034 | 0.39157 | 0.20636 | 0.26075 | 0.37354 | 0.32672 | 0.23756 | 0.32489 | 0.14029 | 0.37647 | 0.32789 | 0.18272 | 0.25183 | 0.36339 | 0.21329 | 0.30202 | 0.64838 | 0.42631 | 0.20681 | 0.26126 | 0.39267 | 0.29592 | 0.24163 | 0.33314 | 0.14131 | 0.39049 | 0.32593 | 0.18272 | 0.25183 | 0.37168 | 0.21329 | 0
Jun | 19 | 1 | Weekday | Monday | 0.59899 | 0.62716 | 0.70801 | 0.53224 | 1 | 0.53224 | 0.53224 | 0.18272 | 0.53224 | 0.59899 | 0.59899 | 0.2359 | 0.69295 | 0.37564 | 0.2007 | 0.26103 | 0.35706 | 0.41609 | 0.23628 | 0.32522 | 0.13122 | 0.3555 | 0.32902 | 0.18272 | 0.25183 | 0.35942 | 0.21329 | 0.30255 | 0.64999 | 0.40718 | 0.20112 | 0.26126 | 0.37705 | 0.35963 | 0.24159 | 0.33398 | 0.13248 | 0.36386 | 0.32593 | 0.18272 | 0.25183 | 0.36747 | 0.21329 | 0
Jun | 19 | 2 | Weekday | Monday | 0.58978 | 0.61436 | 0.70093 | 0.50282 | 1 | 0.50282 | 0.50282 | 0.18272 | 0.50282 | 0.58978 | 0.58978 | 0.23749 | 0.69435 | 0.37604 | 0.2007 | 0.26103 | 0.34957 | 0.32223 | 0.23781 | 0.32555 | 0.1333 | 0.34443 | 0.32902 | 0.18272 | 0.25183 | 0.35578 | 0.21329 | 0.30278 | 0.65098 | 0.40789 | 0.20112 | 0.26126 | 0.3683 | 0.28835 | 0.24157 | 0.33432 | 0.13447 | 0.3582 | 0.32593 | 0.18272 | 0.25183 | 0.36408 | 0.21329 | 0
Jun | 19 | 3 | Weekday | Monday | 0.58247 | 0.6102 | 0.7011 | 0.47579 | 1 | 0.47579 | 0.47579 | 0.18272 | 0.47579 | 0.58247 | 0.58247 | 0.24218 | 0.7507 | 0.40803 | 0.2146 | 0.26093 | 0.3923 | 0.54313 | 0.23907 | 0.33837 | 0.13094 | 0.36227 | 0.32789 | 0.18272 | 0.25183 | 0.40034 | 0.21329 | 0.31098 | 0.7146 | 0.42984 | 0.21508 | 0.26126 | 0.4108 | 0.4804 | 0.2443 | 0.34809 | 0.1316 | 0.36897 | 0.32593 | 0.18272 | 0.25183 | 0.4096 | 0.21329 | 0
Jun | 19 | 4 | Weekday | Monday | 0.59116 | 0.61665 | 0.71632 | 0.46504 | 1 | 0.46504 | 0.46504 | 0.081494 | 0.46504 | 0.59116 | 0.59116 | 0.37199 | 0.77699 | 0.47857 | 0.21395 | 0.19939 | 0.41969 | 0.58326 | 0.20979 | 0.42842 | 0.11403 | 0.37006 | 0.21826 | 0.081494 | 0.0912 | 0.35569 | 0.11041 | 0.38495 | 0.70484 | 0.4646 | 0.21431 | 0.19889 | 0.41772 | 0.46462 | 0.21294 | 0.40235 | 0.11494 | 0.37475 | 0.21378 | 0.081494 | 0.0912 | 0.3636 | 0.11041 | 0
Jun | 19 | 5 | Weekday | Monday | 0.55049 | 0.63541 | 0.75877 | 0.52631 | 0.0044079 | 0.52631 | 0.52631 | 0.31445 | 0.52631 | 0.55049 | 0.55049 | 0.64316 | 0.8916 | 0.78124 | 0.51958 | 0.3558 | 0.58549 | 0.74205 | 0.3256 | 0.89606 | 0.50775 | 0.67392 | 0.389 | 0.31445 | 0.29735 | 0.58313 | 0.25266 | 0.70895 | 0.86208 | 0.75292 | 0.50688 | 0.35634 | 0.53164 | 0.68311 | 0.29931 | 0.89678 | 0.45752 | 0.68793 | 0.38585 | 0.24494 | 0.19392 | 0.53926 | 0.23832 | 0
Jun | 19 | 6 | Weekday | Monday | 0.56977 | 0.68449 | 0.8303 | 0.57926 | 0.0044079 | 0.57926 | 0.57926 | 0.39845 | 0.57926 | 0.56977 | 0.56977 | 0.83025 | 0.96387 | 0.98389 | 0.61142 | 0.50667 | 0.66275 | 0.88338 | 0.59253 | 0.92256 | 0.70749 | 0.87273 | 0.45711 | 0.39845 | 0.37475 | 0.64319 | 0.52851 | 0.88053 | 0.94653 | 0.92963 | 0.59916 | 0.50673 | 0.60976 | 0.84439 | 0.58708 | 0.90374 | 0.66712 | 0.89756 | 0.45076 | 0.35374 | 0.30518 | 0.58804 | 0.52222 | 0
Jun | 19 | 7 | Weekday | Monday | 0.64962 | 0.74745 | 0.88947 | 0.59448 | 0.0044079 | 0.59448 | 0.59448 | 0.59304 | 0.59448 | 0.64962 | 0.64962 | 0.86928 | 0.98283 | 0.84549 | 0.99844 | 0.97736 | 0.65632 | 0.92725 | 0.8457 | 0.7587 | 0.86897 | 0.79646 | 0.92181 | 0.59304 | 0.56775 | 0.86172 | 0.79556 | 0.89983 | 0.97048 | 0.8257 | 0.99582 | 0.97811 | 0.60633 | 0.89869 | 0.84614 | 0.73929 | 0.85026 | 0.78824 | 0.92257 | 0.57007 | 0.52713 | 0.82912 | 0.79276 | 0
Jun | 19 | 8 | Weekday | Monday | 0.73086 | 0.80359 | 0.92367 | 0.63993 | 0.0044079 | 0.63993 | 0.63993 | 0.85243 | 0.63993 | 0.73086 | 0.73086 | 0.71818 | 0.99851 | 0.74518 | 0.98859 | 0.9362 | 0.60098 | 0.99317 | 0.88781 | 0.7612 | 0.93347 | 0.7657 | 0.94502 | 0.85243 | 0.83157 | 0.94819 | 0.96332 | 0.75519 | 0.99008 | 0.75805 | 0.98704 | 0.93621 | 0.55871 | 0.97875 | 0.88219 | 0.74679 | 0.91695 | 0.76589 | 0.9449 | 0.84744 | 0.81901 | 0.93617 | 0.96214 | 0
Jun | 19 | 9 | Weekday | Monday | 0.84834 | 0.8556 | 0.94529 | 0.64117 | 0.0044079 | 0.64117 | 0.64117 | 0.9115 | 0.64117 | 0.84834 | 0.84834 | 0.90842 | 1 | 0.62045 | 0.95786 | 0.92946 | 0.55138 | 0.99455 | 0.93289 | 0.93843 | 0.96324 | 0.60105 | 0.95774 | 0.9115 | 0.89416 | 0.92824 | 0.9668 | 0.9226 | 0.99319 | 0.6374 | 0.95662 | 0.93 | 0.51362 | 0.98807 | 0.92863 | 0.93455 | 0.94778 | 0.59253 | 0.95773 | 0.90906 | 0.8863 | 0.9215 | 0.96611 | 0
Jun | 19 | 10 | Weekday | Monday | 0.94904 | 0.90615 | 0.96272 | 0.68805 | 0.0044079 | 0.68805 | 0.68805 | 0.9342 | 0.68805 | 0.94904 | 0.94904 | 0.94194 | 0.99829 | 0.59125 | 0.96252 | 0.95239 | 0.55659 | 1 | 0.96872 | 1 | 0.98716 | 0.60364 | 0.96825 | 0.9342 | 0.92235 | 1 | 0.97667 | 0.97321 | 0.99328 | 0.63531 | 0.96117 | 0.952 | 0.53456 | 0.99405 | 0.96813 | 1 | 0.97521 | 0.59734 | 0.96758 | 0.93376 | 0.91996 | 1 | 0.97627 | 0
Jun | 19 | 11 | Weekday | Monday | 0.99799 | 0.95017 | 0.97075 | 0.72134 | 0.0044079 | 0.72134 | 0.72134 | 0.95381 | 0.72134 | 0.99799 | 0.99799 | 0.94762 | 0.97093 | 0.59091 | 0.93145 | 0.95574 | 0.55719 | 0.95361 | 0.99375 | 0.99125 | 0.99412 | 0.60871 | 0.92504 | 0.95381 | 0.94878 | 0.96556 | 0.89385 | 0.99631 | 0.96674 | 0.63502 | 0.92878 | 0.95443 | 0.54354 | 0.95105 | 0.99222 | 0.99507 | 0.98305 | 0.60614 | 0.92204 | 0.95364 | 0.94757 | 0.96683 | 0.89349 | 0
Jun | 19 | 12 | Weekday | Monday | 0.99611 | 0.96386 | 0.97097 | 0.76524 | 0.0044079 | 0.76524 | 0.76524 | 0.96923 | 0.76524 | 0.99611 | 0.99611 | 0.78559 | 0.99266 | 0.57517 | 0.97119 | 0.98447 | 0.55799 | 0.99459 | 0.99299 | 0.98024 | 0.998 | 0.61699 | 0.98309 | 0.96923 | 0.96899 | 0.96671 | 0.99307 | 0.82762 | 0.99062 | 0.61683 | 0.97009 | 0.98393 | 0.55061 | 0.99549 | 0.98673 | 0.98758 | 0.98603 | 0.61473 | 0.98256 | 0.96915 | 0.96831 | 0.97008 | 0.99303 | 0
Jun | 19 | 13 | Weekday | Monday | 0.98476 | 0.97879 | 0.97849 | 0.78408 | 0.0044079 | 0.78408 | 0.78408 | 0.98098 | 0.78408 | 0.98476 | 0.98476 | 0.73035 | 0.99088 | 0.57449 | 0.97013 | 0.95972 | 0.55674 | 0.99489 | 0.99669 | 0.79046 | 0.99527 | 0.6189 | 0.98757 | 0.98098 | 0.98183 | 0.9465 | 0.99938 | 0.80073 | 0.99085 | 0.61661 | 0.97078 | 0.96002 | 0.55556 | 1 | 0.9978 | 0.79365 | 0.98634 | 0.61801 | 0.98822 | 0.98096 | 0.98166 | 0.95122 | 0.99938 | 0
Jun | 19 | 14 | Weekday | Monday | 0.96853 | 0.9932 | 0.96953 | 0.81857 | 0.0044079 | 0.81857 | 0.81857 | 0.99629 | 0.81857 | 0.96853 | 0.96853 | 0.76278 | 0.98981 | 0.57522 | 0.96922 | 0.96665 | 0.60005 | 0.96553 | 1 | 0.78489 | 0.99468 | 0.62004 | 0.99434 | 0.99629 | 0.99933 | 0.9324 | 1 | 0.79 | 0.9919 | 0.6174 | 0.96999 | 0.96763 | 0.59672 | 0.98258 | 1 | 0.7855 | 0.98858 | 0.6186 | 0.99505 | 0.99629 | 0.99933 | 0.93872 | 1 | 0
Jun | 19 | 15 | Weekday | Monday | 0.93155 | 1 | 0.95071 | 0.86377 | 0.0044079 | 0.86377 | 0.86377 | 1 | 0.86377 | 0.93155 | 0.93155 | 0.95744 | 0.99304 | 0.6045 | 1 | 1 | 0.77542 | 0.96336 | 0.95203 | 0.78528 | 1 | 0.61956 | 1 | 1 | 1 | 0.93298 | 0.99804 | 0.96433 | 0.99761 | 0.67827 | 1 | 1 | 0.77799 | 0.98262 | 0.96742 | 0.78608 | 1 | 0.65761 | 1 | 1 | 1 | 0.93912 | 0.99804 | 0
Jun | 19 | 16 | Weekday | Monday | 0.87255 | 0.97109 | 0.92697 | 0.93891 | 0.0044079 | 0.93891 | 0.93891 | 0.98899 | 0.93891 | 0.87255 | 0.87255 | 0.97801 | 0.99146 | 0.6967 | 0.91145 | 0.91338 | 0.91948 | 0.94763 | 0.72505 | 0.97039 | 0.89139 | 0.72735 | 0.64864 | 0.98899 | 0.98206 | 0.93082 | 0.29124 | 0.98412 | 1 | 0.754 | 0.91156 | 0.91433 | 0.91562 | 0.96677 | 0.73312 | 0.9727 | 0.88452 | 0.76947 | 0.64611 | 0.98898 | 0.98189 | 0.93466 | 0.29124 | 0
Jun | 19 | 17 | Weekday | Monday | 0.82061 | 0.928 | 0.90325 | 0.99825 | 0.0044079 | 0.99825 | 0.99825 | 0.75744 | 0.99825 | 0.82061 | 0.82061 | 1 | 0.81186 | 0.87506 | 0.76838 | 0.6199 | 0.97753 | 0.61309 | 0.7051 | 0.97456 | 0.87321 | 0.79961 | 0.50686 | 0.75744 | 0.73003 | 0.91085 | 0.092406 | 1 | 0.80752 | 0.88402 | 0.76647 | 0.62025 | 0.9654 | 0.60082 | 0.70881 | 0.96769 | 0.86288 | 0.83307 | 0.50441 | 0.75724 | 0.72905 | 0.91071 | 0.092406 | 0
Jun | 19 | 18 | Weekday | Monday | 0.77337 | 0.88529 | 0.8757 | 0.9817 | 0.0044079 | 0.9817 | 0.9817 | 0.69575 | 0.9817 | 0.77337 | 0.77337 | 0.80721 | 0.81327 | 0.84666 | 0.74892 | 0.59289 | 0.94056 | 0.61564 | 0.68683 | 0.97312 | 0.8438 | 0.81953 | 0.49231 | 0.69575 | 0.66341 | 0.86475 | 0.089832 | 0.82241 | 0.80429 | 0.90043 | 0.7462 | 0.5936 | 0.92951 | 0.5965 | 0.68672 | 0.96148 | 0.83956 | 0.86154 | 0.49071 | 0.69419 | 0.66061 | 0.85951 | 0.089832 | 0
Jun | 19 | 19 | Weekday | Monday | 0.76067 | 0.87029 | 0.85639 | 0.93824 | 1 | 0.93824 | 0.93824 | 0.72201 | 0.93824 | 0.76067 | 0.76067 | 0.83656 | 0.74681 | 0.91865 | 0.67544 | 0.5617 | 0.99504 | 0.59054 | 0.69182 | 0.84988 | 0.84296 | 0.94782 | 0.57227 | 0.72201 | 0.74569 | 0.81353 | 0.19458 | 0.87401 | 0.72215 | 0.99081 | 0.66945 | 0.56209 | 0.99492 | 0.55 | 0.69182 | 0.8397 | 0.83635 | 1 | 0.57064 | 0.71908 | 0.73903 | 0.80367 | 0.19458 | 0
Jun | 19 | 20 | Weekday | Monday | 0.7583 | 0.82522 | 0.8361 | 0.89524 | 1 | 0.89524 | 0.89524 | 0.33221 | 0.89524 | 0.7583 | 0.7583 | 0.79924 | 0.72608 | 0.94793 | 0.66542 | 0.56586 | 0.86752 | 0.40736 | 0.24299 | 0.85618 | 0.20702 | 0.91861 | 0.587 | 0.33221 | 0.39276 | 0.58937 | 0.21329 | 0.85346 | 0.69701 | 0.95582 | 0.65763 | 0.56767 | 0.87129 | 0.38697 | 0.24205 | 0.83964 | 0.20709 | 0.95684 | 0.58551 | 0.33221 | 0.39276 | 0.58559 | 0.21329 | 0
Jun | 19 | 21 | Weekday | Monday | 0.71025 | 0.75573 | 0.80766 | 0.87224 | 1 | 0.87224 | 0.87224 | 0.18272 | 0.87224 | 0.71025 | 0.71025 | 0.74419 | 0.68771 | 0.7782 | 0.24356 | 0.27968 | 0.69292 | 0.42232 | 0.23935 | 0.83897 | 0.18059 | 0.67762 | 0.34648 | 0.18272 | 0.25183 | 0.3805 | 0.21329 | 0.83164 | 0.65172 | 0.79655 | 0.24417 | 0.27924 | 0.69088 | 0.37413 | 0.2417 | 0.82617 | 0.18141 | 0.70176 | 0.34469 | 0.18272 | 0.25183 | 0.38891 | 0.21329 | 0
Jun | 19 | 22 | Weekday | Monday | 0.69886 | 0.71467 | 0.77303 | 0.77664 | 1 | 0.77664 | 0.77664 | 0.18272 | 0.77664 | 0.69886 | 0.69886 | 0.69469 | 0.68965 | 0.58353 | 0.20923 | 0.26065 | 0.52594 | 0.32347 | 0.24159 | 0.85805 | 0.16972 | 0.46948 | 0.32902 | 0.18272 | 0.25183 | 0.47686 | 0.21329 | 0.82901 | 0.6512 | 0.62324 | 0.20966 | 0.26126 | 0.53417 | 0.29679 | 0.2448 | 0.85506 | 0.17089 | 0.48574 | 0.32593 | 0.18272 | 0.25183 | 0.48794 | 0.21329 | 0
Jun | 19 | 23 | Weekday | Monday | 0.64441 | 0.70703 | 0.74559 | 0.6646 | 1 | 0.6646 | 0.6646 | 0.18472 | 0.6646 | 0.64441 | 0.64441 | 0.42162 | 0.68732 | 0.43128 | 0.19437 | 0.25758 | 0.40058 | 0.42061 | 0.23682 | 0.51193 | 0.15122 | 0.40385 | 0.32264 | 0.18472 | 0.25354 | 0.39471 | 0.21329 | 0.46482 | 0.64549 | 0.45751 | 0.19479 | 0.25732 | 0.41874 | 0.36925 | 0.24166 | 0.48372 | 0.15251 | 0.41927 | 0.31911 | 0.18472 | 0.25354 | 0.40389 | 0.21329 | 0
Jun | 20 | 24 | Weekday | Tuesday | 0.60077 | 0.67227 | 0.71934 | 0.57843 | 1 | 0.57843 | 0.57843 | 0.18272 | 0.57843 | 0.60077 | 0.60077 | 0.23671 | 0.69034 | 0.39157 | 0.20636 | 0.26075 | 0.37354 | 0.32672 | 0.23756 | 0.32489 | 0.14029 | 0.37647 | 0.32789 | 0.18272 | 0.25183 | 0.36339 | 0.21329 | 0.30202 | 0.64838 | 0.42631 | 0.20681 | 0.26126 | 0.39267 | 0.29592 | 0.24163 | 0.33314 | 0.14131 | 0.39049 | 0.32593 | 0.18272 | 0.25183 | 0.37168 | 0.21329 | 0
Jun | 20 | 1 | Weekday | Tuesday | 0.59899 | 0.62716 | 0.70801 | 0.53224 | 1 | 0.53224 | 0.53224 | 0.18272 | 0.53224 | 0.59899 | 0.59899 | 0.2359 | 0.69295 | 0.37564 | 0.2007 | 0.26103 | 0.35706 | 0.41609 | 0.23628 | 0.32522 | 0.13122 | 0.3555 | 0.32902 | 0.18272 | 0.25183 | 0.35942 | 0.21329 | 0.30255 | 0.64999 | 0.40718 | 0.20112 | 0.26126 | 0.37705 | 0.35963 | 0.24159 | 0.33398 | 0.13248 | 0.36386 | 0.32593 | 0.18272 | 0.25183 | 0.36747 | 0.21329 | 0
Jun | 20 | 2 | Weekday | Tuesday | 0.58978 | 0.61436 | 0.70093 | 0.50282 | 1 | 0.50282 | 0.50282 | 0.18272 | 0.50282 | 0.58978 | 0.58978 | 0.23749 | 0.69435 | 0.37604 | 0.2007 | 0.26103 | 0.34957 | 0.32223 | 0.23781 | 0.32555 | 0.1333 | 0.34443 | 0.32902 | 0.18272 | 0.25183 | 0.35578 | 0.21329 | 0.30278 | 0.65098 | 0.40789 | 0.20112 | 0.26126 | 0.3683 | 0.28835 | 0.24157 | 0.33432 | 0.13447 | 0.3582 | 0.32593 | 0.18272 | 0.25183 | 0.36408 | 0.21329 | 0
Jun | 20 | 3 | Weekday | Tuesday | 0.58247 | 0.6102 | 0.7011 | 0.47579 | 1 | 0.47579 | 0.47579 | 0.18272 | 0.47579 | 0.58247 | 0.58247 | 0.24218 | 0.7507 | 0.40803 | 0.2146 | 0.26093 | 0.3923 | 0.54313 | 0.23907 | 0.33837 | 0.13094 | 0.36227 | 0.32789 | 0.18272 | 0.25183 | 0.40034 | 0.21329 | 0.31098 | 0.7146 | 0.42984 | 0.21508 | 0.26126 | 0.4108 | 0.4804 | 0.2443 | 0.34809 | 0.1316 | 0.36897 | 0.32593 | 0.18272 | 0.25183 | 0.4096 | 0.21329 | 0
Jun | 20 | 4 | Weekday | Tuesday | 0.59116 | 0.61665 | 0.71632 | 0.46504 | 1 | 0.46504 | 0.46504 | 0.081494 | 0.46504 | 0.59116 | 0.59116 | 0.37199 | 0.77699 | 0.47857 | 0.21395 | 0.19939 | 0.41969 | 0.58326 | 0.20979 | 0.42842 | 0.11403 | 0.37006 | 0.21826 | 0.081494 | 0.0912 | 0.35569 | 0.11041 | 0.38495 | 0.70484 | 0.4646 | 0.21431 | 0.19889 | 0.41772 | 0.46462 | 0.21294 | 0.40235 | 0.11494 | 0.37475 | 0.21378 | 0.081494 | 0.0912 | 0.3636 | 0.11041 | 0
Jun | 20 | 5 | Weekday | Tuesday | 0.55049 | 0.63541 | 0.75877 | 0.52631 | 0.0044079 | 0.52631 | 0.52631 | 0.31445 | 0.52631 | 0.55049 | 0.55049 | 0.64316 | 0.8916 | 0.78124 | 0.51958 | 0.3558 | 0.58549 | 0.74205 | 0.3256 | 0.89606 | 0.50775 | 0.67392 | 0.389 | 0.31445 | 0.29735 | 0.58313 | 0.25266 | 0.70895 | 0.86208 | 0.75292 | 0.50688 | 0.35634 | 0.53164 | 0.68311 | 0.29931 | 0.89678 | 0.45752 | 0.68793 | 0.38585 | 0.24494 | 0.19392 | 0.53926 | 0.23832 | 0
Jun | 20 | 6 | Weekday | Tuesday | 0.56977 | 0.68449 | 0.8303 | 0.57926 | 0.0044079 | 0.57926 | 0.57926 | 0.39845 | 0.57926 | 0.56977 | 0.56977 | 0.83025 | 0.96387 | 0.98389 | 0.61142 | 0.50667 | 0.66275 | 0.88338 | 0.59253 | 0.92256 | 0.70749 | 0.87273 | 0.45711 | 0.39845 | 0.37475 | 0.64319 | 0.52851 | 0.88053 | 0.94653 | 0.92963 | 0.59916 | 0.50673 | 0.60976 | 0.84439 | 0.58708 | 0.90374 | 0.66712 | 0.89756 | 0.45076 | 0.35374 | 0.30518 | 0.58804 | 0.52222 | 0
Jun | 20 | 7 | Weekday | Tuesday | 0.64962 | 0.74745 | 0.88947 | 0.59448 | 0.0044079 | 0.59448 | 0.59448 | 0.59304 | 0.59448 | 0.64962 | 0.64962 | 0.86928 | 0.98283 | 0.84549 | 0.99844 | 0.97736 | 0.65632 | 0.92725 | 0.8457 | 0.7587 | 0.86897 | 0.79646 | 0.92181 | 0.59304 | 0.56775 | 0.86172 | 0.79556 | 0.89983 | 0.97048 | 0.8257 | 0.99582 | 0.97811 | 0.60633 | 0.89869 | 0.84614 | 0.73929 | 0.85026 | 0.78824 | 0.92257 | 0.57007 | 0.52713 | 0.82912 | 0.79276 | 0
Jun | 20 | 8 | Weekday | Tuesday | 0.73086 | 0.80359 | 0.92367 | 0.63993 | 0.0044079 | 0.63993 | 0.63993 | 0.85243 | 0.63993 | 0.73086 | 0.73086 | 0.71818 | 0.99851 | 0.74518 | 0.98859 | 0.9362 | 0.60098 | 0.99317 | 0.88781 | 0.7612 | 0.93347 | 0.7657 | 0.94502 | 0.85243 | 0.83157 | 0.94819 | 0.96332 | 0.75519 | 0.99008 | 0.75805 | 0.98704 | 0.93621 | 0.55871 | 0.97875 | 0.88219 | 0.74679 | 0.91695 | 0.76589 | 0.9449 | 0.84744 | 0.81901 | 0.93617 | 0.96214 | 0
Jun | 20 | 9 | Weekday | Tuesday | 0.84834 | 0.8556 | 0.94529 | 0.64117 | 0.0044079 | 0.64117 | 0.64117 | 0.9115 | 0.64117 | 0.84834 | 0.84834 | 0.90842 | 1 | 0.62045 | 0.95786 | 0.92946 | 0.55138 | 0.99455 | 0.93289 | 0.93843 | 0.96324 | 0.60105 | 0.95774 | 0.9115 | 0.89416 | 0.92824 | 0.9668 | 0.9226 | 0.99319 | 0.6374 | 0.95662 | 0.93 | 0.51362 | 0.98807 | 0.92863 | 0.93455 | 0.94778 | 0.59253 | 0.95773 | 0.90906 | 0.8863 | 0.9215 | 0.96611 | 0
Jun | 20 | 10 | Weekday | Tuesday | 0.94904 | 0.90615 | 0.96272 | 0.68805 | 0.0044079 | 0.68805 | 0.68805 | 0.9342 | 0.68805 | 0.94904 | 0.94904 | 0.94194 | 0.99829 | 0.59125 | 0.96252 | 0.95239 | 0.55659 | 1 | 0.96872 | 1 | 0.98716 | 0.60364 | 0.96825 | 0.9342 | 0.92235 | 1 | 0.97667 | 0.97321 | 0.99328 | 0.63531 | 0.96117 | 0.952 | 0.53456 | 0.99405 | 0.96813 | 1 | 0.97521 | 0.59734 | 0.96758 | 0.93376 | 0.91996 | 1 | 0.97627 | 0
Jun | 20 | 11 | Weekday | Tuesday | 0.99799 | 0.95017 | 0.97075 | 0.72134 | 0.0044079 | 0.72134 | 0.72134 | 0.95381 | 0.72134 | 0.99799 | 0.99799 | 0.94762 | 0.97093 | 0.59091 | 0.93145 | 0.95574 | 0.55719 | 0.95361 | 0.99375 | 0.99125 | 0.99412 | 0.60871 | 0.92504 | 0.95381 | 0.94878 | 0.96556 | 0.89385 | 0.99631 | 0.96674 | 0.63502 | 0.92878 | 0.95443 | 0.54354 | 0.95105 | 0.99222 | 0.99507 | 0.98305 | 0.60614 | 0.92204 | 0.95364 | 0.94757 | 0.96683 | 0.89349 | 0
Jun | 20 | 12 | Weekday | Tuesday | 0.99611 | 0.96386 | 0.97097 | 0.76524 | 0.0044079 | 0.76524 | 0.76524 | 0.96923 | 0.76524 | 0.99611 | 0.99611 | 0.78559 | 0.99266 | 0.57517 | 0.97119 | 0.98447 | 0.55799 | 0.99459 | 0.99299 | 0.98024 | 0.998 | 0.61699 | 0.98309 | 0.96923 | 0.96899 | 0.96671 | 0.99307 | 0.82762 | 0.99062 | 0.61683 | 0.97009 | 0.98393 | 0.55061 | 0.99549 | 0.98673 | 0.98758 | 0.98603 | 0.61473 | 0.98256 | 0.96915 | 0.96831 | 0.97008 | 0.99303 | 0
Jun | 20 | 13 | Weekday | Tuesday | 0.98476 | 0.97879 | 0.97849 | 0.78408 | 0.0044079 | 0.78408 | 0.78408 | 0.98098 | 0.78408 | 0.98476 | 0.98476 | 0.73035 | 0.99088 | 0.57449 | 0.97013 | 0.95972 | 0.55674 | 0.99489 | 0.99669 | 0.79046 | 0.99527 | 0.6189 | 0.98757 | 0.98098 | 0.98183 | 0.9465 | 0.99938 | 0.80073 | 0.99085 | 0.61661 | 0.97078 | 0.96002 | 0.55556 | 1 | 0.9978 | 0.79365 | 0.98634 | 0.61801 | 0.98822 | 0.98096 | 0.98166 | 0.95122 | 0.99938 | 0
Jun | 20 | 14 | Weekday | Tuesday | 0.96853 | 0.9932 | 0.96953 | 0.81857 | 0.0044079 | 0.81857 | 0.81857 | 0.99629 | 0.81857 | 0.96853 | 0.96853 | 0.76278 | 0.98981 | 0.57522 | 0.96922 | 0.96665 | 0.60005 | 0.96553 | 1 | 0.78489 | 0.99468 | 0.62004 | 0.99434 | 0.99629 | 0.99933 | 0.9324 | 1 | 0.79 | 0.9919 | 0.6174 | 0.96999 | 0.96763 | 0.59672 | 0.98258 | 1 | 0.7855 | 0.98858 | 0.6186 | 0.99505 | 0.99629 | 0.99933 | 0.93872 | 1 | 0
Jun | 20 | 15 | Weekday | Tuesday | 0.93155 | 1 | 0.95071 | 0.86377 | 0.0044079 | 0.86377 | 0.86377 | 1 | 0.86377 | 0.93155 | 0.93155 | 0.95744 | 0.99304 | 0.6045 | 1 | 1 | 0.77542 | 0.96336 | 0.95203 | 0.78528 | 1 | 0.61956 | 1 | 1 | 1 | 0.93298 | 0.99804 | 0.96433 | 0.99761 | 0.67827 | 1 | 1 | 0.77799 | 0.98262 | 0.96742 | 0.78608 | 1 | 0.65761 | 1 | 1 | 1 | 0.93912 | 0.99804 | 0
Jun | 20 | 16 | Weekday | Tuesday | 0.87255 | 0.97109 | 0.92697 | 0.93891 | 0.0044079 | 0.93891 | 0.93891 | 0.98899 | 0.93891 | 0.87255 | 0.87255 | 0.97801 | 0.99146 | 0.6967 | 0.91145 | 0.91338 | 0.91948 | 0.94763 | 0.72505 | 0.97039 | 0.89139 | 0.72735 | 0.64864 | 0.98899 | 0.98206 | 0.93082 | 0.29124 | 0.98412 | 1 | 0.754 | 0.91156 | 0.91433 | 0.91562 | 0.96677 | 0.73312 | 0.9727 | 0.88452 | 0.76947 | 0.64611 | 0.98898 | 0.98189 | 0.93466 | 0.29124 | 0
Jun | 20 | 17 | Weekday | Tuesday | 0.82061 | 0.928 | 0.90325 | 0.99825 | 0.0044079 | 0.99825 | 0.99825 | 0.75744 | 0.99825 | 0.82061 | 0.82061 | 1 | 0.81186 | 0.87506 | 0.76838 | 0.6199 | 0.97753 | 0.61309 | 0.7051 | 0.97456 | 0.87321 | 0.79961 | 0.50686 | 0.75744 | 0.73003 | 0.91085 | 0.092406 | 1 | 0.80752 | 0.88402 | 0.76647 | 0.62025 | 0.9654 | 0.60082 | 0.70881 | 0.96769 | 0.86288 | 0.83307 | 0.50441 | 0.75724 | 0.72905 | 0.91071 | 0.092406 | 0
Jun | 20 | 18 | Weekday | Tuesday | 0.77337 | 0.88529 | 0.8757 | 0.9817 | 0.0044079 | 0.9817 | 0.9817 | 0.69575 | 0.9817 | 0.77337 | 0.77337 | 0.80721 | 0.81327 | 0.84666 | 0.74892 | 0.59289 | 0.94056 | 0.61564 | 0.68683 | 0.97312 | 0.8438 | 0.81953 | 0.49231 | 0.69575 | 0.66341 | 0.86475 | 0.089832 | 0.82241 | 0.80429 | 0.90043 | 0.7462 | 0.5936 | 0.92951 | 0.5965 | 0.68672 | 0.96148 | 0.83956 | 0.86154 | 0.49071 | 0.69419 | 0.66061 | 0.85951 | 0.089832 | 0
Jun | 20 | 19 | Weekday | Tuesday | 0.76067 | 0.87029 | 0.85639 | 0.93824 | 1 | 0.93824 | 0.93824 | 0.72201 | 0.93824 | 0.76067 | 0.76067 | 0.83656 | 0.74681 | 0.91865 | 0.67544 | 0.5617 | 0.99504 | 0.59054 | 0.69182 | 0.84988 | 0.84296 | 0.94782 | 0.57227 | 0.72201 | 0.74569 | 0.81353 | 0.19458 | 0.87401 | 0.72215 | 0.99081 | 0.66945 | 0.56209 | 0.99492 | 0.55 | 0.69182 | 0.8397 | 0.83635 | 1 | 0.57064 | 0.71908 | 0.73903 | 0.80367 | 0.19458 | 0
Jun | 20 | 20 | Weekday | Tuesday | 0.7583 | 0.82522 | 0.8361 | 0.89524 | 1 | 0.89524 | 0.89524 | 0.33221 | 0.89524 | 0.7583 | 0.7583 | 0.79924 | 0.72608 | 0.94793 | 0.66542 | 0.56586 | 0.86752 | 0.40736 | 0.24299 | 0.85618 | 0.20702 | 0.91861 | 0.587 | 0.33221 | 0.39276 | 0.58937 | 0.21329 | 0.85346 | 0.69701 | 0.95582 | 0.65763 | 0.56767 | 0.87129 | 0.38697 | 0.24205 | 0.83964 | 0.20709 | 0.95684 | 0.58551 | 0.33221 | 0.39276 | 0.58559 | 0.21329 | 0
Jun | 20 | 21 | Weekday | Tuesday | 0.71025 | 0.75573 | 0.80766 | 0.87224 | 1 | 0.87224 | 0.87224 | 0.18272 | 0.87224 | 0.71025 | 0.71025 | 0.74419 | 0.68771 | 0.7782 | 0.24356 | 0.27968 | 0.69292 | 0.42232 | 0.23935 | 0.83897 | 0.18059 | 0.67762 | 0.34648 | 0.18272 | 0.25183 | 0.3805 | 0.21329 | 0.83164 | 0.65172 | 0.79655 | 0.24417 | 0.27924 | 0.69088 | 0.37413 | 0.2417 | 0.82617 | 0.18141 | 0.70176 | 0.34469 | 0.18272 | 0.25183 | 0.38891 | 0.21329 | 0
Jun | 20 | 22 | Weekday | Tuesday | 0.69886 | 0.71467 | 0.77303 | 0.77664 | 1 | 0.77664 | 0.77664 | 0.18272 | 0.77664 | 0.69886 | 0.69886 | 0.69469 | 0.68965 | 0.58353 | 0.20923 | 0.26065 | 0.52594 | 0.32347 | 0.24159 | 0.85805 | 0.16972 | 0.46948 | 0.32902 | 0.18272 | 0.25183 | 0.47686 | 0.21329 | 0.82901 | 0.6512 | 0.62324 | 0.20966 | 0.26126 | 0.53417 | 0.29679 | 0.2448 | 0.85506 | 0.17089 | 0.48574 | 0.32593 | 0.18272 | 0.25183 | 0.48794 | 0.21329 | 0
Jun | 20 | 23 | Weekday | Tuesday | 0.64441 | 0.70703 | 0.74559 | 0.6646 | 1 | 0.6646 | 0.6646 | 0.18472 | 0.6646 | 0.64441 | 0.64441 | 0.42162 | 0.68732 | 0.43128 | 0.19437 | 0.25758 | 0.40058 | 0.42061 | 0.23682 | 0.51193 | 0.15122 | 0.40385 | 0.32264 | 0.18472 | 0.25354 | 0.39471 | 0.21329 | 0.46482 | 0.64549 | 0.45751 | 0.19479 | 0.25732 | 0.41874 | 0.36925 | 0.24166 | 0.48372 | 0.15251 | 0.41927 | 0.31911 | 0.18472 | 0.25354 | 0.40389 | 0.21329 | 0
Jun | 21 | 24 | Weekday | Wednesday | 0.60077 | 0.67227 | 0.71934 | 0.57843 | 1 | 0.57843 | 0.57843 | 0.18272 | 0.57843 | 0.60077 | 0.60077 | 0.23671 | 0.69034 | 0.39157 | 0.20636 | 0.26075 | 0.37354 | 0.32672 | 0.23756 | 0.32489 | 0.14029 | 0.37647 | 0.32789 | 0.18272 | 0.25183 | 0.36339 | 0.21329 | 0.30202 | 0.64838 | 0.42631 | 0.20681 | 0.26126 | 0.39267 | 0.29592 | 0.24163 | 0.33314 | 0.14131 | 0.39049 | 0.32593 | 0.18272 | 0.25183 | 0.37168 | 0.21329 | 0
Jun | 21 | 1 | Weekday | Wednesday | 0.59899 | 0.62716 | 0.70801 | 0.53224 | 1 | 0.53224 | 0.53224 | 0.18272 | 0.53224 | 0.59899 | 0.59899 | 0.2359 | 0.69295 | 0.37564 | 0.2007 | 0.26103 | 0.35706 | 0.41609 | 0.23628 | 0.32522 | 0.13122 | 0.3555 | 0.32902 | 0.18272 | 0.25183 | 0.35942 | 0.21329 | 0.30255 | 0.64999 | 0.40718 | 0.20112 | 0.26126 | 0.37705 | 0.35963 | 0.24159 | 0.33398 | 0.13248 | 0.36386 | 0.32593 | 0.18272 | 0.25183 | 0.36747 | 0.21329 | 0
Jun | 21 | 2 | Weekday | Wednesday | 0.58978 | 0.61436 | 0.70093 | 0.50282 | 1 | 0.50282 | 0.50282 | 0.18272 | 0.50282 | 0.58978 | 0.58978 | 0.23749 | 0.69435 | 0.37604 | 0.2007 | 0.26103 | 0.34957 | 0.32223 | 0.23781 | 0.32555 | 0.1333 | 0.34443 | 0.32902 | 0.18272 | 0.25183 | 0.35578 | 0.21329 | 0.30278 | 0.65098 | 0.40789 | 0.20112 | 0.26126 | 0.3683 | 0.28835 | 0.24157 | 0.33432 | 0.13447 | 0.3582 | 0.32593 | 0.18272 | 0.25183 | 0.36408 | 0.21329 | 0
Jun | 21 | 3 | Weekday | Wednesday | 0.58247 | 0.6102 | 0.7011 | 0.47579 | 1 | 0.47579 | 0.47579 | 0.18272 | 0.47579 | 0.58247 | 0.58247 | 0.24218 | 0.7507 | 0.40803 | 0.2146 | 0.26093 | 0.3923 | 0.54313 | 0.23907 | 0.33837 | 0.13094 | 0.36227 | 0.32789 | 0.18272 | 0.25183 | 0.40034 | 0.21329 | 0.31098 | 0.7146 | 0.42984 | 0.21508 | 0.26126 | 0.4108 | 0.4804 | 0.2443 | 0.34809 | 0.1316 | 0.36897 | 0.32593 | 0.18272 | 0.25183 | 0.4096 | 0.21329 | 0
Jun | 21 | 4 | Weekday | Wednesday | 0.59116 | 0.61665 | 0.71632 | 0.46504 | 1 | 0.46504 | 0.46504 | 0.081494 | 0.46504 | 0.59116 | 0.59116 | 0.37199 | 0.77699 | 0.47857 | 0.21395 | 0.19939 | 0.41969 | 0.58326 | 0.20979 | 0.42842 | 0.11403 | 0.37006 | 0.21826 | 0.081494 | 0.0912 | 0.35569 | 0.11041 | 0.38495 | 0.70484 | 0.4646 | 0.21431 | 0.19889 | 0.41772 | 0.46462 | 0.21294 | 0.40235 | 0.11494 | 0.37475 | 0.21378 | 0.081494 | 0.0912 | 0.3636 | 0.11041 | 0
Jun | 21 | 5 | Weekday | Wednesday | 0.55049 | 0.63541 | 0.75877 | 0.52631 | 0.0044079 | 0.52631 | 0.52631 | 0.31445 | 0.52631 | 0.55049 | 0.55049 | 0.64316 | 0.8916 | 0.78124 | 0.51958 | 0.3558 | 0.58549 | 0.74205 | 0.3256 | 0.89606 | 0.50775 | 0.67392 | 0.389 | 0.31445 | 0.29735 | 0.58313 | 0.25266 | 0.70895 | 0.86208 | 0.75292 | 0.50688 | 0.35634 | 0.53164 | 0.68311 | 0.29931 | 0.89678 | 0.45752 | 0.68793 | 0.38585 | 0.24494 | 0.19392 | 0.53926 | 0.23832 | 0
Jun | 21 | 6 | Weekday | Wednesday | 0.56977 | 0.68449 | 0.8303 | 0.57926 | 0.0044079 | 0.57926 | 0.57926 | 0.39845 | 0.57926 | 0.56977 | 0.56977 | 0.83025 | 0.96387 | 0.98389 | 0.61142 | 0.50667 | 0.66275 | 0.88338 | 0.59253 | 0.92256 | 0.70749 | 0.87273 | 0.45711 | 0.39845 | 0.37475 | 0.64319 | 0.52851 | 0.88053 | 0.94653 | 0.92963 | 0.59916 | 0.50673 | 0.60976 | 0.84439 | 0.58708 | 0.90374 | 0.66712 | 0.89756 | 0.45076 | 0.35374 | 0.30518 | 0.58804 | 0.52222 | 0
Jun | 21 | 7 | Weekday | Wednesday | 0.64962 | 0.74745 | 0.88947 | 0.59448 | 0.0044079 | 0.59448 | 0.59448 | 0.59304 | 0.59448 | 0.64962 | 0.64962 | 0.86928 | 0.98283 | 0.84549 | 0.99844 | 0.97736 | 0.65632 | 0.92725 | 0.8457 | 0.7587 | 0.86897 | 0.79646 | 0.92181 | 0.59304 | 0.56775 | 0.86172 | 0.79556 | 0.89983 | 0.97048 | 0.8257 | 0.99582 | 0.97811 | 0.60633 | 0.89869 | 0.84614 | 0.73929 | 0.85026 | 0.78824 | 0.92257 | 0.57007 | 0.52713 | 0.82912 | 0.79276 | 0
Jun | 21 | 8 | Weekday | Wednesday | 0.73086 | 0.80359 | 0.92367 | 0.63993 | 0.0044079 | 0.63993 | 0.63993 | 0.85243 | 0.63993 | 0.73086 | 0.73086 | 0.71818 | 0.99851 | 0.74518 | 0.98859 | 0.9362 | 0.60098 | 0.99317 | 0.88781 | 0.7612 | 0.93347 | 0.7657 | 0.94502 | 0.85243 | 0.83157 | 0.94819 | 0.96332 | 0.75519 | 0.99008 | 0.75805 | 0.98704 | 0.93621 | 0.55871 | 0.97875 | 0.88219 | 0.74679 | 0.91695 | 0.76589 | 0.9449 | 0.84744 | 0.81901 | 0.93617 | 0.96214 | 0
Jun | 21 | 9 | Weekday | Wednesday | 0.84834 | 0.8556 | 0.94529 | 0.64117 | 0.0044079 | 0.64117 | 0.64117 | 0.9115 | 0.64117 | 0.84834 | 0.84834 | 0.90842 | 1 | 0.62045 | 0.95786 | 0.92946 | 0.55138 | 0.99455 | 0.93289 | 0.93843 | 0.96324 | 0.60105 | 0.95774 | 0.9115 | 0.89416 | 0.92824 | 0.9668 | 0.9226 | 0.99319 | 0.6374 | 0.95662 | 0.93 | 0.51362 | 0.98807 | 0.92863 | 0.93455 | 0.94778 | 0.59253 | 0.95773 | 0.90906 | 0.8863 | 0.9215 | 0.96611 | 0
Jun | 21 | 10 | Weekday | Wednesday | 0.94904 | 0.90615 | 0.96272 | 0.68805 | 0.0044079 | 0.68805 | 0.68805 | 0.9342 | 0.68805 | 0.94904 | 0.94904 | 0.94194 | 0.99829 | 0.59125 | 0.96252 | 0.95239 | 0.55659 | 1 | 0.96872 | 1 | 0.98716 | 0.60364 | 0.96825 | 0.9342 | 0.92235 | 1 | 0.97667 | 0.97321 | 0.99328 | 0.63531 | 0.96117 | 0.952 | 0.53456 | 0.99405 | 0.96813 | 1 | 0.97521 | 0.59734 | 0.96758 | 0.93376 | 0.91996 | 1 | 0.97627 | 0
Jun | 21 | 11 | Weekday | Wednesday | 0.99799 | 0.95017 | 0.97075 | 0.72134 | 0.0044079 | 0.72134 | 0.72134 | 0.95381 | 0.72134 | 0.99799 | 0.99799 | 0.94762 | 0.97093 | 0.59091 | 0.93145 | 0.95574 | 0.55719 | 0.95361 | 0.99375 | 0.99125 | 0.99412 | 0.60871 | 0.92504 | 0.95381 | 0.94878 | 0.96556 | 0.89385 | 0.99631 | 0.96674 | 0.63502 | 0.92878 | 0.95443 | 0.54354 | 0.95105 | 0.99222 | 0.99507 | 0.98305 | 0.60614 | 0.92204 | 0.95364 | 0.94757 | 0.96683 | 0.89349 | 0
Jun | 21 | 12 | Weekday | Wednesday | 0.99611 | 0.96386 | 0.97097 | 0.76524 | 0.0044079 | 0.76524 | 0.76524 | 0.96923 | 0.76524 | 0.99611 | 0.99611 | 0.78559 | 0.99266 | 0.57517 | 0.97119 | 0.98447 | 0.55799 | 0.99459 | 0.99299 | 0.98024 | 0.998 | 0.61699 | 0.98309 | 0.96923 | 0.96899 | 0.96671 | 0.99307 | 0.82762 | 0.99062 | 0.61683 | 0.97009 | 0.98393 | 0.55061 | 0.99549 | 0.98673 | 0.98758 | 0.98603 | 0.61473 | 0.98256 | 0.96915 | 0.96831 | 0.97008 | 0.99303 | 0
Jun | 21 | 13 | Weekday | Wednesday | 0.98476 | 0.97879 | 0.97849 | 0.78408 | 0.0044079 | 0.78408 | 0.78408 | 0.98098 | 0.78408 | 0.98476 | 0.98476 | 0.73035 | 0.99088 | 0.57449 | 0.97013 | 0.95972 | 0.55674 | 0.99489 | 0.99669 | 0.79046 | 0.99527 | 0.6189 | 0.98757 | 0.98098 | 0.98183 | 0.9465 | 0.99938 | 0.80073 | 0.99085 | 0.61661 | 0.97078 | 0.96002 | 0.55556 | 1 | 0.9978 | 0.79365 | 0.98634 | 0.61801 | 0.98822 | 0.98096 | 0.98166 | 0.95122 | 0.99938 | 0
Jun | 21 | 14 | Weekday | Wednesday | 0.96853 | 0.9932 | 0.96953 | 0.81857 | 0.0044079 | 0.81857 | 0.81857 | 0.99629 | 0.81857 | 0.96853 | 0.96853 | 0.76278 | 0.98981 | 0.57522 | 0.96922 | 0.96665 | 0.60005 | 0.96553 | 1 | 0.78489 | 0.99468 | 0.62004 | 0.99434 | 0.99629 | 0.99933 | 0.9324 | 1 | 0.79 | 0.9919 | 0.6174 | 0.96999 | 0.96763 | 0.59672 | 0.98258 | 1 | 0.7855 | 0.98858 | 0.6186 | 0.99505 | 0.99629 | 0.99933 | 0.93872 | 1 | 0
Jun | 21 | 15 | Weekday | Wednesday | 0.93155 | 1 | 0.95071 | 0.86377 | 0.0044079 | 0.86377 | 0.86377 | 1 | 0.86377 | 0.93155 | 0.93155 | 0.95744 | 0.99304 | 0.6045 | 1 | 1 | 0.77542 | 0.96336 | 0.95203 | 0.78528 | 1 | 0.61956 | 1 | 1 | 1 | 0.93298 | 0.99804 | 0.96433 | 0.99761 | 0.67827 | 1 | 1 | 0.77799 | 0.98262 | 0.96742 | 0.78608 | 1 | 0.65761 | 1 | 1 | 1 | 0.93912 | 0.99804 | 0
Jun | 21 | 16 | Weekday | Wednesday | 0.87255 | 0.97109 | 0.92697 | 0.93891 | 0.0044079 | 0.93891 | 0.93891 | 0.98899 | 0.93891 | 0.87255 | 0.87255 | 0.97801 | 0.99146 | 0.6967 | 0.91145 | 0.91338 | 0.91948 | 0.94763 | 0.72505 | 0.97039 | 0.89139 | 0.72735 | 0.64864 | 0.98899 | 0.98206 | 0.93082 | 0.29124 | 0.98412 | 1 | 0.754 | 0.91156 | 0.91433 | 0.91562 | 0.96677 | 0.73312 | 0.9727 | 0.88452 | 0.76947 | 0.64611 | 0.98898 | 0.98189 | 0.93466 | 0.29124 | 0
Jun | 21 | 17 | Weekday | Wednesday | 0.82061 | 0.928 | 0.90325 | 0.99825 | 0.0044079 | 0.99825 | 0.99825 | 0.75744 | 0.99825 | 0.82061 | 0.82061 | 1 | 0.81186 | 0.87506 | 0.76838 | 0.6199 | 0.97753 | 0.61309 | 0.7051 | 0.97456 | 0.87321 | 0.79961 | 0.50686 | 0.75744 | 0.73003 | 0.91085 | 0.092406 | 1 | 0.80752 | 0.88402 | 0.76647 | 0.62025 | 0.9654 | 0.60082 | 0.70881 | 0.96769 | 0.86288 | 0.83307 | 0.50441 | 0.75724 | 0.72905 | 0.91071 | 0.092406 | 0
Jun | 21 | 18 | Weekday | Wednesday | 0.77337 | 0.88529 | 0.8757 | 0.9817 | 0.0044079 | 0.9817 | 0.9817 | 0.69575 | 0.9817 | 0.77337 | 0.77337 | 0.80721 | 0.81327 | 0.84666 | 0.74892 | 0.59289 | 0.94056 | 0.61564 | 0.68683 | 0.97312 | 0.8438 | 0.81953 | 0.49231 | 0.69575 | 0.66341 | 0.86475 | 0.089832 | 0.82241 | 0.80429 | 0.90043 | 0.7462 | 0.5936 | 0.92951 | 0.5965 | 0.68672 | 0.96148 | 0.83956 | 0.86154 | 0.49071 | 0.69419 | 0.66061 | 0.85951 | 0.089832 | 0
Jun | 21 | 19 | Weekday | Wednesday | 0.76067 | 0.87029 | 0.85639 | 0.93824 | 1 | 0.93824 | 0.93824 | 0.72201 | 0.93824 | 0.76067 | 0.76067 | 0.83656 | 0.74681 | 0.91865 | 0.67544 | 0.5617 | 0.99504 | 0.59054 | 0.69182 | 0.84988 | 0.84296 | 0.94782 | 0.57227 | 0.72201 | 0.74569 | 0.81353 | 0.19458 | 0.87401 | 0.72215 | 0.99081 | 0.66945 | 0.56209 | 0.99492 | 0.55 | 0.69182 | 0.8397 | 0.83635 | 1 | 0.57064 | 0.71908 | 0.73903 | 0.80367 | 0.19458 | 0
Jun | 21 | 20 | Weekday | Wednesday | 0.7583 | 0.82522 | 0.8361 | 0.89524 | 1 | 0.89524 | 0.89524 | 0.33221 | 0.89524 | 0.7583 | 0.7583 | 0.79924 | 0.72608 | 0.94793 | 0.66542 | 0.56586 | 0.86752 | 0.40736 | 0.24299 | 0.85618 | 0.20702 | 0.91861 | 0.587 | 0.33221 | 0.39276 | 0.58937 | 0.21329 | 0.85346 | 0.69701 | 0.95582 | 0.65763 | 0.56767 | 0.87129 | 0.38697 | 0.24205 | 0.83964 | 0.20709 | 0.95684 | 0.58551 | 0.33221 | 0.39276 | 0.58559 | 0.21329 | 0
Jun | 21 | 21 | Weekday | Wednesday | 0.71025 | 0.75573 | 0.80766 | 0.87224 | 1 | 0.87224 | 0.87224 | 0.18272 | 0.87224 | 0.71025 | 0.71025 | 0.74419 | 0.68771 | 0.7782 | 0.24356 | 0.27968 | 0.69292 | 0.42232 | 0.23935 | 0.83897 | 0.18059 | 0.67762 | 0.34648 | 0.18272 | 0.25183 | 0.3805 | 0.21329 | 0.83164 | 0.65172 | 0.79655 | 0.24417 | 0.27924 | 0.69088 | 0.37413 | 0.2417 | 0.82617 | 0.18141 | 0.70176 | 0.34469 | 0.18272 | 0.25183 | 0.38891 | 0.21329 | 0
Jun | 21 | 22 | Weekday | Wednesday | 0.69886 | 0.71467 | 0.77303 | 0.77664 | 1 | 0.77664 | 0.77664 | 0.18272 | 0.77664 | 0.69886 | 0.69886 | 0.69469 | 0.68965 | 0.58353 | 0.20923 | 0.26065 | 0.52594 | 0.32347 | 0.24159 | 0.85805 | 0.16972 | 0.46948 | 0.32902 | 0.18272 | 0.25183 | 0.47686 | 0.21329 | 0.82901 | 0.6512 | 0.62324 | 0.20966 | 0.26126 | 0.53417 | 0.29679 | 0.2448 | 0.85506 | 0.17089 | 0.48574 | 0.32593 | 0.18272 | 0.25183 | 0.48794 | 0.21329 | 0
Jun | 21 | 23 | Weekday | Wednesday | 0.64441 | 0.70703 | 0.74559 | 0.6646 | 1 | 0.6646 | 0.6646 | 0.18472 | 0.6646 | 0.64441 | 0.64441 | 0.42162 | 0.68732 | 0.43128 | 0.19437 | 0.25758 | 0.40058 | 0.42061 | 0.23682 | 0.51193 | 0.15122 | 0.40385 | 0.32264 | 0.18472 | 0.25354 | 0.39471 | 0.21329 | 0.46482 | 0.64549 | 0.45751 | 0.19479 | 0.25732 | 0.41874 | 0.36925 | 0.24166 | 0.48372 | 0.15251 | 0.41927 | 0.31911 | 0.18472 | 0.25354 | 0.40389 | 0.21329 | 0
Jun | 22 | 24 | Weekday | Thursday | 0.60077 | 0.67227 | 0.71934 | 0.57843 | 1 | 0.57843 | 0.57843 | 0.18272 | 0.57843 | 0.60077 | 0.60077 | 0.23671 | 0.69034 | 0.39157 | 0.20636 | 0.26075 | 0.37354 | 0.32672 | 0.23756 | 0.32489 | 0.14029 | 0.37647 | 0.32789 | 0.18272 | 0.25183 | 0.36339 | 0.21329 | 0.30202 | 0.64838 | 0.42631 | 0.20681 | 0.26126 | 0.39267 | 0.29592 | 0.24163 | 0.33314 | 0.14131 | 0.39049 | 0.32593 | 0.18272 | 0.25183 | 0.37168 | 0.21329 | 0
Jun | 22 | 1 | Weekday | Thursday | 0.59899 | 0.62716 | 0.70801 | 0.53224 | 1 | 0.53224 | 0.53224 | 0.18272 | 0.53224 | 0.59899 | 0.59899 | 0.2359 | 0.69295 | 0.37564 | 0.2007 | 0.26103 | 0.35706 | 0.41609 | 0.23628 | 0.32522 | 0.13122 | 0.3555 | 0.32902 | 0.18272 | 0.25183 | 0.35942 | 0.21329 | 0.30255 | 0.64999 | 0.40718 | 0.20112 | 0.26126 | 0.37705 | 0.35963 | 0.24159 | 0.33398 | 0.13248 | 0.36386 | 0.32593 | 0.18272 | 0.25183 | 0.36747 | 0.21329 | 0
Jun | 22 | 2 | Weekday | Thursday | 0.58978 | 0.61436 | 0.70093 | 0.50282 | 1 | 0.50282 | 0.50282 | 0.18272 | 0.50282 | 0.58978 | 0.58978 | 0.23749 | 0.69435 | 0.37604 | 0.2007 | 0.26103 | 0.34957 | 0.32223 | 0.23781 | 0.32555 | 0.1333 | 0.34443 | 0.32902 | 0.18272 | 0.25183 | 0.35578 | 0.21329 | 0.30278 | 0.65098 | 0.40789 | 0.20112 | 0.26126 | 0.3683 | 0.28835 | 0.24157 | 0.33432 | 0.13447 | 0.3582 | 0.32593 | 0.18272 | 0.25183 | 0.36408 | 0.21329 | 0
Jun | 22 | 3 | Weekday | Thursday | 0.58247 | 0.6102 | 0.7011 | 0.47579 | 1 | 0.47579 | 0.47579 | 0.18272 | 0.47579 | 0.58247 | 0.58247 | 0.24218 | 0.7507 | 0.40803 | 0.2146 | 0.26093 | 0.3923 | 0.54313 | 0.23907 | 0.33837 | 0.13094 | 0.36227 | 0.32789 | 0.18272 | 0.25183 | 0.40034 | 0.21329 | 0.31098 | 0.7146 | 0.42984 | 0.21508 | 0.26126 | 0.4108 | 0.4804 | 0.2443 | 0.34809 | 0.1316 | 0.36897 | 0.32593 | 0.18272 | 0.25183 | 0.4096 | 0.21329 | 0
Jun | 22 | 4 | Weekday | Thursday | 0.59116 | 0.61665 | 0.71632 | 0.46504 | 1 | 0.46504 | 0.46504 | 0.081494 | 0.46504 | 0.59116 | 0.59116 | 0.37199 | 0.77699 | 0.47857 | 0.21395 | 0.19939 | 0.41969 | 0.58326 | 0.20979 | 0.42842 | 0.11403 | 0.37006 | 0.21826 | 0.081494 | 0.0912 | 0.35569 | 0.11041 | 0.38495 | 0.70484 | 0.4646 | 0.21431 | 0.19889 | 0.41772 | 0.46462 | 0.21294 | 0.40235 | 0.11494 | 0.37475 | 0.21378 | 0.081494 | 0.0912 | 0.3636 | 0.11041 | 0
Jun | 22 | 5 | Weekday | Thursday | 0.55049 | 0.63541 | 0.75877 | 0.52631 | 0.0044079 | 0.52631 | 0.52631 | 0.31445 | 0.52631 | 0.55049 | 0.55049 | 0.64316 | 0.8916 | 0.78124 | 0.51958 | 0.3558 | 0.58549 | 0.74205 | 0.3256 | 0.89606 | 0.50775 | 0.67392 | 0.389 | 0.31445 | 0.29735 | 0.58313 | 0.25266 | 0.70895 | 0.86208 | 0.75292 | 0.50688 | 0.35634 | 0.53164 | 0.68311 | 0.29931 | 0.89678 | 0.45752 | 0.68793 | 0.38585 | 0.24494 | 0.19392 | 0.53926 | 0.23832 | 0
Jun | 22 | 6 | Weekday | Thursday | 0.56977 | 0.68449 | 0.8303 | 0.57926 | 0.0044079 | 0.57926 | 0.57926 | 0.39845 | 0.57926 | 0.56977 | 0.56977 | 0.83025 | 0.96387 | 0.98389 | 0.61142 | 0.50667 | 0.66275 | 0.88338 | 0.59253 | 0.92256 | 0.70749 | 0.87273 | 0.45711 | 0.39845 | 0.37475 | 0.64319 | 0.52851 | 0.88053 | 0.94653 | 0.92963 | 0.59916 | 0.50673 | 0.60976 | 0.84439 | 0.58708 | 0.90374 | 0.66712 | 0.89756 | 0.45076 | 0.35374 | 0.30518 | 0.58804 | 0.52222 | 0
Jun | 22 | 7 | Weekday | Thursday | 0.64962 | 0.74745 | 0.88947 | 0.59448 | 0.0044079 | 0.59448 | 0.59448 | 0.59304 | 0.59448 | 0.64962 | 0.64962 | 0.86928 | 0.98283 | 0.84549 | 0.99844 | 0.97736 | 0.65632 | 0.92725 | 0.8457 | 0.7587 | 0.86897 | 0.79646 | 0.92181 | 0.59304 | 0.56775 | 0.86172 | 0.79556 | 0.89983 | 0.97048 | 0.8257 | 0.99582 | 0.97811 | 0.60633 | 0.89869 | 0.84614 | 0.73929 | 0.85026 | 0.78824 | 0.92257 | 0.57007 | 0.52713 | 0.82912 | 0.79276 | 0
Jun | 22 | 8 | Weekday | Thursday | 0.73086 | 0.80359 | 0.92367 | 0.63993 | 0.0044079 | 0.63993 | 0.63993 | 0.85243 | 0.63993 | 0.73086 | 0.73086 | 0.71818 | 0.99851 | 0.74518 | 0.98859 | 0.9362 | 0.60098 | 0.99317 | 0.88781 | 0.7612 | 0.93347 | 0.7657 | 0.94502 | 0.85243 | 0.83157 | 0.94819 | 0.96332 | 0.75519 | 0.99008 | 0.75805 | 0.98704 | 0.93621 | 0.55871 | 0.97875 | 0.88219 | 0.74679 | 0.91695 | 0.76589 | 0.9449 | 0.84744 | 0.81901 | 0.93617 | 0.96214 | 0
Jun | 22 | 9 | Weekday | Thursday | 0.84834 | 0.8556 | 0.94529 | 0.64117 | 0.0044079 | 0.64117 | 0.64117 | 0.9115 | 0.64117 | 0.84834 | 0.84834 | 0.90842 | 1 | 0.62045 | 0.95786 | 0.92946 | 0.55138 | 0.99455 | 0.93289 | 0.93843 | 0.96324 | 0.60105 | 0.95774 | 0.9115 | 0.89416 | 0.92824 | 0.9668 | 0.9226 | 0.99319 | 0.6374 | 0.95662 | 0.93 | 0.51362 | 0.98807 | 0.92863 | 0.93455 | 0.94778 | 0.59253 | 0.95773 | 0.90906 | 0.8863 | 0.9215 | 0.96611 | 0
Jun | 22 | 10 | Weekday | Thursday | 0.94904 | 0.90615 | 0.96272 | 0.68805 | 0.0044079 | 0.68805 | 0.68805 | 0.9342 | 0.68805 | 0.94904 | 0.94904 | 0.94194 | 0.99829 | 0.59125 | 0.96252 | 0.95239 | 0.55659 | 1 | 0.96872 | 1 | 0.98716 | 0.60364 | 0.96825 | 0.9342 | 0.92235 | 1 | 0.97667 | 0.97321 | 0.99328 | 0.63531 | 0.96117 | 0.952 | 0.53456 | 0.99405 | 0.96813 | 1 | 0.97521 | 0.59734 | 0.96758 | 0.93376 | 0.91996 | 1 | 0.97627 | 0
Jun | 22 | 11 | Weekday | Thursday | 0.99799 | 0.95017 | 0.97075 | 0.72134 | 0.0044079 | 0.72134 | 0.72134 | 0.95381 | 0.72134 | 0.99799 | 0.99799 | 0.94762 | 0.97093 | 0.59091 | 0.93145 | 0.95574 | 0.55719 | 0.95361 | 0.99375 | 0.99125 | 0.99412 | 0.60871 | 0.92504 | 0.95381 | 0.94878 | 0.96556 | 0.89385 | 0.99631 | 0.96674 | 0.63502 | 0.92878 | 0.95443 | 0.54354 | 0.95105 | 0.99222 | 0.99507 | 0.98305 | 0.60614 | 0.92204 | 0.95364 | 0.94757 | 0.96683 | 0.89349 | 0
Jun | 22 | 12 | Weekday | Thursday | 0.99611 | 0.96386 | 0.97097 | 0.76524 | 0.0044079 | 0.76524 | 0.76524 | 0.96923 | 0.76524 | 0.99611 | 0.99611 | 0.78559 | 0.99266 | 0.57517 | 0.97119 | 0.98447 | 0.55799 | 0.99459 | 0.99299 | 0.98024 | 0.998 | 0.61699 | 0.98309 | 0.96923 | 0.96899 | 0.96671 | 0.99307 | 0.82762 | 0.99062 | 0.61683 | 0.97009 | 0.98393 | 0.55061 | 0.99549 | 0.98673 | 0.98758 | 0.98603 | 0.61473 | 0.98256 | 0.96915 | 0.96831 | 0.97008 | 0.99303 | 0
Jun | 22 | 13 | Weekday | Thursday | 0.98476 | 0.97879 | 0.97849 | 0.78408 | 0.0044079 | 0.78408 | 0.78408 | 0.98098 | 0.78408 | 0.98476 | 0.98476 | 0.73035 | 0.99088 | 0.57449 | 0.97013 | 0.95972 | 0.55674 | 0.99489 | 0.99669 | 0.79046 | 0.99527 | 0.6189 | 0.98757 | 0.98098 | 0.98183 | 0.9465 | 0.99938 | 0.80073 | 0.99085 | 0.61661 | 0.97078 | 0.96002 | 0.55556 | 1 | 0.9978 | 0.79365 | 0.98634 | 0.61801 | 0.98822 | 0.98096 | 0.98166 | 0.95122 | 0.99938 | 0
Jun | 22 | 14 | Weekday | Thursday | 0.96853 | 0.9932 | 0.96953 | 0.81857 | 0.0044079 | 0.81857 | 0.81857 | 0.99629 | 0.81857 | 0.96853 | 0.96853 | 0.76278 | 0.98981 | 0.57522 | 0.96922 | 0.96665 | 0.60005 | 0.96553 | 1 | 0.78489 | 0.99468 | 0.62004 | 0.99434 | 0.99629 | 0.99933 | 0.9324 | 1 | 0.79 | 0.9919 | 0.6174 | 0.96999 | 0.96763 | 0.59672 | 0.98258 | 1 | 0.7855 | 0.98858 | 0.6186 | 0.99505 | 0.99629 | 0.99933 | 0.93872 | 1 | 0
Jun | 22 | 15 | Weekday | Thursday | 0.93155 | 1 | 0.95071 | 0.86377 | 0.0044079 | 0.86377 | 0.86377 | 1 | 0.86377 | 0.93155 | 0.93155 | 0.95744 | 0.99304 | 0.6045 | 1 | 1 | 0.77542 | 0.96336 | 0.95203 | 0.78528 | 1 | 0.61956 | 1 | 1 | 1 | 0.93298 | 0.99804 | 0.96433 | 0.99761 | 0.67827 | 1 | 1 | 0.77799 | 0.98262 | 0.96742 | 0.78608 | 1 | 0.65761 | 1 | 1 | 1 | 0.93912 | 0.99804 | 0
Jun | 22 | 16 | Weekday | Thursday | 0.87255 | 0.97109 | 0.92697 | 0.93891 | 0.0044079 | 0.93891 | 0.93891 | 0.98899 | 0.93891 | 0.87255 | 0.87255 | 0.97801 | 0.99146 | 0.6967 | 0.91145 | 0.91338 | 0.91948 | 0.94763 | 0.72505 | 0.97039 | 0.89139 | 0.72735 | 0.64864 | 0.98899 | 0.98206 | 0.93082 | 0.29124 | 0.98412 | 1 | 0.754 | 0.91156 | 0.91433 | 0.91562 | 0.96677 | 0.73312 | 0.9727 | 0.88452 | 0.76947 | 0.64611 | 0.98898 | 0.98189 | 0.93466 | 0.29124 | 0
Jun | 22 | 17 | Weekday | Thursday | 0.82061 | 0.928 | 0.90325 | 0.99825 | 0.0044079 | 0.99825 | 0.99825 | 0.75744 | 0.99825 | 0.82061 | 0.82061 | 1 | 0.81186 | 0.87506 | 0.76838 | 0.6199 | 0.97753 | 0.61309 | 0.7051 | 0.97456 | 0.87321 | 0.79961 | 0.50686 | 0.75744 | 0.73003 | 0.91085 | 0.092406 | 1 | 0.80752 | 0.88402 | 0.76647 | 0.62025 | 0.9654 | 0.60082 | 0.70881 | 0.96769 | 0.86288 | 0.83307 | 0.50441 | 0.75724 | 0.72905 | 0.91071 | 0.092406 | 0
Jun | 22 | 18 | Weekday | Thursday | 0.77337 | 0.88529 | 0.8757 | 0.9817 | 0.0044079 | 0.9817 | 0.9817 | 0.69575 | 0.9817 | 0.77337 | 0.77337 | 0.80721 | 0.81327 | 0.84666 | 0.74892 | 0.59289 | 0.94056 | 0.61564 | 0.68683 | 0.97312 | 0.8438 | 0.81953 | 0.49231 | 0.69575 | 0.66341 | 0.86475 | 0.089832 | 0.82241 | 0.80429 | 0.90043 | 0.7462 | 0.5936 | 0.92951 | 0.5965 | 0.68672 | 0.96148 | 0.83956 | 0.86154 | 0.49071 | 0.69419 | 0.66061 | 0.85951 | 0.089832 | 0
Jun | 22 | 19 | Weekday | Thursday | 0.76067 | 0.87029 | 0.85639 | 0.93824 | 1 | 0.93824 | 0.93824 | 0.72201 | 0.93824 | 0.76067 | 0.76067 | 0.83656 | 0.74681 | 0.91865 | 0.67544 | 0.5617 | 0.99504 | 0.59054 | 0.69182 | 0.84988 | 0.84296 | 0.94782 | 0.57227 | 0.72201 | 0.74569 | 0.81353 | 0.19458 | 0.87401 | 0.72215 | 0.99081 | 0.66945 | 0.56209 | 0.99492 | 0.55 | 0.69182 | 0.8397 | 0.83635 | 1 | 0.57064 | 0.71908 | 0.73903 | 0.80367 | 0.19458 | 0
Jun | 22 | 20 | Weekday | Thursday | 0.7583 | 0.82522 | 0.8361 | 0.89524 | 1 | 0.89524 | 0.89524 | 0.33221 | 0.89524 | 0.7583 | 0.7583 | 0.79924 | 0.72608 | 0.94793 | 0.66542 | 0.56586 | 0.86752 | 0.40736 | 0.24299 | 0.85618 | 0.20702 | 0.91861 | 0.587 | 0.33221 | 0.39276 | 0.58937 | 0.21329 | 0.85346 | 0.69701 | 0.95582 | 0.65763 | 0.56767 | 0.87129 | 0.38697 | 0.24205 | 0.83964 | 0.20709 | 0.95684 | 0.58551 | 0.33221 | 0.39276 | 0.58559 | 0.21329 | 0
Jun | 22 | 21 | Weekday | Thursday | 0.71025 | 0.75573 | 0.80766 | 0.87224 | 1 | 0.87224 | 0.87224 | 0.18272 | 0.87224 | 0.71025 | 0.71025 | 0.74419 | 0.68771 | 0.7782 | 0.24356 | 0.27968 | 0.69292 | 0.42232 | 0.23935 | 0.83897 | 0.18059 | 0.67762 | 0.34648 | 0.18272 | 0.25183 | 0.3805 | 0.21329 | 0.83164 | 0.65172 | 0.79655 | 0.24417 | 0.27924 | 0.69088 | 0.37413 | 0.2417 | 0.82617 | 0.18141 | 0.70176 | 0.34469 | 0.18272 | 0.25183 | 0.38891 | 0.21329 | 0
Jun | 22 | 22 | Weekday | Thursday | 0.69886 | 0.71467 | 0.77303 | 0.77664 | 1 | 0.77664 | 0.77664 | 0.18272 | 0.77664 | 0.69886 | 0.69886 | 0.69469 | 0.68965 | 0.58353 | 0.20923 | 0.26065 | 0.52594 | 0.32347 | 0.24159 | 0.85805 | 0.16972 | 0.46948 | 0.32902 | 0.18272 | 0.25183 | 0.47686 | 0.21329 | 0.82901 | 0.6512 | 0.62324 | 0.20966 | 0.26126 | 0.53417 | 0.29679 | 0.2448 | 0.85506 | 0.17089 | 0.48574 | 0.32593 | 0.18272 | 0.25183 | 0.48794 | 0.21329 | 0
Jun | 22 | 23 | Weekday | Thursday | 0.64441 | 0.70703 | 0.74559 | 0.6646 | 1 | 0.6646 | 0.6646 | 0.18472 | 0.6646 | 0.64441 | 0.64441 | 0.42162 | 0.68732 | 0.43128 | 0.19437 | 0.25758 | 0.40058 | 0.42061 | 0.23682 | 0.51193 | 0.15122 | 0.40385 | 0.32264 | 0.18472 | 0.25354 | 0.39471 | 0.21329 | 0.46482 | 0.64549 | 0.45751 | 0.19479 | 0.25732 | 0.41874 | 0.36925 | 0.24166 | 0.48372 | 0.15251 | 0.41927 | 0.31911 | 0.18472 | 0.25354 | 0.40389 | 0.21329 | 0
Jun | 23 | 24 | Weekday | Friday | 0.60077 | 0.67227 | 0.71934 | 0.57843 | 1 | 0.57843 | 0.57843 | 0.18272 | 0.57843 | 0.60077 | 0.60077 | 0.23671 | 0.69034 | 0.39157 | 0.20636 | 0.26075 | 0.37354 | 0.32672 | 0.23756 | 0.32489 | 0.14029 | 0.37647 | 0.32789 | 0.18272 | 0.25183 | 0.36339 | 0.21329 | 0.30202 | 0.64838 | 0.42631 | 0.20681 | 0.26126 | 0.39267 | 0.29592 | 0.24163 | 0.33314 | 0.14131 | 0.39049 | 0.32593 | 0.18272 | 0.25183 | 0.37168 | 0.21329 | 0
Jun | 23 | 1 | Weekday | Friday | 0.59899 | 0.62716 | 0.70801 | 0.53224 | 1 | 0.53224 | 0.53224 | 0.18272 | 0.53224 | 0.59899 | 0.59899 | 0.2359 | 0.69295 | 0.37564 | 0.2007 | 0.26103 | 0.35706 | 0.41609 | 0.23628 | 0.32522 | 0.13122 | 0.3555 | 0.32902 | 0.18272 | 0.25183 | 0.35942 | 0.21329 | 0.30255 | 0.64999 | 0.40718 | 0.20112 | 0.26126 | 0.37705 | 0.35963 | 0.24159 | 0.33398 | 0.13248 | 0.36386 | 0.32593 | 0.18272 | 0.25183 | 0.36747 | 0.21329 | 0
Jun | 23 | 2 | Weekday | Friday | 0.58978 | 0.61436 | 0.70093 | 0.50282 | 1 | 0.50282 | 0.50282 | 0.18272 | 0.50282 | 0.58978 | 0.58978 | 0.23749 | 0.69435 | 0.37604 | 0.2007 | 0.26103 | 0.34957 | 0.32223 | 0.23781 | 0.32555 | 0.1333 | 0.34443 | 0.32902 | 0.18272 | 0.25183 | 0.35578 | 0.21329 | 0.30278 | 0.65098 | 0.40789 | 0.20112 | 0.26126 | 0.3683 | 0.28835 | 0.24157 | 0.33432 | 0.13447 | 0.3582 | 0.32593 | 0.18272 | 0.25183 | 0.36408 | 0.21329 | 0
Jun | 23 | 3 | Weekday | Friday | 0.58247 | 0.6102 | 0.7011 | 0.47579 | 1 | 0.47579 | 0.47579 | 0.18272 | 0.47579 | 0.58247 | 0.58247 | 0.24218 | 0.7507 | 0.40803 | 0.2146 | 0.26093 | 0.3923 | 0.54313 | 0.23907 | 0.33837 | 0.13094 | 0.36227 | 0.32789 | 0.18272 | 0.25183 | 0.40034 | 0.21329 | 0.31098 | 0.7146 | 0.42984 | 0.21508 | 0.26126 | 0.4108 | 0.4804 | 0.2443 | 0.34809 | 0.1316 | 0.36897 | 0.32593 | 0.18272 | 0.25183 | 0.4096 | 0.21329 | 0
Jun | 23 | 4 | Weekday | Friday | 0.59116 | 0.61665 | 0.71632 | 0.46504 | 1 | 0.46504 | 0.46504 | 0.081494 | 0.46504 | 0.59116 | 0.59116 | 0.37199 | 0.77699 | 0.47857 | 0.21395 | 0.19939 | 0.41969 | 0.58326 | 0.20979 | 0.42842 | 0.11403 | 0.37006 | 0.21826 | 0.081494 | 0.0912 | 0.35569 | 0.11041 | 0.38495 | 0.70484 | 0.4646 | 0.21431 | 0.19889 | 0.41772 | 0.46462 | 0.21294 | 0.40235 | 0.11494 | 0.37475 | 0.21378 | 0.081494 | 0.0912 | 0.3636 | 0.11041 | 0
Jun | 23 | 5 | Weekday | Friday | 0.55049 | 0.63541 | 0.75877 | 0.52631 | 0.0044079 | 0.52631 | 0.52631 | 0.31445 | 0.52631 | 0.55049 | 0.55049 | 0.64316 | 0.8916 | 0.78124 | 0.51958 | 0.3558 | 0.58549 | 0.74205 | 0.3256 | 0.89606 | 0.50775 | 0.67392 | 0.389 | 0.31445 | 0.29735 | 0.58313 | 0.25266 | 0.70895 | 0.86208 | 0.75292 | 0.50688 | 0.35634 | 0.53164 | 0.68311 | 0.29931 | 0.89678 | 0.45752 | 0.68793 | 0.38585 | 0.24494 | 0.19392 | 0.53926 | 0.23832 | 0
Jun | 23 | 6 | Weekday | Friday | 0.56977 | 0.68449 | 0.8303 | 0.57926 | 0.0044079 | 0.57926 | 0.57926 | 0.39845 | 0.57926 | 0.56977 | 0.56977 | 0.83025 | 0.96387 | 0.98389 | 0.61142 | 0.50667 | 0.66275 | 0.88338 | 0.59253 | 0.92256 | 0.70749 | 0.87273 | 0.45711 | 0.39845 | 0.37475 | 0.64319 | 0.52851 | 0.88053 | 0.94653 | 0.92963 | 0.59916 | 0.50673 | 0.60976 | 0.84439 | 0.58708 | 0.90374 | 0.66712 | 0.89756 | 0.45076 | 0.35374 | 0.30518 | 0.58804 | 0.52222 | 0
Jun | 23 | 7 | Weekday | Friday | 0.64962 | 0.74745 | 0.88947 | 0.59448 | 0.0044079 | 0.59448 | 0.59448 | 0.59304 | 0.59448 | 0.64962 | 0.64962 | 0.86928 | 0.98283 | 0.84549 | 0.99844 | 0.97736 | 0.65632 | 0.92725 | 0.8457 | 0.7587 | 0.86897 | 0.79646 | 0.92181 | 0.59304 | 0.56775 | 0.86172 | 0.79556 | 0.89983 | 0.97048 | 0.8257 | 0.99582 | 0.97811 | 0.60633 | 0.89869 | 0.84614 | 0.73929 | 0.85026 | 0.78824 | 0.92257 | 0.57007 | 0.52713 | 0.82912 | 0.79276 | 0
Jun | 23 | 8 | Weekday | Friday | 0.73086 | 0.80359 | 0.92367 | 0.63993 | 0.0044079 | 0.63993 | 0.63993 | 0.85243 | 0.63993 | 0.73086 | 0.73086 | 0.71818 | 0.99851 | 0.74518 | 0.98859 | 0.9362 | 0.60098 | 0.99317 | 0.88781 | 0.7612 | 0.93347 | 0.7657 | 0.94502 | 0.85243 | 0.83157 | 0.94819 | 0.96332 | 0.75519 | 0.99008 | 0.75805 | 0.98704 | 0.93621 | 0.55871 | 0.97875 | 0.88219 | 0.74679 | 0.91695 | 0.76589 | 0.9449 | 0.84744 | 0.81901 | 0.93617 | 0.96214 | 0
Jun | 23 | 9 | Weekday | Friday | 0.84834 | 0.8556 | 0.94529 | 0.64117 | 0.0044079 | 0.64117 | 0.64117 | 0.9115 | 0.64117 | 0.84834 | 0.84834 | 0.90842 | 1 | 0.62045 | 0.95786 | 0.92946 | 0.55138 | 0.99455 | 0.93289 | 0.93843 | 0.96324 | 0.60105 | 0.95774 | 0.9115 | 0.89416 | 0.92824 | 0.9668 | 0.9226 | 0.99319 | 0.6374 | 0.95662 | 0.93 | 0.51362 | 0.98807 | 0.92863 | 0.93455 | 0.94778 | 0.59253 | 0.95773 | 0.90906 | 0.8863 | 0.9215 | 0.96611 | 0
Jun | 23 | 10 | Weekday | Friday | 0.94904 | 0.90615 | 0.96272 | 0.68805 | 0.0044079 | 0.68805 | 0.68805 | 0.9342 | 0.68805 | 0.94904 | 0.94904 | 0.94194 | 0.99829 | 0.59125 | 0.96252 | 0.95239 | 0.55659 | 1 | 0.96872 | 1 | 0.98716 | 0.60364 | 0.96825 | 0.9342 | 0.92235 | 1 | 0.97667 | 0.97321 | 0.99328 | 0.63531 | 0.96117 | 0.952 | 0.53456 | 0.99405 | 0.96813 | 1 | 0.97521 | 0.59734 | 0.96758 | 0.93376 | 0.91996 | 1 | 0.97627 | 0
Jun | 23 | 11 | Weekday | Friday | 0.99799 | 0.95017 | 0.97075 | 0.72134 | 0.0044079 | 0.72134 | 0.72134 | 0.95381 | 0.72134 | 0.99799 | 0.99799 | 0.94762 | 0.97093 | 0.59091 | 0.93145 | 0.95574 | 0.55719 | 0.95361 | 0.99375 | 0.99125 | 0.99412 | 0.60871 | 0.92504 | 0.95381 | 0.94878 | 0.96556 | 0.89385 | 0.99631 | 0.96674 | 0.63502 | 0.92878 | 0.95443 | 0.54354 | 0.95105 | 0.99222 | 0.99507 | 0.98305 | 0.60614 | 0.92204 | 0.95364 | 0.94757 | 0.96683 | 0.89349 | 0
Jun | 23 | 12 | Weekday | Friday | 0.99611 | 0.96386 | 0.97097 | 0.76524 | 0.0044079 | 0.76524 | 0.76524 | 0.96923 | 0.76524 | 0.99611 | 0.99611 | 0.78559 | 0.99266 | 0.57517 | 0.97119 | 0.98447 | 0.55799 | 0.99459 | 0.99299 | 0.98024 | 0.998 | 0.61699 | 0.98309 | 0.96923 | 0.96899 | 0.96671 | 0.99307 | 0.82762 | 0.99062 | 0.61683 | 0.97009 | 0.98393 | 0.55061 | 0.99549 | 0.98673 | 0.98758 | 0.98603 | 0.61473 | 0.98256 | 0.96915 | 0.96831 | 0.97008 | 0.99303 | 0
Jun | 23 | 13 | Weekday | Friday | 0.98476 | 0.97879 | 0.97849 | 0.78408 | 0.0044079 | 0.78408 | 0.78408 | 0.98098 | 0.78408 | 0.98476 | 0.98476 | 0.73035 | 0.99088 | 0.57449 | 0.97013 | 0.95972 | 0.55674 | 0.99489 | 0.99669 | 0.79046 | 0.99527 | 0.6189 | 0.98757 | 0.98098 | 0.98183 | 0.9465 | 0.99938 | 0.80073 | 0.99085 | 0.61661 | 0.97078 | 0.96002 | 0.55556 | 1 | 0.9978 | 0.79365 | 0.98634 | 0.61801 | 0.98822 | 0.98096 | 0.98166 | 0.95122 | 0.99938 | 0
Jun | 23 | 14 | Weekday | Friday | 0.96853 | 0.9932 | 0.96953 | 0.81857 | 0.0044079 | 0.81857 | 0.81857 | 0.99629 | 0.81857 | 0.96853 | 0.96853 | 0.76278 | 0.98981 | 0.57522 | 0.96922 | 0.96665 | 0.60005 | 0.96553 | 1 | 0.78489 | 0.99468 | 0.62004 | 0.99434 | 0.99629 | 0.99933 | 0.9324 | 1 | 0.79 | 0.9919 | 0.6174 | 0.96999 | 0.96763 | 0.59672 | 0.98258 | 1 | 0.7855 | 0.98858 | 0.6186 | 0.99505 | 0.99629 | 0.99933 | 0.93872 | 1 | 0
Jun | 23 | 15 | Weekday | Friday | 0.93155 | 1 | 0.95071 | 0.86377 | 0.0044079 | 0.86377 | 0.86377 | 1 | 0.86377 | 0.93155 | 0.93155 | 0.95744 | 0.99304 | 0.6045 | 1 | 1 | 0.77542 | 0.96336 | 0.95203 | 0.78528 | 1 | 0.61956 | 1 | 1 | 1 | 0.93298 | 0.99804 | 0.96433 | 0.99761 | 0.67827 | 1 | 1 | 0.77799 | 0.98262 | 0.96742 | 0.78608 | 1 | 0.65761 | 1 | 1 | 1 | 0.93912 | 0.99804 | 0
Jun | 23 | 16 | Weekday | Friday | 0.87255 | 0.97109 | 0.92697 | 0.93891 | 0.0044079 | 0.93891 | 0.93891 | 0.98899 | 0.93891 | 0.87255 | 0.87255 | 0.97801 | 0.99146 | 0.6967 | 0.91145 | 0.91338 | 0.91948 | 0.94763 | 0.72505 | 0.97039 | 0.89139 | 0.72735 | 0.64864 | 0.98899 | 0.98206 | 0.93082 | 0.29124 | 0.98412 | 1 | 0.754 | 0.91156 | 0.91433 | 0.91562 | 0.96677 | 0.73312 | 0.9727 | 0.88452 | 0.76947 | 0.64611 | 0.98898 | 0.98189 | 0.93466 | 0.29124 | 0
Jun | 23 | 17 | Weekday | Friday | 0.82061 | 0.928 | 0.90325 | 0.99825 | 0.0044079 | 0.99825 | 0.99825 | 0.75744 | 0.99825 | 0.82061 | 0.82061 | 1 | 0.81186 | 0.87506 | 0.76838 | 0.6199 | 0.97753 | 0.61309 | 0.7051 | 0.97456 | 0.87321 | 0.79961 | 0.50686 | 0.75744 | 0.73003 | 0.91085 | 0.092406 | 1 | 0.80752 | 0.88402 | 0.76647 | 0.62025 | 0.9654 | 0.60082 | 0.70881 | 0.96769 | 0.86288 | 0.83307 | 0.50441 | 0.75724 | 0.72905 | 0.91071 | 0.092406 | 0
Jun | 23 | 18 | Weekday | Friday | 0.77337 | 0.88529 | 0.8757 | 0.9817 | 0.0044079 | 0.9817 | 0.9817 | 0.69575 | 0.9817 | 0.77337 | 0.77337 | 0.80721 | 0.81327 | 0.84666 | 0.74892 | 0.59289 | 0.94056 | 0.61564 | 0.68683 | 0.97312 | 0.8438 | 0.81953 | 0.49231 | 0.69575 | 0.66341 | 0.86475 | 0.089832 | 0.82241 | 0.80429 | 0.90043 | 0.7462 | 0.5936 | 0.92951 | 0.5965 | 0.68672 | 0.96148 | 0.83956 | 0.86154 | 0.49071 | 0.69419 | 0.66061 | 0.85951 | 0.089832 | 0
Jun | 23 | 19 | Weekday | Friday | 0.76067 | 0.87029 | 0.85639 | 0.93824 | 1 | 0.93824 | 0.93824 | 0.72201 | 0.93824 | 0.76067 | 0.76067 | 0.83656 | 0.74681 | 0.91865 | 0.67544 | 0.5617 | 0.99504 | 0.59054 | 0.69182 | 0.84988 | 0.84296 | 0.94782 | 0.57227 | 0.72201 | 0.74569 | 0.81353 | 0.19458 | 0.87401 | 0.72215 | 0.99081 | 0.66945 | 0.56209 | 0.99492 | 0.55 | 0.69182 | 0.8397 | 0.83635 | 1 | 0.57064 | 0.71908 | 0.73903 | 0.80367 | 0.19458 | 0
Jun | 23 | 20 | Weekday | Friday | 0.7583 | 0.82522 | 0.8361 | 0.89524 | 1 | 0.89524 | 0.89524 | 0.33221 | 0.89524 | 0.7583 | 0.7583 | 0.79924 | 0.72608 | 0.94793 | 0.66542 | 0.56586 | 0.86752 | 0.40736 | 0.24299 | 0.85618 | 0.20702 | 0.91861 | 0.587 | 0.33221 | 0.39276 | 0.58937 | 0.21329 | 0.85346 | 0.69701 | 0.95582 | 0.65763 | 0.56767 | 0.87129 | 0.38697 | 0.24205 | 0.83964 | 0.20709 | 0.95684 | 0.58551 | 0.33221 | 0.39276 | 0.58559 | 0.21329 | 0
Jun | 23 | 21 | Weekday | Friday | 0.71025 | 0.75573 | 0.80766 | 0.87224 | 1 | 0.87224 | 0.87224 | 0.18272 | 0.87224 | 0.71025 | 0.71025 | 0.74419 | 0.68771 | 0.7782 | 0.24356 | 0.27968 | 0.69292 | 0.42232 | 0.23935 | 0.83897 | 0.18059 | 0.67762 | 0.34648 | 0.18272 | 0.25183 | 0.3805 | 0.21329 | 0.83164 | 0.65172 | 0.79655 | 0.24417 | 0.27924 | 0.69088 | 0.37413 | 0.2417 | 0.82617 | 0.18141 | 0.70176 | 0.34469 | 0.18272 | 0.25183 | 0.38891 | 0.21329 | 0
Jun | 23 | 22 | Weekday | Friday | 0.69886 | 0.71467 | 0.77303 | 0.77664 | 1 | 0.77664 | 0.77664 | 0.18272 | 0.77664 | 0.69886 | 0.69886 | 0.69469 | 0.68965 | 0.58353 | 0.20923 | 0.26065 | 0.52594 | 0.32347 | 0.24159 | 0.85805 | 0.16972 | 0.46948 | 0.32902 | 0.18272 | 0.25183 | 0.47686 | 0.21329 | 0.82901 | 0.6512 | 0.62324 | 0.20966 | 0.26126 | 0.53417 | 0.29679 | 0.2448 | 0.85506 | 0.17089 | 0.48574 | 0.32593 | 0.18272 | 0.25183 | 0.48794 | 0.21329 | 0
Jun | 23 | 23 | Weekday | Friday | 0.64441 | 0.70703 | 0.74559 | 0.6646 | 1 | 0.6646 | 0.6646 | 0.17593 | 0.6646 | 0.64441 | 0.64441 | 0.40627 | 0.70699 | 0.43814 | 0.1833 | 0.2433 | 0.3999 | 0.35958 | 0.23751 | 0.50021 | 0.13672 | 0.4118 | 0.31099 | 0.17593 | 0.246 | 0.37978 | 0.21329 | 0.46635 | 0.66701 | 0.46778 | 0.18371 | 0.24327 | 0.4201 | 0.3137 | 0.24177 | 0.4853 | 0.13787 | 0.4276 | 0.30717 | 0.17593 | 0.246 | 0.38826 | 0.21329 | 0
Jun | 24 | 24 | Weekend | Saturday | 0.61795 | 0.68752 | 0.746 | 0.6079 | 1 | 0.6079 | 0.6079 | 0.18033 | 0.6079 | 0.61795 | 0.61795 | 0.23627 | 0.70626 | 0.42927 | 0.16601 | 0.22488 | 0.36887 | 0.34235 | 0.23658 | 0.32402 | 0.12918 | 0.39625 | 0.29137 | 0.18033 | 0.24977 | 0.34156 | 0.21329 | 0.30202 | 0.66527 | 0.47411 | 0.16629 | 0.22529 | 0.39027 | 0.29809 | 0.2417 | 0.33318 | 0.13024 | 0.42117 | 0.28841 | 0.18033 | 0.24977 | 0.3494 | 0.21329 | 0
Jun | 24 | 1 | Weekend | Saturday | 0.61123 | 0.64002 | 0.73202 | 0.55924 | 1 | 0.55924 | 0.55924 | 0.18033 | 0.55924 | 0.61123 | 0.61123 | 0.23662 | 0.70948 | 0.37715 | 0.16596 | 0.22539 | 0.35144 | 0.32404 | 0.23567 | 0.32408 | 0.12883 | 0.35865 | 0.29033 | 0.18033 | 0.24977 | 0.33661 | 0.21329 | 0.30249 | 0.66725 | 0.40795 | 0.16629 | 0.22529 | 0.37403 | 0.28499 | 0.24164 | 0.33393 | 0.13022 | 0.36618 | 0.28841 | 0.18033 | 0.24977 | 0.34434 | 0.21329 | 0
Jun | 24 | 2 | Weekend | Saturday | 0.6011 | 0.62597 | 0.72289 | 0.52674 | 1 | 0.52674 | 0.52674 | 0.18033 | 0.52674 | 0.6011 | 0.6011 | 0.23642 | 0.71113 | 0.39696 | 0.16591 | 0.22539 | 0.34254 | 0.34415 | 0.2369 | 0.32492 | 0.12914 | 0.3407 | 0.29137 | 0.18033 | 0.24977 | 0.33283 | 0.21329 | 0.30263 | 0.6684 | 0.43054 | 0.16629 | 0.22529 | 0.36406 | 0.29669 | 0.24159 | 0.33411 | 0.1302 | 0.35862 | 0.28841 | 0.18033 | 0.24977 | 0.3402 | 0.21329 | 0
Jun | 24 | 3 | Weekend | Saturday | 0.5932 | 0.62138 | 0.72041 | 0.49624 | 1 | 0.49624 | 0.49624 | 0.18033 | 0.49624 | 0.5932 | 0.5932 | 0.23948 | 0.71694 | 0.40464 | 0.17447 | 0.22488 | 0.38401 | 0.44985 | 0.23746 | 0.33102 | 0.12933 | 0.36037 | 0.29241 | 0.18033 | 0.24977 | 0.35352 | 0.21329 | 0.306 | 0.67617 | 0.42157 | 0.17483 | 0.22529 | 0.40553 | 0.39064 | 0.2426 | 0.33973 | 0.13072 | 0.36831 | 0.28841 | 0.18033 | 0.24977 | 0.36164 | 0.21329 | 0
Jun | 24 | 4 | Weekend | Saturday | 0.60043 | 0.62562 | 0.73383 | 0.48288 | 1 | 0.48288 | 0.48288 | 0.079096 | 0.48288 | 0.60043 | 0.60043 | 0.36959 | 0.70773 | 0.42887 | 0.16207 | 0.14348 | 0.40934 | 0.48769 | 0.20763 | 0.4113 | 0.1127 | 0.33129 | 0.1606 | 0.079096 | 0.089143 | 0.30615 | 0.11041 | 0.38032 | 0.66622 | 0.43543 | 0.16206 | 0.14251 | 0.41028 | 0.38375 | 0.21152 | 0.39317 | 0.11421 | 0.33518 | 0.1575 | 0.079096 | 0.089143 | 0.31315 | 0.11041 | 0
Jun | 24 | 5 | Weekend | Saturday | 0.55766 | 0.64047 | 0.77727 | 0.53986 | 0.0044079 | 0.53986 | 0.53986 | 0.16026 | 0.53986 | 0.55766 | 0.55766 | 0.63461 | 0.74223 | 0.64822 | 0.35426 | 0.2282 | 0.57433 | 0.55903 | 0.20082 | 0.88246 | 0.11049 | 0.51485 | 0.26053 | 0.16026 | 0.15421 | 0.50005 | 0.089832 | 0.70535 | 0.71622 | 0.67217 | 0.35048 | 0.22888 | 0.52255 | 0.48983 | 0.2054 | 0.88873 | 0.11096 | 0.53565 | 0.2561 | 0.14704 | 0.12367 | 0.44676 | 0.089832 | 0
Jun | 24 | 6 | Weekend | Saturday | 0.57517 | 0.68786 | 0.8493 | 0.59146 | 0.0044079 | 0.59146 | 0.59146 | 0.21769 | 0.59146 | 0.57517 | 0.57517 | 0.76278 | 0.79091 | 0.86438 | 0.43315 | 0.2552 | 0.65009 | 0.64911 | 0.20062 | 0.87656 | 0.12587 | 0.70107 | 0.25479 | 0.21769 | 0.20497 | 0.56137 | 0.16918 | 0.86963 | 0.7568 | 0.85101 | 0.4302 | 0.2547 | 0.59865 | 0.59181 | 0.20519 | 0.893 | 0.12721 | 0.71937 | 0.2512 | 0.20737 | 0.18469 | 0.49776 | 0.16407 | 0
Jun | 24 | 7 | Weekend | Saturday | 0.64879 | 0.75105 | 0.90806 | 0.60568 | 0.0044079 | 0.60568 | 0.60568 | 0.45546 | 0.60568 | 0.64879 | 0.64879 | 0.7997 | 0.80721 | 1 | 0.56545 | 0.35373 | 0.60499 | 0.70421 | 0.20243 | 0.71142 | 0.15713 | 1 | 0.32015 | 0.45546 | 0.42711 | 0.7087 | 0.17338 | 0.87991 | 0.78166 | 0.93123 | 0.56519 | 0.35391 | 0.55422 | 0.67406 | 0.2053 | 0.72456 | 0.1589 | 0.99497 | 0.31641 | 0.44272 | 0.39676 | 0.66294 | 0.17107 | 0
Jun | 24 | 8 | Weekend | Saturday | 0.72791 | 0.80622 | 0.94479 | 0.65498 | 0.0044079 | 0.65498 | 0.65498 | 0.59292 | 0.65498 | 0.72791 | 0.72791 | 0.66828 | 0.83462 | 0.83691 | 0.57857 | 0.37681 | 0.5464 | 0.76276 | 0.20085 | 0.73185 | 0.15759 | 0.8622 | 0.32399 | 0.59292 | 0.5662 | 0.69926 | 0.23903 | 0.72192 | 0.81412 | 0.81893 | 0.57867 | 0.37657 | 0.50311 | 0.73417 | 0.20543 | 0.73117 | 0.15868 | 0.86417 | 0.32133 | 0.58997 | 0.55479 | 0.67128 | 0.23857 | 0
Jun | 24 | 9 | Weekend | Saturday | 0.85069 | 0.85868 | 0.96746 | 0.66149 | 0.0044079 | 0.66149 | 0.66149 | 0.71381 | 0.66149 | 0.85069 | 0.85069 | 0.88234 | 0.83661 | 0.70697 | 0.55833 | 0.36596 | 0.49612 | 0.73698 | 0.20491 | 0.91895 | 0.18485 | 0.63256 | 0.32283 | 0.71381 | 0.68401 | 0.77656 | 0.23896 | 0.8991 | 0.81698 | 0.71144 | 0.5588 | 0.36645 | 0.45692 | 0.7192 | 0.20785 | 0.91586 | 0.18325 | 0.62352 | 0.31806 | 0.71381 | 0.68232 | 0.77021 | 0.23896 | 0
Jun | 24 | 10 | Weekend | Saturday | 0.94985 | 0.90808 | 0.98631 | 0.71059 | 0.0044079 | 0.71059 | 0.71059 | 0.74041 | 0.71059 | 0.94985 | 0.94985 | 0.91864 | 0.83563 | 0.67075 | 0.51429 | 0.36019 | 0.50205 | 0.77283 | 0.20451 | 0.98023 | 0.19798 | 0.61691 | 0.32211 | 0.74041 | 0.71005 | 0.85916 | 0.23923 | 0.94595 | 0.81695 | 0.70122 | 0.51461 | 0.36014 | 0.47812 | 0.75429 | 0.20875 | 0.97791 | 0.19827 | 0.60671 | 0.31839 | 0.74041 | 0.71005 | 0.86445 | 0.23923 | 0
Jun | 24 | 11 | Weekend | Saturday | 0.99943 | 0.94983 | 0.99398 | 0.74118 | 0.0044079 | 0.74118 | 0.74118 | 0.85036 | 0.74118 | 0.99943 | 0.99943 | 0.92423 | 0.81988 | 0.641 | 0.50265 | 0.36341 | 0.51084 | 0.72296 | 0.20966 | 0.97386 | 0.23962 | 0.61268 | 0.26095 | 0.85036 | 0.82999 | 0.86254 | 0.16513 | 0.96036 | 0.80137 | 0.70056 | 0.50323 | 0.36337 | 0.49548 | 0.71237 | 0.21316 | 0.9734 | 0.24114 | 0.61739 | 0.25771 | 0.85036 | 0.82999 | 0.87396 | 0.16513 | 0
Jun | 24 | 12 | Weekend | Saturday | 1 | 0.96213 | 0.99232 | 0.78529 | 0.0044079 | 0.78529 | 0.78529 | 0.87398 | 0.78529 | 1 | 1 | 0.77486 | 0.8096 | 0.61339 | 0.48949 | 0.35919 | 0.51474 | 0.78505 | 0.21765 | 0.97241 | 0.296 | 0.6334 | 0.2652 | 0.87398 | 0.86113 | 0.86269 | 0.1676 | 0.80715 | 0.79247 | 0.6671 | 0.49031 | 0.35888 | 0.5056 | 0.77483 | 0.22181 | 0.9733 | 0.29828 | 0.63035 | 0.26096 | 0.87398 | 0.86113 | 0.87683 | 0.1676 | 0
Jun | 24 | 13 | Weekend | Saturday | 0.99206 | 0.97597 | 1 | 0.80351 | 0.0044079 | 0.80351 | 0.80351 | 0.89766 | 0.80351 | 0.99206 | 0.99206 | 0.73512 | 0.80394 | 0.61461 | 0.4548 | 0.27807 | 0.52978 | 0.75681 | 0.23152 | 0.79888 | 0.34389 | 0.64212 | 0.27054 | 0.89766 | 0.89076 | 0.8548 | 0.17032 | 0.81147 | 0.78858 | 0.66838 | 0.45591 | 0.27793 | 0.52771 | 0.75401 | 0.23606 | 0.79988 | 0.34648 | 0.64356 | 0.26635 | 0.89766 | 0.89076 | 0.86998 | 0.17032 | 0
Jun | 24 | 14 | Weekend | Saturday | 0.9733 | 0.98975 | 0.98915 | 0.83692 | 0.0044079 | 0.83692 | 0.83692 | 0.92448 | 0.83692 | 0.9733 | 0.9733 | 0.7829 | 0.77045 | 0.61528 | 0.51096 | 0.31377 | 0.59452 | 0.79275 | 0.25539 | 0.80973 | 0.46123 | 0.65149 | 0.27855 | 0.92448 | 0.92249 | 0.85219 | 0.17213 | 0.82815 | 0.76201 | 0.66898 | 0.51227 | 0.31378 | 0.59144 | 0.78813 | 0.2619 | 0.8125 | 0.46606 | 0.65181 | 0.27547 | 0.92448 | 0.92249 | 0.86801 | 0.17213 | 0
Jun | 24 | 15 | Weekend | Saturday | 0.9329 | 0.99595 | 0.96459 | 0.87735 | 0.0044079 | 0.87735 | 0.87735 | 0.90962 | 0.87735 | 0.9329 | 0.9329 | 0.96262 | 0.76581 | 0.64935 | 0.54521 | 0.31575 | 0.75831 | 0.72408 | 0.2621 | 0.79202 | 0.44754 | 0.63617 | 0.28841 | 0.90962 | 0.9033 | 0.84304 | 0.089832 | 0.98226 | 0.75722 | 0.73671 | 0.54692 | 0.31577 | 0.75974 | 0.72211 | 0.26747 | 0.79417 | 0.45287 | 0.677 | 0.28439 | 0.90962 | 0.9033 | 0.8592 | 0.089832 | 0
Jun | 24 | 16 | Weekend | Saturday | 0.87661 | 0.96701 | 0.93694 | 0.9465 | 0.0044079 | 0.9465 | 0.9465 | 0.80585 | 0.9465 | 0.87661 | 0.87661 | 0.96128 | 0.74805 | 0.71712 | 0.52119 | 0.28269 | 0.93222 | 0.72282 | 0.25628 | 0.95733 | 0.42283 | 0.70084 | 0.25403 | 0.80585 | 0.79042 | 0.78652 | 0.089832 | 0.96961 | 0.73638 | 0.79939 | 0.52253 | 0.28283 | 0.92906 | 0.7084 | 0.26194 | 0.95976 | 0.42783 | 0.74322 | 0.25074 | 0.80585 | 0.79027 | 0.7996 | 0.089832 | 0
Jun | 24 | 17 | Weekend | Saturday | 0.82956 | 0.92613 | 0.9096 | 1 | 0.0044079 | 1 | 1 | 0.62318 | 1 | 0.82956 | 0.82956 | 0.98558 | 0.73307 | 0.84597 | 0.39948 | 0.20067 | 0.99973 | 0.47463 | 0.24557 | 0.9693 | 0.36407 | 0.83066 | 0.14213 | 0.62318 | 0.59561 | 0.76053 | 0.089832 | 0.98577 | 0.71445 | 0.94043 | 0.40064 | 0.2002 | 0.98884 | 0.45724 | 0.25093 | 0.96451 | 0.36894 | 0.88357 | 0.13676 | 0.62318 | 0.5941 | 0.76931 | 0.089832 | 0
Jun | 24 | 18 | Weekend | Saturday | 0.78212 | 0.88202 | 0.87827 | 0.97513 | 0.0044079 | 0.97513 | 0.97513 | 0.42244 | 0.97513 | 0.78212 | 0.78212 | 0.78475 | 0.73424 | 0.87102 | 0.32535 | 0.18298 | 0.95645 | 0.50655 | 0.23642 | 0.95979 | 0.32123 | 0.84289 | 0.13958 | 0.42244 | 0.41141 | 0.66711 | 0.089832 | 0.80754 | 0.71248 | 0.93572 | 0.32625 | 0.1832 | 0.94623 | 0.47515 | 0.24154 | 0.95397 | 0.32519 | 0.88893 | 0.13628 | 0.42107 | 0.40563 | 0.66775 | 0.089832 | 0
Jun | 24 | 19 | Weekend | Saturday | 0.77005 | 0.86652 | 0.85823 | 0.93093 | 1 | 0.93093 | 0.93093 | 0.47345 | 0.93093 | 0.77005 | 0.77005 | 0.80463 | 0.70768 | 0.92237 | 0.2529 | 0.22402 | 1 | 0.46528 | 0.24617 | 0.83479 | 0.25602 | 0.9412 | 0.2697 | 0.47345 | 0.5212 | 0.65983 | 0.19528 | 0.84407 | 0.67423 | 1 | 0.2536 | 0.22391 | 1 | 0.4339 | 0.25155 | 0.82943 | 0.25878 | 0.99875 | 0.2655 | 0.46974 | 0.51175 | 0.65346 | 0.19528 | 0
Jun | 24 | 20 | Weekend | Saturday | 0.76465 | 0.82297 | 0.83978 | 0.89279 | 1 | 0.89279 | 0.89279 | 0.24002 | 0.89279 | 0.76465 | 0.76465 | 0.76242 | 0.71618 | 0.89286 | 0.20887 | 0.22565 | 0.8602 | 0.41395 | 0.23896 | 0.82854 | 0.19655 | 0.92512 | 0.29241 | 0.24002 | 0.31078 | 0.53692 | 0.21329 | 0.82157 | 0.68072 | 0.96142 | 0.209 | 0.22529 | 0.86343 | 0.38148 | 0.24415 | 0.81949 | 0.19199 | 0.97535 | 0.28841 | 0.24002 | 0.31078 | 0.53953 | 0.21329 | 0
Jun | 24 | 21 | Weekend | Saturday | 0.71855 | 0.75685 | 0.81026 | 0.87363 | 1 | 0.87363 | 0.87363 | 0.18033 | 0.87363 | 0.71855 | 0.71855 | 0.7039 | 0.71905 | 0.85383 | 0.19148 | 0.22514 | 0.67752 | 0.38076 | 0.23719 | 0.80968 | 0.17059 | 0.71938 | 0.29033 | 0.18033 | 0.24977 | 0.35145 | 0.21329 | 0.80281 | 0.67905 | 0.84196 | 0.19191 | 0.22529 | 0.6748 | 0.34072 | 0.24188 | 0.80619 | 0.17186 | 0.74421 | 0.28841 | 0.18033 | 0.24977 | 0.35913 | 0.21329 | 0
Jun | 24 | 22 | Weekend | Saturday | 0.70493 | 0.71948 | 0.77356 | 0.78105 | 1 | 0.78105 | 0.78105 | 0.18033 | 0.78105 | 0.70493 | 0.70493 | 0.65908 | 0.72143 | 0.65575 | 0.17452 | 0.22539 | 0.50685 | 0.34848 | 0.23872 | 0.83156 | 0.16347 | 0.48628 | 0.29137 | 0.18033 | 0.24977 | 0.45121 | 0.21329 | 0.80932 | 0.68066 | 0.68354 | 0.17483 | 0.22529 | 0.51489 | 0.31106 | 0.24478 | 0.84077 | 0.16566 | 0.50435 | 0.28841 | 0.18033 | 0.24977 | 0.46153 | 0.21329 | 0
Jun | 24 | 23 | Weekend | Saturday | 0.65041 | 0.71124 | 0.7454 | 0.67467 | 1 | 0.67467 | 0.67467 | 0.17593 | 0.67467 | 0.65041 | 0.65041 | 0.40627 | 0.70699 | 0.43814 | 0.1833 | 0.2433 | 0.3999 | 0.35958 | 0.23751 | 0.50021 | 0.13672 | 0.4118 | 0.31099 | 0.17593 | 0.246 | 0.37978 | 0.21329 | 0.46635 | 0.66701 | 0.46778 | 0.18371 | 0.24327 | 0.4201 | 0.3137 | 0.24177 | 0.4853 | 0.13787 | 0.4276 | 0.30717 | 0.17593 | 0.246 | 0.38826 | 0.21329 | 0
Jun | 25 | 24 | Weekend | Sunday | 0.61795 | 0.68752 | 0.746 | 0.6079 | 1 | 0.6079 | 0.6079 | 0.18033 | 0.6079 | 0.61795 | 0.61795 | 0.23627 | 0.70626 | 0.42927 | 0.16601 | 0.22488 | 0.36887 | 0.34235 | 0.23658 | 0.32402 | 0.12918 | 0.39625 | 0.29137 | 0.18033 | 0.24977 | 0.34156 | 0.21329 | 0.30202 | 0.66527 | 0.47411 | 0.16629 | 0.22529 | 0.39027 | 0.29809 | 0.2417 | 0.33318 | 0.13024 | 0.42117 | 0.28841 | 0.18033 | 0.24977 | 0.3494 | 0.21329 | 0
Jun | 25 | 1 | Weekend | Sunday | 0.61123 | 0.64002 | 0.73202 | 0.55924 | 1 | 0.55924 | 0.55924 | 0.18033 | 0.55924 | 0.61123 | 0.61123 | 0.23662 | 0.70948 | 0.37715 | 0.16596 | 0.22539 | 0.35144 | 0.32404 | 0.23567 | 0.32408 | 0.12883 | 0.35865 | 0.29033 | 0.18033 | 0.24977 | 0.33661 | 0.21329 | 0.30249 | 0.66725 | 0.40795 | 0.16629 | 0.22529 | 0.37403 | 0.28499 | 0.24164 | 0.33393 | 0.13022 | 0.36618 | 0.28841 | 0.18033 | 0.24977 | 0.34434 | 0.21329 | 0
Jun | 25 | 2 | Weekend | Sunday | 0.6011 | 0.62597 | 0.72289 | 0.52674 | 1 | 0.52674 | 0.52674 | 0.18033 | 0.52674 | 0.6011 | 0.6011 | 0.23642 | 0.71113 | 0.39696 | 0.16591 | 0.22539 | 0.34254 | 0.34415 | 0.2369 | 0.32492 | 0.12914 | 0.3407 | 0.29137 | 0.18033 | 0.24977 | 0.33283 | 0.21329 | 0.30263 | 0.6684 | 0.43054 | 0.16629 | 0.22529 | 0.36406 | 0.29669 | 0.24159 | 0.33411 | 0.1302 | 0.35862 | 0.28841 | 0.18033 | 0.24977 | 0.3402 | 0.21329 | 0
Jun | 25 | 3 | Weekend | Sunday | 0.5932 | 0.62138 | 0.72041 | 0.49624 | 1 | 0.49624 | 0.49624 | 0.18033 | 0.49624 | 0.5932 | 0.5932 | 0.23948 | 0.71694 | 0.40464 | 0.17447 | 0.22488 | 0.38401 | 0.44985 | 0.23746 | 0.33102 | 0.12933 | 0.36037 | 0.29241 | 0.18033 | 0.24977 | 0.35352 | 0.21329 | 0.306 | 0.67617 | 0.42157 | 0.17483 | 0.22529 | 0.40553 | 0.39064 | 0.2426 | 0.33973 | 0.13072 | 0.36831 | 0.28841 | 0.18033 | 0.24977 | 0.36164 | 0.21329 | 0
Jun | 25 | 4 | Weekend | Sunday | 0.60043 | 0.62562 | 0.73383 | 0.48288 | 1 | 0.48288 | 0.48288 | 0.079096 | 0.48288 | 0.60043 | 0.60043 | 0.36959 | 0.70773 | 0.42887 | 0.16207 | 0.14348 | 0.40934 | 0.48769 | 0.20763 | 0.4113 | 0.1127 | 0.33129 | 0.1606 | 0.079096 | 0.089143 | 0.30615 | 0.11041 | 0.38032 | 0.66622 | 0.43543 | 0.16206 | 0.14251 | 0.41028 | 0.38375 | 0.21152 | 0.39317 | 0.11421 | 0.33518 | 0.1575 | 0.079096 | 0.089143 | 0.31315 | 0.11041 | 0
Jun | 25 | 5 | Weekend | Sunday | 0.55766 | 0.64047 | 0.77727 | 0.53986 | 0.0044079 | 0.53986 | 0.53986 | 0.16026 | 0.53986 | 0.55766 | 0.55766 | 0.63461 | 0.74223 | 0.64822 | 0.35426 | 0.2282 | 0.57433 | 0.55903 | 0.20082 | 0.88246 | 0.11049 | 0.51485 | 0.26053 | 0.16026 | 0.15421 | 0.50005 | 0.089832 | 0.70535 | 0.71622 | 0.67217 | 0.35048 | 0.22888 | 0.52255 | 0.48983 | 0.2054 | 0.88873 | 0.11096 | 0.53565 | 0.2561 | 0.14704 | 0.12367 | 0.44676 | 0.089832 | 0
Jun | 25 | 6 | Weekend | Sunday | 0.57517 | 0.68786 | 0.8493 | 0.59146 | 0.0044079 | 0.59146 | 0.59146 | 0.21769 | 0.59146 | 0.57517 | 0.57517 | 0.76278 | 0.79091 | 0.86438 | 0.43315 | 0.2552 | 0.65009 | 0.64911 | 0.20062 | 0.87656 | 0.12587 | 0.70107 | 0.25479 | 0.21769 | 0.20497 | 0.56137 | 0.16918 | 0.86963 | 0.7568 | 0.85101 | 0.4302 | 0.2547 | 0.59865 | 0.59181 | 0.20519 | 0.893 | 0.12721 | 0.71937 | 0.2512 | 0.20737 | 0.18469 | 0.49776 | 0.16407 | 0
Jun | 25 | 7 | Weekend | Sunday | 0.64879 | 0.75105 | 0.90806 | 0.60568 | 0.0044079 | 0.60568 | 0.60568 | 0.45546 | 0.60568 | 0.64879 | 0.64879 | 0.7997 | 0.80721 | 1 | 0.56545 | 0.35373 | 0.60499 | 0.70421 | 0.20243 | 0.71142 | 0.15713 | 1 | 0.32015 | 0.45546 | 0.42711 | 0.7087 | 0.17338 | 0.87991 | 0.78166 | 0.93123 | 0.56519 | 0.35391 | 0.55422 | 0.67406 | 0.2053 | 0.72456 | 0.1589 | 0.99497 | 0.31641 | 0.44272 | 0.39676 | 0.66294 | 0.17107 | 0
Jun | 25 | 8 | Weekend | Sunday | 0.72791 | 0.80622 | 0.94479 | 0.65498 | 0.0044079 | 0.65498 | 0.65498 | 0.59292 | 0.65498 | 0.72791 | 0.72791 | 0.66828 | 0.83462 | 0.83691 | 0.57857 | 0.37681 | 0.5464 | 0.76276 | 0.20085 | 0.73185 | 0.15759 | 0.8622 | 0.32399 | 0.59292 | 0.5662 | 0.69926 | 0.23903 | 0.72192 | 0.81412 | 0.81893 | 0.57867 | 0.37657 | 0.50311 | 0.73417 | 0.20543 | 0.73117 | 0.15868 | 0.86417 | 0.32133 | 0.58997 | 0.55479 | 0.67128 | 0.23857 | 0
Jun | 25 | 9 | Weekend | Sunday | 0.85069 | 0.85868 | 0.96746 | 0.66149 | 0.0044079 | 0.66149 | 0.66149 | 0.71381 | 0.66149 | 0.85069 | 0.85069 | 0.88234 | 0.83661 | 0.70697 | 0.55833 | 0.36596 | 0.49612 | 0.73698 | 0.20491 | 0.91895 | 0.18485 | 0.63256 | 0.32283 | 0.71381 | 0.68401 | 0.77656 | 0.23896 | 0.8991 | 0.81698 | 0.71144 | 0.5588 | 0.36645 | 0.45692 | 0.7192 | 0.20785 | 0.91586 | 0.18325 | 0.62352 | 0.31806 | 0.71381 | 0.68232 | 0.77021 | 0.23896 | 0
Jun | 25 | 10 | Weekend | Sunday | 0.94985 | 0.90808 | 0.98631 | 0.71059 | 0.0044079 | 0.71059 | 0.71059 | 0.74041 | 0.71059 | 0.94985 | 0.94985 | 0.91864 | 0.83563 | 0.67075 | 0.51429 | 0.36019 | 0.50205 | 0.77283 | 0.20451 | 0.98023 | 0.19798 | 0.61691 | 0.32211 | 0.74041 | 0.71005 | 0.85916 | 0.23923 | 0.94595 | 0.81695 | 0.70122 | 0.51461 | 0.36014 | 0.47812 | 0.75429 | 0.20875 | 0.97791 | 0.19827 | 0.60671 | 0.31839 | 0.74041 | 0.71005 | 0.86445 | 0.23923 | 0
Jun | 25 | 11 | Weekend | Sunday | 0.99943 | 0.94983 | 0.99398 | 0.74118 | 0.0044079 | 0.74118 | 0.74118 | 0.85036 | 0.74118 | 0.99943 | 0.99943 | 0.92423 | 0.81988 | 0.641 | 0.50265 | 0.36341 | 0.51084 | 0.72296 | 0.20966 | 0.97386 | 0.23962 | 0.61268 | 0.26095 | 0.85036 | 0.82999 | 0.86254 | 0.16513 | 0.96036 | 0.80137 | 0.70056 | 0.50323 | 0.36337 | 0.49548 | 0.71237 | 0.21316 | 0.9734 | 0.24114 | 0.61739 | 0.25771 | 0.85036 | 0.82999 | 0.87396 | 0.16513 | 0
Jun | 25 | 12 | Weekend | Sunday | 1 | 0.96213 | 0.99232 | 0.78529 | 0.0044079 | 0.78529 | 0.78529 | 0.87398 | 0.78529 | 1 | 1 | 0.77486 | 0.8096 | 0.61339 | 0.48949 | 0.35919 | 0.51474 | 0.78505 | 0.21765 | 0.97241 | 0.296 | 0.6334 | 0.2652 | 0.87398 | 0.86113 | 0.86269 | 0.1676 | 0.80715 | 0.79247 | 0.6671 | 0.49031 | 0.35888 | 0.5056 | 0.77483 | 0.22181 | 0.9733 | 0.29828 | 0.63035 | 0.26096 | 0.87398 | 0.86113 | 0.87683 | 0.1676 | 0
Jun | 25 | 13 | Weekend | Sunday | 0.99206 | 0.97597 | 1 | 0.80351 | 0.0044079 | 0.80351 | 0.80351 | 0.89766 | 0.80351 | 0.99206 | 0.99206 | 0.73512 | 0.80394 | 0.61461 | 0.4548 | 0.27807 | 0.52978 | 0.75681 | 0.23152 | 0.79888 | 0.34389 | 0.64212 | 0.27054 | 0.89766 | 0.89076 | 0.8548 | 0.17032 | 0.81147 | 0.78858 | 0.66838 | 0.45591 | 0.27793 | 0.52771 | 0.75401 | 0.23606 | 0.79988 | 0.34648 | 0.64356 | 0.26635 | 0.89766 | 0.89076 | 0.86998 | 0.17032 | 0
Jun | 25 | 14 | Weekend | Sunday | 0.9733 | 0.98975 | 0.98915 | 0.83692 | 0.0044079 | 0.83692 | 0.83692 | 0.92448 | 0.83692 | 0.9733 | 0.9733 | 0.7829 | 0.77045 | 0.61528 | 0.51096 | 0.31377 | 0.59452 | 0.79275 | 0.25539 | 0.80973 | 0.46123 | 0.65149 | 0.27855 | 0.92448 | 0.92249 | 0.85219 | 0.17213 | 0.82815 | 0.76201 | 0.66898 | 0.51227 | 0.31378 | 0.59144 | 0.78813 | 0.2619 | 0.8125 | 0.46606 | 0.65181 | 0.27547 | 0.92448 | 0.92249 | 0.86801 | 0.17213 | 0
Jun | 25 | 15 | Weekend | Sunday | 0.9329 | 0.99595 | 0.96459 | 0.87735 | 0.0044079 | 0.87735 | 0.87735 | 0.90962 | 0.87735 | 0.9329 | 0.9329 | 0.96262 | 0.76581 | 0.64935 | 0.54521 | 0.31575 | 0.75831 | 0.72408 | 0.2621 | 0.79202 | 0.44754 | 0.63617 | 0.28841 | 0.90962 | 0.9033 | 0.84304 | 0.089832 | 0.98226 | 0.75722 | 0.73671 | 0.54692 | 0.31577 | 0.75974 | 0.72211 | 0.26747 | 0.79417 | 0.45287 | 0.677 | 0.28439 | 0.90962 | 0.9033 | 0.8592 | 0.089832 | 0
Jun | 25 | 16 | Weekend | Sunday | 0.87661 | 0.96701 | 0.93694 | 0.9465 | 0.0044079 | 0.9465 | 0.9465 | 0.80585 | 0.9465 | 0.87661 | 0.87661 | 0.96128 | 0.74805 | 0.71712 | 0.52119 | 0.28269 | 0.93222 | 0.72282 | 0.25628 | 0.95733 | 0.42283 | 0.70084 | 0.25403 | 0.80585 | 0.79042 | 0.78652 | 0.089832 | 0.96961 | 0.73638 | 0.79939 | 0.52253 | 0.28283 | 0.92906 | 0.7084 | 0.26194 | 0.95976 | 0.42783 | 0.74322 | 0.25074 | 0.80585 | 0.79027 | 0.7996 | 0.089832 | 0
Jun | 25 | 17 | Weekend | Sunday | 0.82956 | 0.92613 | 0.9096 | 1 | 0.0044079 | 1 | 1 | 0.62318 | 1 | 0.82956 | 0.82956 | 0.98558 | 0.73307 | 0.84597 | 0.39948 | 0.20067 | 0.99973 | 0.47463 | 0.24557 | 0.9693 | 0.36407 | 0.83066 | 0.14213 | 0.62318 | 0.59561 | 0.76053 | 0.089832 | 0.98577 | 0.71445 | 0.94043 | 0.40064 | 0.2002 | 0.98884 | 0.45724 | 0.25093 | 0.96451 | 0.36894 | 0.88357 | 0.13676 | 0.62318 | 0.5941 | 0.76931 | 0.089832 | 0
Jun | 25 | 18 | Weekend | Sunday | 0.78212 | 0.88202 | 0.87827 | 0.97513 | 0.0044079 | 0.97513 | 0.97513 | 0.42244 | 0.97513 | 0.78212 | 0.78212 | 0.78475 | 0.73424 | 0.87102 | 0.32535 | 0.18298 | 0.95645 | 0.50655 | 0.23642 | 0.95979 | 0.32123 | 0.84289 | 0.13958 | 0.42244 | 0.41141 | 0.66711 | 0.089832 | 0.80754 | 0.71248 | 0.93572 | 0.32625 | 0.1832 | 0.94623 | 0.47515 | 0.24154 | 0.95397 | 0.32519 | 0.88893 | 0.13628 | 0.42107 | 0.40563 | 0.66775 | 0.089832 | 0
Jun | 25 | 19 | Weekend | Sunday | 0.77005 | 0.86652 | 0.85823 | 0.93093 | 1 | 0.93093 | 0.93093 | 0.47345 | 0.93093 | 0.77005 | 0.77005 | 0.80463 | 0.70768 | 0.92237 | 0.2529 | 0.22402 | 1 | 0.46528 | 0.24617 | 0.83479 | 0.25602 | 0.9412 | 0.2697 | 0.47345 | 0.5212 | 0.65983 | 0.19528 | 0.84407 | 0.67423 | 1 | 0.2536 | 0.22391 | 1 | 0.4339 | 0.25155 | 0.82943 | 0.25878 | 0.99875 | 0.2655 | 0.46974 | 0.51175 | 0.65346 | 0.19528 | 0
Jun | 25 | 20 | Weekend | Sunday | 0.76465 | 0.82297 | 0.83978 | 0.89279 | 1 | 0.89279 | 0.89279 | 0.24002 | 0.89279 | 0.76465 | 0.76465 | 0.76242 | 0.71618 | 0.89286 | 0.20887 | 0.22565 | 0.8602 | 0.41395 | 0.23896 | 0.82854 | 0.19655 | 0.92512 | 0.29241 | 0.24002 | 0.31078 | 0.53692 | 0.21329 | 0.82157 | 0.68072 | 0.96142 | 0.209 | 0.22529 | 0.86343 | 0.38148 | 0.24415 | 0.81949 | 0.19199 | 0.97535 | 0.28841 | 0.24002 | 0.31078 | 0.53953 | 0.21329 | 0
Jun | 25 | 21 | Weekend | Sunday | 0.71855 | 0.75685 | 0.81026 | 0.87363 | 1 | 0.87363 | 0.87363 | 0.18033 | 0.87363 | 0.71855 | 0.71855 | 0.7039 | 0.71905 | 0.85383 | 0.19148 | 0.22514 | 0.67752 | 0.38076 | 0.23719 | 0.80968 | 0.17059 | 0.71938 | 0.29033 | 0.18033 | 0.24977 | 0.35145 | 0.21329 | 0.80281 | 0.67905 | 0.84196 | 0.19191 | 0.22529 | 0.6748 | 0.34072 | 0.24188 | 0.80619 | 0.17186 | 0.74421 | 0.28841 | 0.18033 | 0.24977 | 0.35913 | 0.21329 | 0
Jun | 25 | 22 | Weekend | Sunday | 0.70493 | 0.71948 | 0.77356 | 0.78105 | 1 | 0.78105 | 0.78105 | 0.18033 | 0.78105 | 0.70493 | 0.70493 | 0.65908 | 0.72143 | 0.65575 | 0.17452 | 0.22539 | 0.50685 | 0.34848 | 0.23872 | 0.83156 | 0.16347 | 0.48628 | 0.29137 | 0.18033 | 0.24977 | 0.45121 | 0.21329 | 0.80932 | 0.68066 | 0.68354 | 0.17483 | 0.22529 | 0.51489 | 0.31106 | 0.24478 | 0.84077 | 0.16566 | 0.50435 | 0.28841 | 0.18033 | 0.24977 | 0.46153 | 0.21329 | 0
Jun | 25 | 23 | Weekend | Sunday | 0.65041 | 0.71124 | 0.7454 | 0.67467 | 1 | 0.67467 | 0.67467 | 0.18472 | 0.67467 | 0.65041 | 0.65041 | 0.42162 | 0.68732 | 0.43128 | 0.19437 | 0.25758 | 0.40058 | 0.42061 | 0.23682 | 0.51193 | 0.15122 | 0.40385 | 0.32264 | 0.18472 | 0.25354 | 0.39471 | 0.21329 | 0.46482 | 0.64549 | 0.45751 | 0.19479 | 0.25732 | 0.41874 | 0.36925 | 0.24166 | 0.48372 | 0.15251 | 0.41927 | 0.31911 | 0.18472 | 0.25354 | 0.40389 | 0.21329 | 0
Jun | 26 | 24 | Weekday | Monday | 0.60077 | 0.67227 | 0.71934 | 0.57843 | 1 | 0.57843 | 0.57843 | 0.18272 | 0.57843 | 0.60077 | 0.60077 | 0.23671 | 0.69034 | 0.39157 | 0.20636 | 0.26075 | 0.37354 | 0.32672 | 0.23756 | 0.32489 | 0.14029 | 0.37647 | 0.32789 | 0.18272 | 0.25183 | 0.36339 | 0.21329 | 0.30202 | 0.64838 | 0.42631 | 0.20681 | 0.26126 | 0.39267 | 0.29592 | 0.24163 | 0.33314 | 0.14131 | 0.39049 | 0.32593 | 0.18272 | 0.25183 | 0.37168 | 0.21329 | 0
Jun | 26 | 1 | Weekday | Monday | 0.59899 | 0.62716 | 0.70801 | 0.53224 | 1 | 0.53224 | 0.53224 | 0.18272 | 0.53224 | 0.59899 | 0.59899 | 0.2359 | 0.69295 | 0.37564 | 0.2007 | 0.26103 | 0.35706 | 0.41609 | 0.23628 | 0.32522 | 0.13122 | 0.3555 | 0.32902 | 0.18272 | 0.25183 | 0.35942 | 0.21329 | 0.30255 | 0.64999 | 0.40718 | 0.20112 | 0.26126 | 0.37705 | 0.35963 | 0.24159 | 0.33398 | 0.13248 | 0.36386 | 0.32593 | 0.18272 | 0.25183 | 0.36747 | 0.21329 | 0
Jun | 26 | 2 | Weekday | Monday | 0.58978 | 0.61436 | 0.70093 | 0.50282 | 1 | 0.50282 | 0.50282 | 0.18272 | 0.50282 | 0.58978 | 0.58978 | 0.23749 | 0.69435 | 0.37604 | 0.2007 | 0.26103 | 0.34957 | 0.32223 | 0.23781 | 0.32555 | 0.1333 | 0.34443 | 0.32902 | 0.18272 | 0.25183 | 0.35578 | 0.21329 | 0.30278 | 0.65098 | 0.40789 | 0.20112 | 0.26126 | 0.3683 | 0.28835 | 0.24157 | 0.33432 | 0.13447 | 0.3582 | 0.32593 | 0.18272 | 0.25183 | 0.36408 | 0.21329 | 0
Jun | 26 | 3 | Weekday | Monday | 0.58247 | 0.6102 | 0.7011 | 0.47579 | 1 | 0.47579 | 0.47579 | 0.18272 | 0.47579 | 0.58247 | 0.58247 | 0.24218 | 0.7507 | 0.40803 | 0.2146 | 0.26093 | 0.3923 | 0.54313 | 0.23907 | 0.33837 | 0.13094 | 0.36227 | 0.32789 | 0.18272 | 0.25183 | 0.40034 | 0.21329 | 0.31098 | 0.7146 | 0.42984 | 0.21508 | 0.26126 | 0.4108 | 0.4804 | 0.2443 | 0.34809 | 0.1316 | 0.36897 | 0.32593 | 0.18272 | 0.25183 | 0.4096 | 0.21329 | 0
Jun | 26 | 4 | Weekday | Monday | 0.59116 | 0.61665 | 0.71632 | 0.46504 | 1 | 0.46504 | 0.46504 | 0.081494 | 0.46504 | 0.59116 | 0.59116 | 0.37199 | 0.77699 | 0.47857 | 0.21395 | 0.19939 | 0.41969 | 0.58326 | 0.20979 | 0.42842 | 0.11403 | 0.37006 | 0.21826 | 0.081494 | 0.0912 | 0.35569 | 0.11041 | 0.38495 | 0.70484 | 0.4646 | 0.21431 | 0.19889 | 0.41772 | 0.46462 | 0.21294 | 0.40235 | 0.11494 | 0.37475 | 0.21378 | 0.081494 | 0.0912 | 0.3636 | 0.11041 | 0
Jun | 26 | 5 | Weekday | Monday | 0.55049 | 0.63541 | 0.75877 | 0.52631 | 0.0044079 | 0.52631 | 0.52631 | 0.31445 | 0.52631 | 0.55049 | 0.55049 | 0.64316 | 0.8916 | 0.78124 | 0.51958 | 0.3558 | 0.58549 | 0.74205 | 0.3256 | 0.89606 | 0.50775 | 0.67392 | 0.389 | 0.31445 | 0.29735 | 0.58313 | 0.25266 | 0.70895 | 0.86208 | 0.75292 | 0.50688 | 0.35634 | 0.53164 | 0.68311 | 0.29931 | 0.89678 | 0.45752 | 0.68793 | 0.38585 | 0.24494 | 0.19392 | 0.53926 | 0.23832 | 0
Jun | 26 | 6 | Weekday | Monday | 0.56977 | 0.68449 | 0.8303 | 0.57926 | 0.0044079 | 0.57926 | 0.57926 | 0.39845 | 0.57926 | 0.56977 | 0.56977 | 0.83025 | 0.96387 | 0.98389 | 0.61142 | 0.50667 | 0.66275 | 0.88338 | 0.59253 | 0.92256 | 0.70749 | 0.87273 | 0.45711 | 0.39845 | 0.37475 | 0.64319 | 0.52851 | 0.88053 | 0.94653 | 0.92963 | 0.59916 | 0.50673 | 0.60976 | 0.84439 | 0.58708 | 0.90374 | 0.66712 | 0.89756 | 0.45076 | 0.35374 | 0.30518 | 0.58804 | 0.52222 | 0
Jun | 26 | 7 | Weekday | Monday | 0.64962 | 0.74745 | 0.88947 | 0.59448 | 0.0044079 | 0.59448 | 0.59448 | 0.59304 | 0.59448 | 0.64962 | 0.64962 | 0.86928 | 0.98283 | 0.84549 | 0.99844 | 0.97736 | 0.65632 | 0.92725 | 0.8457 | 0.7587 | 0.86897 | 0.79646 | 0.92181 | 0.59304 | 0.56775 | 0.86172 | 0.79556 | 0.89983 | 0.97048 | 0.8257 | 0.99582 | 0.97811 | 0.60633 | 0.89869 | 0.84614 | 0.73929 | 0.85026 | 0.78824 | 0.92257 | 0.57007 | 0.52713 | 0.82912 | 0.79276 | 0
Jun | 26 | 8 | Weekday | Monday | 0.73086 | 0.80359 | 0.92367 | 0.63993 | 0.0044079 | 0.63993 | 0.63993 | 0.85243 | 0.63993 | 0.73086 | 0.73086 | 0.71818 | 0.99851 | 0.74518 | 0.98859 | 0.9362 | 0.60098 | 0.99317 | 0.88781 | 0.7612 | 0.93347 | 0.7657 | 0.94502 | 0.85243 | 0.83157 | 0.94819 | 0.96332 | 0.75519 | 0.99008 | 0.75805 | 0.98704 | 0.93621 | 0.55871 | 0.97875 | 0.88219 | 0.74679 | 0.91695 | 0.76589 | 0.9449 | 0.84744 | 0.81901 | 0.93617 | 0.96214 | 0
Jun | 26 | 9 | Weekday | Monday | 0.84834 | 0.8556 | 0.94529 | 0.64117 | 0.0044079 | 0.64117 | 0.64117 | 0.9115 | 0.64117 | 0.84834 | 0.84834 | 0.90842 | 1 | 0.62045 | 0.95786 | 0.92946 | 0.55138 | 0.99455 | 0.93289 | 0.93843 | 0.96324 | 0.60105 | 0.95774 | 0.9115 | 0.89416 | 0.92824 | 0.9668 | 0.9226 | 0.99319 | 0.6374 | 0.95662 | 0.93 | 0.51362 | 0.98807 | 0.92863 | 0.93455 | 0.94778 | 0.59253 | 0.95773 | 0.90906 | 0.8863 | 0.9215 | 0.96611 | 0
Jun | 26 | 10 | Weekday | Monday | 0.94904 | 0.90615 | 0.96272 | 0.68805 | 0.0044079 | 0.68805 | 0.68805 | 0.9342 | 0.68805 | 0.94904 | 0.94904 | 0.94194 | 0.99829 | 0.59125 | 0.96252 | 0.95239 | 0.55659 | 1 | 0.96872 | 1 | 0.98716 | 0.60364 | 0.96825 | 0.9342 | 0.92235 | 1 | 0.97667 | 0.97321 | 0.99328 | 0.63531 | 0.96117 | 0.952 | 0.53456 | 0.99405 | 0.96813 | 1 | 0.97521 | 0.59734 | 0.96758 | 0.93376 | 0.91996 | 1 | 0.97627 | 0
Jun | 26 | 11 | Weekday | Monday | 0.99799 | 0.95017 | 0.97075 | 0.72134 | 0.0044079 | 0.72134 | 0.72134 | 0.95381 | 0.72134 | 0.99799 | 0.99799 | 0.94762 | 0.97093 | 0.59091 | 0.93145 | 0.95574 | 0.55719 | 0.95361 | 0.99375 | 0.99125 | 0.99412 | 0.60871 | 0.92504 | 0.95381 | 0.94878 | 0.96556 | 0.89385 | 0.99631 | 0.96674 | 0.63502 | 0.92878 | 0.95443 | 0.54354 | 0.95105 | 0.99222 | 0.99507 | 0.98305 | 0.60614 | 0.92204 | 0.95364 | 0.94757 | 0.96683 | 0.89349 | 0
Jun | 26 | 12 | Weekday | Monday | 0.99611 | 0.96386 | 0.97097 | 0.76524 | 0.0044079 | 0.76524 | 0.76524 | 0.96923 | 0.76524 | 0.99611 | 0.99611 | 0.78559 | 0.99266 | 0.57517 | 0.97119 | 0.98447 | 0.55799 | 0.99459 | 0.99299 | 0.98024 | 0.998 | 0.61699 | 0.98309 | 0.96923 | 0.96899 | 0.96671 | 0.99307 | 0.82762 | 0.99062 | 0.61683 | 0.97009 | 0.98393 | 0.55061 | 0.99549 | 0.98673 | 0.98758 | 0.98603 | 0.61473 | 0.98256 | 0.96915 | 0.96831 | 0.97008 | 0.99303 | 0
Jun | 26 | 13 | Weekday | Monday | 0.98476 | 0.97879 | 0.97849 | 0.78408 | 0.0044079 | 0.78408 | 0.78408 | 0.98098 | 0.78408 | 0.98476 | 0.98476 | 0.73035 | 0.99088 | 0.57449 | 0.97013 | 0.95972 | 0.55674 | 0.99489 | 0.99669 | 0.79046 | 0.99527 | 0.6189 | 0.98757 | 0.98098 | 0.98183 | 0.9465 | 0.99938 | 0.80073 | 0.99085 | 0.61661 | 0.97078 | 0.96002 | 0.55556 | 1 | 0.9978 | 0.79365 | 0.98634 | 0.61801 | 0.98822 | 0.98096 | 0.98166 | 0.95122 | 0.99938 | 0
Jun | 26 | 14 | Weekday | Monday | 0.96853 | 0.9932 | 0.96953 | 0.81857 | 0.0044079 | 0.81857 | 0.81857 | 0.99629 | 0.81857 | 0.96853 | 0.96853 | 0.76278 | 0.98981 | 0.57522 | 0.96922 | 0.96665 | 0.60005 | 0.96553 | 1 | 0.78489 | 0.99468 | 0.62004 | 0.99434 | 0.99629 | 0.99933 | 0.9324 | 1 | 0.79 | 0.9919 | 0.6174 | 0.96999 | 0.96763 | 0.59672 | 0.98258 | 1 | 0.7855 | 0.98858 | 0.6186 | 0.99505 | 0.99629 | 0.99933 | 0.93872 | 1 | 0
Jun | 26 | 15 | Weekday | Monday | 0.93155 | 1 | 0.95071 | 0.86377 | 0.0044079 | 0.86377 | 0.86377 | 1 | 0.86377 | 0.93155 | 0.93155 | 0.95744 | 0.99304 | 0.6045 | 1 | 1 | 0.77542 | 0.96336 | 0.95203 | 0.78528 | 1 | 0.61956 | 1 | 1 | 1 | 0.93298 | 0.99804 | 0.96433 | 0.99761 | 0.67827 | 1 | 1 | 0.77799 | 0.98262 | 0.96742 | 0.78608 | 1 | 0.65761 | 1 | 1 | 1 | 0.93912 | 0.99804 | 0
Jun | 26 | 16 | Weekday | Monday | 0.87255 | 0.97109 | 0.92697 | 0.93891 | 0.0044079 | 0.93891 | 0.93891 | 0.98899 | 0.93891 | 0.87255 | 0.87255 | 0.97801 | 0.99146 | 0.6967 | 0.91145 | 0.91338 | 0.91948 | 0.94763 | 0.72505 | 0.97039 | 0.89139 | 0.72735 | 0.64864 | 0.98899 | 0.98206 | 0.93082 | 0.29124 | 0.98412 | 1 | 0.754 | 0.91156 | 0.91433 | 0.91562 | 0.96677 | 0.73312 | 0.9727 | 0.88452 | 0.76947 | 0.64611 | 0.98898 | 0.98189 | 0.93466 | 0.29124 | 0
Jun | 26 | 17 | Weekday | Monday | 0.82061 | 0.928 | 0.90325 | 0.99825 | 0.0044079 | 0.99825 | 0.99825 | 0.75744 | 0.99825 | 0.82061 | 0.82061 | 1 | 0.81186 | 0.87506 | 0.76838 | 0.6199 | 0.97753 | 0.61309 | 0.7051 | 0.97456 | 0.87321 | 0.79961 | 0.50686 | 0.75744 | 0.73003 | 0.91085 | 0.092406 | 1 | 0.80752 | 0.88402 | 0.76647 | 0.62025 | 0.9654 | 0.60082 | 0.70881 | 0.96769 | 0.86288 | 0.83307 | 0.50441 | 0.75724 | 0.72905 | 0.91071 | 0.092406 | 0
Jun | 26 | 18 | Weekday | Monday | 0.77337 | 0.88529 | 0.8757 | 0.9817 | 0.0044079 | 0.9817 | 0.9817 | 0.69575 | 0.9817 | 0.77337 | 0.77337 | 0.80721 | 0.81327 | 0.84666 | 0.74892 | 0.59289 | 0.94056 | 0.61564 | 0.68683 | 0.97312 | 0.8438 | 0.81953 | 0.49231 | 0.69575 | 0.66341 | 0.86475 | 0.089832 | 0.82241 | 0.80429 | 0.90043 | 0.7462 | 0.5936 | 0.92951 | 0.5965 | 0.68672 | 0.96148 | 0.83956 | 0.86154 | 0.49071 | 0.69419 | 0.66061 | 0.85951 | 0.089832 | 0
Jun | 26 | 19 | Weekday | Monday | 0.76067 | 0.87029 | 0.85639 | 0.93824 | 1 | 0.93824 | 0.93824 | 0.72201 | 0.93824 | 0.76067 | 0.76067 | 0.83656 | 0.74681 | 0.91865 | 0.67544 | 0.5617 | 0.99504 | 0.59054 | 0.69182 | 0.84988 | 0.84296 | 0.94782 | 0.57227 | 0.72201 | 0.74569 | 0.81353 | 0.19458 | 0.87401 | 0.72215 | 0.99081 | 0.66945 | 0.56209 | 0.99492 | 0.55 | 0.69182 | 0.8397 | 0.83635 | 1 | 0.57064 | 0.71908 | 0.73903 | 0.80367 | 0.19458 | 0
Jun | 26 | 20 | Weekday | Monday | 0.7583 | 0.82522 | 0.8361 | 0.89524 | 1 | 0.89524 | 0.89524 | 0.33221 | 0.89524 | 0.7583 | 0.7583 | 0.79924 | 0.72608 | 0.94793 | 0.66542 | 0.56586 | 0.86752 | 0.40736 | 0.24299 | 0.85618 | 0.20702 | 0.91861 | 0.587 | 0.33221 | 0.39276 | 0.58937 | 0.21329 | 0.85346 | 0.69701 | 0.95582 | 0.65763 | 0.56767 | 0.87129 | 0.38697 | 0.24205 | 0.83964 | 0.20709 | 0.95684 | 0.58551 | 0.33221 | 0.39276 | 0.58559 | 0.21329 | 0
Jun | 26 | 21 | Weekday | Monday | 0.71025 | 0.75573 | 0.80766 | 0.87224 | 1 | 0.87224 | 0.87224 | 0.18272 | 0.87224 | 0.71025 | 0.71025 | 0.74419 | 0.68771 | 0.7782 | 0.24356 | 0.27968 | 0.69292 | 0.42232 | 0.23935 | 0.83897 | 0.18059 | 0.67762 | 0.34648 | 0.18272 | 0.25183 | 0.3805 | 0.21329 | 0.83164 | 0.65172 | 0.79655 | 0.24417 | 0.27924 | 0.69088 | 0.37413 | 0.2417 | 0.82617 | 0.18141 | 0.70176 | 0.34469 | 0.18272 | 0.25183 | 0.38891 | 0.21329 | 0
Jun | 26 | 22 | Weekday | Monday | 0.69886 | 0.71467 | 0.77303 | 0.77664 | 1 | 0.77664 | 0.77664 | 0.18272 | 0.77664 | 0.69886 | 0.69886 | 0.69469 | 0.68965 | 0.58353 | 0.20923 | 0.26065 | 0.52594 | 0.32347 | 0.24159 | 0.85805 | 0.16972 | 0.46948 | 0.32902 | 0.18272 | 0.25183 | 0.47686 | 0.21329 | 0.82901 | 0.6512 | 0.62324 | 0.20966 | 0.26126 | 0.53417 | 0.29679 | 0.2448 | 0.85506 | 0.17089 | 0.48574 | 0.32593 | 0.18272 | 0.25183 | 0.48794 | 0.21329 | 0
Jun | 26 | 23 | Weekday | Monday | 0.64441 | 0.70703 | 0.74559 | 0.6646 | 1 | 0.6646 | 0.6646 | 0.18472 | 0.6646 | 0.64441 | 0.64441 | 0.42162 | 0.68732 | 0.43128 | 0.19437 | 0.25758 | 0.40058 | 0.42061 | 0.23682 | 0.51193 | 0.15122 | 0.40385 | 0.32264 | 0.18472 | 0.25354 | 0.39471 | 0.21329 | 0.46482 | 0.64549 | 0.45751 | 0.19479 | 0.25732 | 0.41874 | 0.36925 | 0.24166 | 0.48372 | 0.15251 | 0.41927 | 0.31911 | 0.18472 | 0.25354 | 0.40389 | 0.21329 | 0
Jun | 27 | 24 | Weekday | Tuesday | 0.60077 | 0.67227 | 0.71934 | 0.57843 | 1 | 0.57843 | 0.57843 | 0.18272 | 0.57843 | 0.60077 | 0.60077 | 0.23671 | 0.69034 | 0.39157 | 0.20636 | 0.26075 | 0.37354 | 0.32672 | 0.23756 | 0.32489 | 0.14029 | 0.37647 | 0.32789 | 0.18272 | 0.25183 | 0.36339 | 0.21329 | 0.30202 | 0.64838 | 0.42631 | 0.20681 | 0.26126 | 0.39267 | 0.29592 | 0.24163 | 0.33314 | 0.14131 | 0.39049 | 0.32593 | 0.18272 | 0.25183 | 0.37168 | 0.21329 | 0
Jun | 27 | 1 | Weekday | Tuesday | 0.59899 | 0.62716 | 0.70801 | 0.53224 | 1 | 0.53224 | 0.53224 | 0.18272 | 0.53224 | 0.59899 | 0.59899 | 0.2359 | 0.69295 | 0.37564 | 0.2007 | 0.26103 | 0.35706 | 0.41609 | 0.23628 | 0.32522 | 0.13122 | 0.3555 | 0.32902 | 0.18272 | 0.25183 | 0.35942 | 0.21329 | 0.30255 | 0.64999 | 0.40718 | 0.20112 | 0.26126 | 0.37705 | 0.35963 | 0.24159 | 0.33398 | 0.13248 | 0.36386 | 0.32593 | 0.18272 | 0.25183 | 0.36747 | 0.21329 | 0
Jun | 27 | 2 | Weekday | Tuesday | 0.58978 | 0.61436 | 0.70093 | 0.50282 | 1 | 0.50282 | 0.50282 | 0.18272 | 0.50282 | 0.58978 | 0.58978 | 0.23749 | 0.69435 | 0.37604 | 0.2007 | 0.26103 | 0.34957 | 0.32223 | 0.23781 | 0.32555 | 0.1333 | 0.34443 | 0.32902 | 0.18272 | 0.25183 | 0.35578 | 0.21329 | 0.30278 | 0.65098 | 0.40789 | 0.20112 | 0.26126 | 0.3683 | 0.28835 | 0.24157 | 0.33432 | 0.13447 | 0.3582 | 0.32593 | 0.18272 | 0.25183 | 0.36408 | 0.21329 | 0
Jun | 27 | 3 | Weekday | Tuesday | 0.58247 | 0.6102 | 0.7011 | 0.47579 | 1 | 0.47579 | 0.47579 | 0.18272 | 0.47579 | 0.58247 | 0.58247 | 0.24218 | 0.7507 | 0.40803 | 0.2146 | 0.26093 | 0.3923 | 0.54313 | 0.23907 | 0.33837 | 0.13094 | 0.36227 | 0.32789 | 0.18272 | 0.25183 | 0.40034 | 0.21329 | 0.31098 | 0.7146 | 0.42984 | 0.21508 | 0.26126 | 0.4108 | 0.4804 | 0.2443 | 0.34809 | 0.1316 | 0.36897 | 0.32593 | 0.18272 | 0.25183 | 0.4096 | 0.21329 | 0
Jun | 27 | 4 | Weekday | Tuesday | 0.59116 | 0.61665 | 0.71632 | 0.46504 | 1 | 0.46504 | 0.46504 | 0.081494 | 0.46504 | 0.59116 | 0.59116 | 0.37199 | 0.77699 | 0.47857 | 0.21395 | 0.19939 | 0.41969 | 0.58326 | 0.20979 | 0.42842 | 0.11403 | 0.37006 | 0.21826 | 0.081494 | 0.0912 | 0.35569 | 0.11041 | 0.38495 | 0.70484 | 0.4646 | 0.21431 | 0.19889 | 0.41772 | 0.46462 | 0.21294 | 0.40235 | 0.11494 | 0.37475 | 0.21378 | 0.081494 | 0.0912 | 0.3636 | 0.11041 | 0
Jun | 27 | 5 | Weekday | Tuesday | 0.55049 | 0.63541 | 0.75877 | 0.52631 | 0.0044079 | 0.52631 | 0.52631 | 0.31445 | 0.52631 | 0.55049 | 0.55049 | 0.64316 | 0.8916 | 0.78124 | 0.51958 | 0.3558 | 0.58549 | 0.74205 | 0.3256 | 0.89606 | 0.50775 | 0.67392 | 0.389 | 0.31445 | 0.29735 | 0.58313 | 0.25266 | 0.70895 | 0.86208 | 0.75292 | 0.50688 | 0.35634 | 0.53164 | 0.68311 | 0.29931 | 0.89678 | 0.45752 | 0.68793 | 0.38585 | 0.24494 | 0.19392 | 0.53926 | 0.23832 | 0
Jun | 27 | 6 | Weekday | Tuesday | 0.56977 | 0.68449 | 0.8303 | 0.57926 | 0.0044079 | 0.57926 | 0.57926 | 0.39845 | 0.57926 | 0.56977 | 0.56977 | 0.83025 | 0.96387 | 0.98389 | 0.61142 | 0.50667 | 0.66275 | 0.88338 | 0.59253 | 0.92256 | 0.70749 | 0.87273 | 0.45711 | 0.39845 | 0.37475 | 0.64319 | 0.52851 | 0.88053 | 0.94653 | 0.92963 | 0.59916 | 0.50673 | 0.60976 | 0.84439 | 0.58708 | 0.90374 | 0.66712 | 0.89756 | 0.45076 | 0.35374 | 0.30518 | 0.58804 | 0.52222 | 0
Jun | 27 | 7 | Weekday | Tuesday | 0.64962 | 0.74745 | 0.88947 | 0.59448 | 0.0044079 | 0.59448 | 0.59448 | 0.59304 | 0.59448 | 0.64962 | 0.64962 | 0.86928 | 0.98283 | 0.84549 | 0.99844 | 0.97736 | 0.65632 | 0.92725 | 0.8457 | 0.7587 | 0.86897 | 0.79646 | 0.92181 | 0.59304 | 0.56775 | 0.86172 | 0.79556 | 0.89983 | 0.97048 | 0.8257 | 0.99582 | 0.97811 | 0.60633 | 0.89869 | 0.84614 | 0.73929 | 0.85026 | 0.78824 | 0.92257 | 0.57007 | 0.52713 | 0.82912 | 0.79276 | 0
Jun | 27 | 8 | Weekday | Tuesday | 0.73086 | 0.80359 | 0.92367 | 0.63993 | 0.0044079 | 0.63993 | 0.63993 | 0.85243 | 0.63993 | 0.73086 | 0.73086 | 0.71818 | 0.99851 | 0.74518 | 0.98859 | 0.9362 | 0.60098 | 0.99317 | 0.88781 | 0.7612 | 0.93347 | 0.7657 | 0.94502 | 0.85243 | 0.83157 | 0.94819 | 0.96332 | 0.75519 | 0.99008 | 0.75805 | 0.98704 | 0.93621 | 0.55871 | 0.97875 | 0.88219 | 0.74679 | 0.91695 | 0.76589 | 0.9449 | 0.84744 | 0.81901 | 0.93617 | 0.96214 | 0
Jun | 27 | 9 | Weekday | Tuesday | 0.84834 | 0.8556 | 0.94529 | 0.64117 | 0.0044079 | 0.64117 | 0.64117 | 0.9115 | 0.64117 | 0.84834 | 0.84834 | 0.90842 | 1 | 0.62045 | 0.95786 | 0.92946 | 0.55138 | 0.99455 | 0.93289 | 0.93843 | 0.96324 | 0.60105 | 0.95774 | 0.9115 | 0.89416 | 0.92824 | 0.9668 | 0.9226 | 0.99319 | 0.6374 | 0.95662 | 0.93 | 0.51362 | 0.98807 | 0.92863 | 0.93455 | 0.94778 | 0.59253 | 0.95773 | 0.90906 | 0.8863 | 0.9215 | 0.96611 | 0
Jun | 27 | 10 | Weekday | Tuesday | 0.94904 | 0.90615 | 0.96272 | 0.68805 | 0.0044079 | 0.68805 | 0.68805 | 0.9342 | 0.68805 | 0.94904 | 0.94904 | 0.94194 | 0.99829 | 0.59125 | 0.96252 | 0.95239 | 0.55659 | 1 | 0.96872 | 1 | 0.98716 | 0.60364 | 0.96825 | 0.9342 | 0.92235 | 1 | 0.97667 | 0.97321 | 0.99328 | 0.63531 | 0.96117 | 0.952 | 0.53456 | 0.99405 | 0.96813 | 1 | 0.97521 | 0.59734 | 0.96758 | 0.93376 | 0.91996 | 1 | 0.97627 | 0
Jun | 27 | 11 | Weekday | Tuesday | 0.99799 | 0.95017 | 0.97075 | 0.72134 | 0.0044079 | 0.72134 | 0.72134 | 0.95381 | 0.72134 | 0.99799 | 0.99799 | 0.94762 | 0.97093 | 0.59091 | 0.93145 | 0.95574 | 0.55719 | 0.95361 | 0.99375 | 0.99125 | 0.99412 | 0.60871 | 0.92504 | 0.95381 | 0.94878 | 0.96556 | 0.89385 | 0.99631 | 0.96674 | 0.63502 | 0.92878 | 0.95443 | 0.54354 | 0.95105 | 0.99222 | 0.99507 | 0.98305 | 0.60614 | 0.92204 | 0.95364 | 0.94757 | 0.96683 | 0.89349 | 0
Jun | 27 | 12 | Weekday | Tuesday | 0.99611 | 0.96386 | 0.97097 | 0.76524 | 0.0044079 | 0.76524 | 0.76524 | 0.96923 | 0.76524 | 0.99611 | 0.99611 | 0.78559 | 0.99266 | 0.57517 | 0.97119 | 0.98447 | 0.55799 | 0.99459 | 0.99299 | 0.98024 | 0.998 | 0.61699 | 0.98309 | 0.96923 | 0.96899 | 0.96671 | 0.99307 | 0.82762 | 0.99062 | 0.61683 | 0.97009 | 0.98393 | 0.55061 | 0.99549 | 0.98673 | 0.98758 | 0.98603 | 0.61473 | 0.98256 | 0.96915 | 0.96831 | 0.97008 | 0.99303 | 0
Jun | 27 | 13 | Weekday | Tuesday | 0.98476 | 0.97879 | 0.97849 | 0.78408 | 0.0044079 | 0.78408 | 0.78408 | 0.98098 | 0.78408 | 0.98476 | 0.98476 | 0.73035 | 0.99088 | 0.57449 | 0.97013 | 0.95972 | 0.55674 | 0.99489 | 0.99669 | 0.79046 | 0.99527 | 0.6189 | 0.98757 | 0.98098 | 0.98183 | 0.9465 | 0.99938 | 0.80073 | 0.99085 | 0.61661 | 0.97078 | 0.96002 | 0.55556 | 1 | 0.9978 | 0.79365 | 0.98634 | 0.61801 | 0.98822 | 0.98096 | 0.98166 | 0.95122 | 0.99938 | 0
Jun | 27 | 14 | Weekday | Tuesday | 0.96853 | 0.9932 | 0.96953 | 0.81857 | 0.0044079 | 0.81857 | 0.81857 | 0.99629 | 0.81857 | 0.96853 | 0.96853 | 0.76278 | 0.98981 | 0.57522 | 0.96922 | 0.96665 | 0.60005 | 0.96553 | 1 | 0.78489 | 0.99468 | 0.62004 | 0.99434 | 0.99629 | 0.99933 | 0.9324 | 1 | 0.79 | 0.9919 | 0.6174 | 0.96999 | 0.96763 | 0.59672 | 0.98258 | 1 | 0.7855 | 0.98858 | 0.6186 | 0.99505 | 0.99629 | 0.99933 | 0.93872 | 1 | 0
Jun | 27 | 15 | Weekday | Tuesday | 0.93155 | 1 | 0.95071 | 0.86377 | 0.0044079 | 0.86377 | 0.86377 | 1 | 0.86377 | 0.93155 | 0.93155 | 0.95744 | 0.99304 | 0.6045 | 1 | 1 | 0.77542 | 0.96336 | 0.95203 | 0.78528 | 1 | 0.61956 | 1 | 1 | 1 | 0.93298 | 0.99804 | 0.96433 | 0.99761 | 0.67827 | 1 | 1 | 0.77799 | 0.98262 | 0.96742 | 0.78608 | 1 | 0.65761 | 1 | 1 | 1 | 0.93912 | 0.99804 | 0
Jun | 27 | 16 | Weekday | Tuesday | 0.87255 | 0.97109 | 0.92697 | 0.93891 | 0.0044079 | 0.93891 | 0.93891 | 0.98899 | 0.93891 | 0.87255 | 0.87255 | 0.97801 | 0.99146 | 0.6967 | 0.91145 | 0.91338 | 0.91948 | 0.94763 | 0.72505 | 0.97039 | 0.89139 | 0.72735 | 0.64864 | 0.98899 | 0.98206 | 0.93082 | 0.29124 | 0.98412 | 1 | 0.754 | 0.91156 | 0.91433 | 0.91562 | 0.96677 | 0.73312 | 0.9727 | 0.88452 | 0.76947 | 0.64611 | 0.98898 | 0.98189 | 0.93466 | 0.29124 | 0
Jun | 27 | 17 | Weekday | Tuesday | 0.82061 | 0.928 | 0.90325 | 0.99825 | 0.0044079 | 0.99825 | 0.99825 | 0.75744 | 0.99825 | 0.82061 | 0.82061 | 1 | 0.81186 | 0.87506 | 0.76838 | 0.6199 | 0.97753 | 0.61309 | 0.7051 | 0.97456 | 0.87321 | 0.79961 | 0.50686 | 0.75744 | 0.73003 | 0.91085 | 0.092406 | 1 | 0.80752 | 0.88402 | 0.76647 | 0.62025 | 0.9654 | 0.60082 | 0.70881 | 0.96769 | 0.86288 | 0.83307 | 0.50441 | 0.75724 | 0.72905 | 0.91071 | 0.092406 | 0
Jun | 27 | 18 | Weekday | Tuesday | 0.77337 | 0.88529 | 0.8757 | 0.9817 | 0.0044079 | 0.9817 | 0.9817 | 0.69575 | 0.9817 | 0.77337 | 0.77337 | 0.80721 | 0.81327 | 0.84666 | 0.74892 | 0.59289 | 0.94056 | 0.61564 | 0.68683 | 0.97312 | 0.8438 | 0.81953 | 0.49231 | 0.69575 | 0.66341 | 0.86475 | 0.089832 | 0.82241 | 0.80429 | 0.90043 | 0.7462 | 0.5936 | 0.92951 | 0.5965 | 0.68672 | 0.96148 | 0.83956 | 0.86154 | 0.49071 | 0.69419 | 0.66061 | 0.85951 | 0.089832 | 0
Jun | 27 | 19 | Weekday | Tuesday | 0.76067 | 0.87029 | 0.85639 | 0.93824 | 1 | 0.93824 | 0.93824 | 0.72201 | 0.93824 | 0.76067 | 0.76067 | 0.83656 | 0.74681 | 0.91865 | 0.67544 | 0.5617 | 0.99504 | 0.59054 | 0.69182 | 0.84988 | 0.84296 | 0.94782 | 0.57227 | 0.72201 | 0.74569 | 0.81353 | 0.19458 | 0.87401 | 0.72215 | 0.99081 | 0.66945 | 0.56209 | 0.99492 | 0.55 | 0.69182 | 0.8397 | 0.83635 | 1 | 0.57064 | 0.71908 | 0.73903 | 0.80367 | 0.19458 | 0
Jun | 27 | 20 | Weekday | Tuesday | 0.7583 | 0.82522 | 0.8361 | 0.89524 | 1 | 0.89524 | 0.89524 | 0.33221 | 0.89524 | 0.7583 | 0.7583 | 0.79924 | 0.72608 | 0.94793 | 0.66542 | 0.56586 | 0.86752 | 0.40736 | 0.24299 | 0.85618 | 0.20702 | 0.91861 | 0.587 | 0.33221 | 0.39276 | 0.58937 | 0.21329 | 0.85346 | 0.69701 | 0.95582 | 0.65763 | 0.56767 | 0.87129 | 0.38697 | 0.24205 | 0.83964 | 0.20709 | 0.95684 | 0.58551 | 0.33221 | 0.39276 | 0.58559 | 0.21329 | 0
Jun | 27 | 21 | Weekday | Tuesday | 0.71025 | 0.75573 | 0.80766 | 0.87224 | 1 | 0.87224 | 0.87224 | 0.18272 | 0.87224 | 0.71025 | 0.71025 | 0.74419 | 0.68771 | 0.7782 | 0.24356 | 0.27968 | 0.69292 | 0.42232 | 0.23935 | 0.83897 | 0.18059 | 0.67762 | 0.34648 | 0.18272 | 0.25183 | 0.3805 | 0.21329 | 0.83164 | 0.65172 | 0.79655 | 0.24417 | 0.27924 | 0.69088 | 0.37413 | 0.2417 | 0.82617 | 0.18141 | 0.70176 | 0.34469 | 0.18272 | 0.25183 | 0.38891 | 0.21329 | 0
Jun | 27 | 22 | Weekday | Tuesday | 0.69886 | 0.71467 | 0.77303 | 0.77664 | 1 | 0.77664 | 0.77664 | 0.18272 | 0.77664 | 0.69886 | 0.69886 | 0.69469 | 0.68965 | 0.58353 | 0.20923 | 0.26065 | 0.52594 | 0.32347 | 0.24159 | 0.85805 | 0.16972 | 0.46948 | 0.32902 | 0.18272 | 0.25183 | 0.47686 | 0.21329 | 0.82901 | 0.6512 | 0.62324 | 0.20966 | 0.26126 | 0.53417 | 0.29679 | 0.2448 | 0.85506 | 0.17089 | 0.48574 | 0.32593 | 0.18272 | 0.25183 | 0.48794 | 0.21329 | 0
Jun | 27 | 23 | Weekday | Tuesday | 0.64441 | 0.70703 | 0.74559 | 0.6646 | 1 | 0.6646 | 0.6646 | 0.18472 | 0.6646 | 0.64441 | 0.64441 | 0.42162 | 0.68732 | 0.43128 | 0.19437 | 0.25758 | 0.40058 | 0.42061 | 0.23682 | 0.51193 | 0.15122 | 0.40385 | 0.32264 | 0.18472 | 0.25354 | 0.39471 | 0.21329 | 0.46482 | 0.64549 | 0.45751 | 0.19479 | 0.25732 | 0.41874 | 0.36925 | 0.24166 | 0.48372 | 0.15251 | 0.41927 | 0.31911 | 0.18472 | 0.25354 | 0.40389 | 0.21329 | 0
Jun | 28 | 24 | Weekday | Wednesday | 0.60077 | 0.67227 | 0.71934 | 0.57843 | 1 | 0.57843 | 0.57843 | 0.18272 | 0.57843 | 0.60077 | 0.60077 | 0.23671 | 0.69034 | 0.39157 | 0.20636 | 0.26075 | 0.37354 | 0.32672 | 0.23756 | 0.32489 | 0.14029 | 0.37647 | 0.32789 | 0.18272 | 0.25183 | 0.36339 | 0.21329 | 0.30202 | 0.64838 | 0.42631 | 0.20681 | 0.26126 | 0.39267 | 0.29592 | 0.24163 | 0.33314 | 0.14131 | 0.39049 | 0.32593 | 0.18272 | 0.25183 | 0.37168 | 0.21329 | 0
Jun | 28 | 1 | Weekday | Wednesday | 0.59899 | 0.62716 | 0.70801 | 0.53224 | 1 | 0.53224 | 0.53224 | 0.18272 | 0.53224 | 0.59899 | 0.59899 | 0.2359 | 0.69295 | 0.37564 | 0.2007 | 0.26103 | 0.35706 | 0.41609 | 0.23628 | 0.32522 | 0.13122 | 0.3555 | 0.32902 | 0.18272 | 0.25183 | 0.35942 | 0.21329 | 0.30255 | 0.64999 | 0.40718 | 0.20112 | 0.26126 | 0.37705 | 0.35963 | 0.24159 | 0.33398 | 0.13248 | 0.36386 | 0.32593 | 0.18272 | 0.25183 | 0.36747 | 0.21329 | 0
Jun | 28 | 2 | Weekday | Wednesday | 0.58978 | 0.61436 | 0.70093 | 0.50282 | 1 | 0.50282 | 0.50282 | 0.18272 | 0.50282 | 0.58978 | 0.58978 | 0.23749 | 0.69435 | 0.37604 | 0.2007 | 0.26103 | 0.34957 | 0.32223 | 0.23781 | 0.32555 | 0.1333 | 0.34443 | 0.32902 | 0.18272 | 0.25183 | 0.35578 | 0.21329 | 0.30278 | 0.65098 | 0.40789 | 0.20112 | 0.26126 | 0.3683 | 0.28835 | 0.24157 | 0.33432 | 0.13447 | 0.3582 | 0.32593 | 0.18272 | 0.25183 | 0.36408 | 0.21329 | 0
Jun | 28 | 3 | Weekday | Wednesday | 0.58247 | 0.6102 | 0.7011 | 0.47579 | 1 | 0.47579 | 0.47579 | 0.18272 | 0.47579 | 0.58247 | 0.58247 | 0.24218 | 0.7507 | 0.40803 | 0.2146 | 0.26093 | 0.3923 | 0.54313 | 0.23907 | 0.33837 | 0.13094 | 0.36227 | 0.32789 | 0.18272 | 0.25183 | 0.40034 | 0.21329 | 0.31098 | 0.7146 | 0.42984 | 0.21508 | 0.26126 | 0.4108 | 0.4804 | 0.2443 | 0.34809 | 0.1316 | 0.36897 | 0.32593 | 0.18272 | 0.25183 | 0.4096 | 0.21329 | 0
Jun | 28 | 4 | Weekday | Wednesday | 0.59116 | 0.61665 | 0.71632 | 0.46504 | 1 | 0.46504 | 0.46504 | 0.081494 | 0.46504 | 0.59116 | 0.59116 | 0.37199 | 0.77699 | 0.47857 | 0.21395 | 0.19939 | 0.41969 | 0.58326 | 0.20979 | 0.42842 | 0.11403 | 0.37006 | 0.21826 | 0.081494 | 0.0912 | 0.35569 | 0.11041 | 0.38495 | 0.70484 | 0.4646 | 0.21431 | 0.19889 | 0.41772 | 0.46462 | 0.21294 | 0.40235 | 0.11494 | 0.37475 | 0.21378 | 0.081494 | 0.0912 | 0.3636 | 0.11041 | 0
Jun | 28 | 5 | Weekday | Wednesday | 0.55049 | 0.63541 | 0.75877 | 0.52631 | 0.0044079 | 0.52631 | 0.52631 | 0.31445 | 0.52631 | 0.55049 | 0.55049 | 0.64316 | 0.8916 | 0.78124 | 0.51958 | 0.3558 | 0.58549 | 0.74205 | 0.3256 | 0.89606 | 0.50775 | 0.67392 | 0.389 | 0.31445 | 0.29735 | 0.58313 | 0.25266 | 0.70895 | 0.86208 | 0.75292 | 0.50688 | 0.35634 | 0.53164 | 0.68311 | 0.29931 | 0.89678 | 0.45752 | 0.68793 | 0.38585 | 0.24494 | 0.19392 | 0.53926 | 0.23832 | 0
Jun | 28 | 6 | Weekday | Wednesday | 0.56977 | 0.68449 | 0.8303 | 0.57926 | 0.0044079 | 0.57926 | 0.57926 | 0.39845 | 0.57926 | 0.56977 | 0.56977 | 0.83025 | 0.96387 | 0.98389 | 0.61142 | 0.50667 | 0.66275 | 0.88338 | 0.59253 | 0.92256 | 0.70749 | 0.87273 | 0.45711 | 0.39845 | 0.37475 | 0.64319 | 0.52851 | 0.88053 | 0.94653 | 0.92963 | 0.59916 | 0.50673 | 0.60976 | 0.84439 | 0.58708 | 0.90374 | 0.66712 | 0.89756 | 0.45076 | 0.35374 | 0.30518 | 0.58804 | 0.52222 | 0
Jun | 28 | 7 | Weekday | Wednesday | 0.64962 | 0.74745 | 0.88947 | 0.59448 | 0.0044079 | 0.59448 | 0.59448 | 0.59304 | 0.59448 | 0.64962 | 0.64962 | 0.86928 | 0.98283 | 0.84549 | 0.99844 | 0.97736 | 0.65632 | 0.92725 | 0.8457 | 0.7587 | 0.86897 | 0.79646 | 0.92181 | 0.59304 | 0.56775 | 0.86172 | 0.79556 | 0.89983 | 0.97048 | 0.8257 | 0.99582 | 0.97811 | 0.60633 | 0.89869 | 0.84614 | 0.73929 | 0.85026 | 0.78824 | 0.92257 | 0.57007 | 0.52713 | 0.82912 | 0.79276 | 0
Jun | 28 | 8 | Weekday | Wednesday | 0.73086 | 0.80359 | 0.92367 | 0.63993 | 0.0044079 | 0.63993 | 0.63993 | 0.85243 | 0.63993 | 0.73086 | 0.73086 | 0.71818 | 0.99851 | 0.74518 | 0.98859 | 0.9362 | 0.60098 | 0.99317 | 0.88781 | 0.7612 | 0.93347 | 0.7657 | 0.94502 | 0.85243 | 0.83157 | 0.94819 | 0.96332 | 0.75519 | 0.99008 | 0.75805 | 0.98704 | 0.93621 | 0.55871 | 0.97875 | 0.88219 | 0.74679 | 0.91695 | 0.76589 | 0.9449 | 0.84744 | 0.81901 | 0.93617 | 0.96214 | 0
Jun | 28 | 9 | Weekday | Wednesday | 0.84834 | 0.8556 | 0.94529 | 0.64117 | 0.0044079 | 0.64117 | 0.64117 | 0.9115 | 0.64117 | 0.84834 | 0.84834 | 0.90842 | 1 | 0.62045 | 0.95786 | 0.92946 | 0.55138 | 0.99455 | 0.93289 | 0.93843 | 0.96324 | 0.60105 | 0.95774 | 0.9115 | 0.89416 | 0.92824 | 0.9668 | 0.9226 | 0.99319 | 0.6374 | 0.95662 | 0.93 | 0.51362 | 0.98807 | 0.92863 | 0.93455 | 0.94778 | 0.59253 | 0.95773 | 0.90906 | 0.8863 | 0.9215 | 0.96611 | 0
Jun | 28 | 10 | Weekday | Wednesday | 0.94904 | 0.90615 | 0.96272 | 0.68805 | 0.0044079 | 0.68805 | 0.68805 | 0.9342 | 0.68805 | 0.94904 | 0.94904 | 0.94194 | 0.99829 | 0.59125 | 0.96252 | 0.95239 | 0.55659 | 1 | 0.96872 | 1 | 0.98716 | 0.60364 | 0.96825 | 0.9342 | 0.92235 | 1 | 0.97667 | 0.97321 | 0.99328 | 0.63531 | 0.96117 | 0.952 | 0.53456 | 0.99405 | 0.96813 | 1 | 0.97521 | 0.59734 | 0.96758 | 0.93376 | 0.91996 | 1 | 0.97627 | 0
Jun | 28 | 11 | Weekday | Wednesday | 0.99799 | 0.95017 | 0.97075 | 0.72134 | 0.0044079 | 0.72134 | 0.72134 | 0.95381 | 0.72134 | 0.99799 | 0.99799 | 0.94762 | 0.97093 | 0.59091 | 0.93145 | 0.95574 | 0.55719 | 0.95361 | 0.99375 | 0.99125 | 0.99412 | 0.60871 | 0.92504 | 0.95381 | 0.94878 | 0.96556 | 0.89385 | 0.99631 | 0.96674 | 0.63502 | 0.92878 | 0.95443 | 0.54354 | 0.95105 | 0.99222 | 0.99507 | 0.98305 | 0.60614 | 0.92204 | 0.95364 | 0.94757 | 0.96683 | 0.89349 | 0
Jun | 28 | 12 | Weekday | Wednesday | 0.99611 | 0.96386 | 0.97097 | 0.76524 | 0.0044079 | 0.76524 | 0.76524 | 0.96923 | 0.76524 | 0.99611 | 0.99611 | 0.78559 | 0.99266 | 0.57517 | 0.97119 | 0.98447 | 0.55799 | 0.99459 | 0.99299 | 0.98024 | 0.998 | 0.61699 | 0.98309 | 0.96923 | 0.96899 | 0.96671 | 0.99307 | 0.82762 | 0.99062 | 0.61683 | 0.97009 | 0.98393 | 0.55061 | 0.99549 | 0.98673 | 0.98758 | 0.98603 | 0.61473 | 0.98256 | 0.96915 | 0.96831 | 0.97008 | 0.99303 | 0
Jun | 28 | 13 | Weekday | Wednesday | 0.98476 | 0.97879 | 0.97849 | 0.78408 | 0.0044079 | 0.78408 | 0.78408 | 0.98098 | 0.78408 | 0.98476 | 0.98476 | 0.73035 | 0.99088 | 0.57449 | 0.97013 | 0.95972 | 0.55674 | 0.99489 | 0.99669 | 0.79046 | 0.99527 | 0.6189 | 0.98757 | 0.98098 | 0.98183 | 0.9465 | 0.99938 | 0.80073 | 0.99085 | 0.61661 | 0.97078 | 0.96002 | 0.55556 | 1 | 0.9978 | 0.79365 | 0.98634 | 0.61801 | 0.98822 | 0.98096 | 0.98166 | 0.95122 | 0.99938 | 0
Jun | 28 | 14 | Weekday | Wednesday | 0.96853 | 0.9932 | 0.96953 | 0.81857 | 0.0044079 | 0.81857 | 0.81857 | 0.99629 | 0.81857 | 0.96853 | 0.96853 | 0.76278 | 0.98981 | 0.57522 | 0.96922 | 0.96665 | 0.60005 | 0.96553 | 1 | 0.78489 | 0.99468 | 0.62004 | 0.99434 | 0.99629 | 0.99933 | 0.9324 | 1 | 0.79 | 0.9919 | 0.6174 | 0.96999 | 0.96763 | 0.59672 | 0.98258 | 1 | 0.7855 | 0.98858 | 0.6186 | 0.99505 | 0.99629 | 0.99933 | 0.93872 | 1 | 0
Jun | 28 | 15 | Weekday | Wednesday | 0.93155 | 1 | 0.95071 | 0.86377 | 0.0044079 | 0.86377 | 0.86377 | 1 | 0.86377 | 0.93155 | 0.93155 | 0.95744 | 0.99304 | 0.6045 | 1 | 1 | 0.77542 | 0.96336 | 0.95203 | 0.78528 | 1 | 0.61956 | 1 | 1 | 1 | 0.93298 | 0.99804 | 0.96433 | 0.99761 | 0.67827 | 1 | 1 | 0.77799 | 0.98262 | 0.96742 | 0.78608 | 1 | 0.65761 | 1 | 1 | 1 | 0.93912 | 0.99804 | 0
Jun | 28 | 16 | Weekday | Wednesday | 0.87255 | 0.97109 | 0.92697 | 0.93891 | 0.0044079 | 0.93891 | 0.93891 | 0.98899 | 0.93891 | 0.87255 | 0.87255 | 0.97801 | 0.99146 | 0.6967 | 0.91145 | 0.91338 | 0.91948 | 0.94763 | 0.72505 | 0.97039 | 0.89139 | 0.72735 | 0.64864 | 0.98899 | 0.98206 | 0.93082 | 0.29124 | 0.98412 | 1 | 0.754 | 0.91156 | 0.91433 | 0.91562 | 0.96677 | 0.73312 | 0.9727 | 0.88452 | 0.76947 | 0.64611 | 0.98898 | 0.98189 | 0.93466 | 0.29124 | 0
Jun | 28 | 17 | Weekday | Wednesday | 0.82061 | 0.928 | 0.90325 | 0.99825 | 0.0044079 | 0.99825 | 0.99825 | 0.75744 | 0.99825 | 0.82061 | 0.82061 | 1 | 0.81186 | 0.87506 | 0.76838 | 0.6199 | 0.97753 | 0.61309 | 0.7051 | 0.97456 | 0.87321 | 0.79961 | 0.50686 | 0.75744 | 0.73003 | 0.91085 | 0.092406 | 1 | 0.80752 | 0.88402 | 0.76647 | 0.62025 | 0.9654 | 0.60082 | 0.70881 | 0.96769 | 0.86288 | 0.83307 | 0.50441 | 0.75724 | 0.72905 | 0.91071 | 0.092406 | 0
Jun | 28 | 18 | Weekday | Wednesday | 0.77337 | 0.88529 | 0.8757 | 0.9817 | 0.0044079 | 0.9817 | 0.9817 | 0.69575 | 0.9817 | 0.77337 | 0.77337 | 0.80721 | 0.81327 | 0.84666 | 0.74892 | 0.59289 | 0.94056 | 0.61564 | 0.68683 | 0.97312 | 0.8438 | 0.81953 | 0.49231 | 0.69575 | 0.66341 | 0.86475 | 0.089832 | 0.82241 | 0.80429 | 0.90043 | 0.7462 | 0.5936 | 0.92951 | 0.5965 | 0.68672 | 0.96148 | 0.83956 | 0.86154 | 0.49071 | 0.69419 | 0.66061 | 0.85951 | 0.089832 | 0
Jun | 28 | 19 | Weekday | Wednesday | 0.76067 | 0.87029 | 0.85639 | 0.93824 | 1 | 0.93824 | 0.93824 | 0.72201 | 0.93824 | 0.76067 | 0.76067 | 0.83656 | 0.74681 | 0.91865 | 0.67544 | 0.5617 | 0.99504 | 0.59054 | 0.69182 | 0.84988 | 0.84296 | 0.94782 | 0.57227 | 0.72201 | 0.74569 | 0.81353 | 0.19458 | 0.87401 | 0.72215 | 0.99081 | 0.66945 | 0.56209 | 0.99492 | 0.55 | 0.69182 | 0.8397 | 0.83635 | 1 | 0.57064 | 0.71908 | 0.73903 | 0.80367 | 0.19458 | 0
Jun | 28 | 20 | Weekday | Wednesday | 0.7583 | 0.82522 | 0.8361 | 0.89524 | 1 | 0.89524 | 0.89524 | 0.33221 | 0.89524 | 0.7583 | 0.7583 | 0.79924 | 0.72608 | 0.94793 | 0.66542 | 0.56586 | 0.86752 | 0.40736 | 0.24299 | 0.85618 | 0.20702 | 0.91861 | 0.587 | 0.33221 | 0.39276 | 0.58937 | 0.21329 | 0.85346 | 0.69701 | 0.95582 | 0.65763 | 0.56767 | 0.87129 | 0.38697 | 0.24205 | 0.83964 | 0.20709 | 0.95684 | 0.58551 | 0.33221 | 0.39276 | 0.58559 | 0.21329 | 0
Jun | 28 | 21 | Weekday | Wednesday | 0.71025 | 0.75573 | 0.80766 | 0.87224 | 1 | 0.87224 | 0.87224 | 0.18272 | 0.87224 | 0.71025 | 0.71025 | 0.74419 | 0.68771 | 0.7782 | 0.24356 | 0.27968 | 0.69292 | 0.42232 | 0.23935 | 0.83897 | 0.18059 | 0.67762 | 0.34648 | 0.18272 | 0.25183 | 0.3805 | 0.21329 | 0.83164 | 0.65172 | 0.79655 | 0.24417 | 0.27924 | 0.69088 | 0.37413 | 0.2417 | 0.82617 | 0.18141 | 0.70176 | 0.34469 | 0.18272 | 0.25183 | 0.38891 | 0.21329 | 0
Jun | 28 | 22 | Weekday | Wednesday | 0.69886 | 0.71467 | 0.77303 | 0.77664 | 1 | 0.77664 | 0.77664 | 0.18272 | 0.77664 | 0.69886 | 0.69886 | 0.69469 | 0.68965 | 0.58353 | 0.20923 | 0.26065 | 0.52594 | 0.32347 | 0.24159 | 0.85805 | 0.16972 | 0.46948 | 0.32902 | 0.18272 | 0.25183 | 0.47686 | 0.21329 | 0.82901 | 0.6512 | 0.62324 | 0.20966 | 0.26126 | 0.53417 | 0.29679 | 0.2448 | 0.85506 | 0.17089 | 0.48574 | 0.32593 | 0.18272 | 0.25183 | 0.48794 | 0.21329 | 0
Jun | 28 | 23 | Weekday | Wednesday | 0.64441 | 0.70703 | 0.74559 | 0.6646 | 1 | 0.6646 | 0.6646 | 0.18472 | 0.6646 | 0.64441 | 0.64441 | 0.42162 | 0.68732 | 0.43128 | 0.19437 | 0.25758 | 0.40058 | 0.42061 | 0.23682 | 0.51193 | 0.15122 | 0.40385 | 0.32264 | 0.18472 | 0.25354 | 0.39471 | 0.21329 | 0.46482 | 0.64549 | 0.45751 | 0.19479 | 0.25732 | 0.41874 | 0.36925 | 0.24166 | 0.48372 | 0.15251 | 0.41927 | 0.31911 | 0.18472 | 0.25354 | 0.40389 | 0.21329 | 0
Jun | 29 | 24 | Weekday | Thursday | 0.60077 | 0.67227 | 0.71934 | 0.57843 | 1 | 0.57843 | 0.57843 | 0.18272 | 0.57843 | 0.60077 | 0.60077 | 0.23671 | 0.69034 | 0.39157 | 0.20636 | 0.26075 | 0.37354 | 0.32672 | 0.23756 | 0.32489 | 0.14029 | 0.37647 | 0.32789 | 0.18272 | 0.25183 | 0.36339 | 0.21329 | 0.30202 | 0.64838 | 0.42631 | 0.20681 | 0.26126 | 0.39267 | 0.29592 | 0.24163 | 0.33314 | 0.14131 | 0.39049 | 0.32593 | 0.18272 | 0.25183 | 0.37168 | 0.21329 | 0
Jun | 29 | 1 | Weekday | Thursday | 0.59899 | 0.62716 | 0.70801 | 0.53224 | 1 | 0.53224 | 0.53224 | 0.18272 | 0.53224 | 0.59899 | 0.59899 | 0.2359 | 0.69295 | 0.37564 | 0.2007 | 0.26103 | 0.35706 | 0.41609 | 0.23628 | 0.32522 | 0.13122 | 0.3555 | 0.32902 | 0.18272 | 0.25183 | 0.35942 | 0.21329 | 0.30255 | 0.64999 | 0.40718 | 0.20112 | 0.26126 | 0.37705 | 0.35963 | 0.24159 | 0.33398 | 0.13248 | 0.36386 | 0.32593 | 0.18272 | 0.25183 | 0.36747 | 0.21329 | 0
Jun | 29 | 2 | Weekday | Thursday | 0.58978 | 0.61436 | 0.70093 | 0.50282 | 1 | 0.50282 | 0.50282 | 0.18272 | 0.50282 | 0.58978 | 0.58978 | 0.23749 | 0.69435 | 0.37604 | 0.2007 | 0.26103 | 0.34957 | 0.32223 | 0.23781 | 0.32555 | 0.1333 | 0.34443 | 0.32902 | 0.18272 | 0.25183 | 0.35578 | 0.21329 | 0.30278 | 0.65098 | 0.40789 | 0.20112 | 0.26126 | 0.3683 | 0.28835 | 0.24157 | 0.33432 | 0.13447 | 0.3582 | 0.32593 | 0.18272 | 0.25183 | 0.36408 | 0.21329 | 0
Jun | 29 | 3 | Weekday | Thursday | 0.58247 | 0.6102 | 0.7011 | 0.47579 | 1 | 0.47579 | 0.47579 | 0.18272 | 0.47579 | 0.58247 | 0.58247 | 0.24218 | 0.7507 | 0.40803 | 0.2146 | 0.26093 | 0.3923 | 0.54313 | 0.23907 | 0.33837 | 0.13094 | 0.36227 | 0.32789 | 0.18272 | 0.25183 | 0.40034 | 0.21329 | 0.31098 | 0.7146 | 0.42984 | 0.21508 | 0.26126 | 0.4108 | 0.4804 | 0.2443 | 0.34809 | 0.1316 | 0.36897 | 0.32593 | 0.18272 | 0.25183 | 0.4096 | 0.21329 | 0
Jun | 29 | 4 | Weekday | Thursday | 0.59116 | 0.61665 | 0.71632 | 0.46504 | 1 | 0.46504 | 0.46504 | 0.081494 | 0.46504 | 0.59116 | 0.59116 | 0.37199 | 0.77699 | 0.47857 | 0.21395 | 0.19939 | 0.41969 | 0.58326 | 0.20979 | 0.42842 | 0.11403 | 0.37006 | 0.21826 | 0.081494 | 0.0912 | 0.35569 | 0.11041 | 0.38495 | 0.70484 | 0.4646 | 0.21431 | 0.19889 | 0.41772 | 0.46462 | 0.21294 | 0.40235 | 0.11494 | 0.37475 | 0.21378 | 0.081494 | 0.0912 | 0.3636 | 0.11041 | 0
Jun | 29 | 5 | Weekday | Thursday | 0.55049 | 0.63541 | 0.75877 | 0.52631 | 0.0044079 | 0.52631 | 0.52631 | 0.31445 | 0.52631 | 0.55049 | 0.55049 | 0.64316 | 0.8916 | 0.78124 | 0.51958 | 0.3558 | 0.58549 | 0.74205 | 0.3256 | 0.89606 | 0.50775 | 0.67392 | 0.389 | 0.31445 | 0.29735 | 0.58313 | 0.25266 | 0.70895 | 0.86208 | 0.75292 | 0.50688 | 0.35634 | 0.53164 | 0.68311 | 0.29931 | 0.89678 | 0.45752 | 0.68793 | 0.38585 | 0.24494 | 0.19392 | 0.53926 | 0.23832 | 0
Jun | 29 | 6 | Weekday | Thursday | 0.56977 | 0.68449 | 0.8303 | 0.57926 | 0.0044079 | 0.57926 | 0.57926 | 0.39845 | 0.57926 | 0.56977 | 0.56977 | 0.83025 | 0.96387 | 0.98389 | 0.61142 | 0.50667 | 0.66275 | 0.88338 | 0.59253 | 0.92256 | 0.70749 | 0.87273 | 0.45711 | 0.39845 | 0.37475 | 0.64319 | 0.52851 | 0.88053 | 0.94653 | 0.92963 | 0.59916 | 0.50673 | 0.60976 | 0.84439 | 0.58708 | 0.90374 | 0.66712 | 0.89756 | 0.45076 | 0.35374 | 0.30518 | 0.58804 | 0.52222 | 0
Jun | 29 | 7 | Weekday | Thursday | 0.64962 | 0.74745 | 0.88947 | 0.59448 | 0.0044079 | 0.59448 | 0.59448 | 0.59304 | 0.59448 | 0.64962 | 0.64962 | 0.86928 | 0.98283 | 0.84549 | 0.99844 | 0.97736 | 0.65632 | 0.92725 | 0.8457 | 0.7587 | 0.86897 | 0.79646 | 0.92181 | 0.59304 | 0.56775 | 0.86172 | 0.79556 | 0.89983 | 0.97048 | 0.8257 | 0.99582 | 0.97811 | 0.60633 | 0.89869 | 0.84614 | 0.73929 | 0.85026 | 0.78824 | 0.92257 | 0.57007 | 0.52713 | 0.82912 | 0.79276 | 0
Jun | 29 | 8 | Weekday | Thursday | 0.73086 | 0.80359 | 0.92367 | 0.63993 | 0.0044079 | 0.63993 | 0.63993 | 0.85243 | 0.63993 | 0.73086 | 0.73086 | 0.71818 | 0.99851 | 0.74518 | 0.98859 | 0.9362 | 0.60098 | 0.99317 | 0.88781 | 0.7612 | 0.93347 | 0.7657 | 0.94502 | 0.85243 | 0.83157 | 0.94819 | 0.96332 | 0.75519 | 0.99008 | 0.75805 | 0.98704 | 0.93621 | 0.55871 | 0.97875 | 0.88219 | 0.74679 | 0.91695 | 0.76589 | 0.9449 | 0.84744 | 0.81901 | 0.93617 | 0.96214 | 0
Jun | 29 | 9 | Weekday | Thursday | 0.84834 | 0.8556 | 0.94529 | 0.64117 | 0.0044079 | 0.64117 | 0.64117 | 0.9115 | 0.64117 | 0.84834 | 0.84834 | 0.90842 | 1 | 0.62045 | 0.95786 | 0.92946 | 0.55138 | 0.99455 | 0.93289 | 0.93843 | 0.96324 | 0.60105 | 0.95774 | 0.9115 | 0.89416 | 0.92824 | 0.9668 | 0.9226 | 0.99319 | 0.6374 | 0.95662 | 0.93 | 0.51362 | 0.98807 | 0.92863 | 0.93455 | 0.94778 | 0.59253 | 0.95773 | 0.90906 | 0.8863 | 0.9215 | 0.96611 | 0
Jun | 29 | 10 | Weekday | Thursday | 0.94904 | 0.90615 | 0.96272 | 0.68805 | 0.0044079 | 0.68805 | 0.68805 | 0.9342 | 0.68805 | 0.94904 | 0.94904 | 0.94194 | 0.99829 | 0.59125 | 0.96252 | 0.95239 | 0.55659 | 1 | 0.96872 | 1 | 0.98716 | 0.60364 | 0.96825 | 0.9342 | 0.92235 | 1 | 0.97667 | 0.97321 | 0.99328 | 0.63531 | 0.96117 | 0.952 | 0.53456 | 0.99405 | 0.96813 | 1 | 0.97521 | 0.59734 | 0.96758 | 0.93376 | 0.91996 | 1 | 0.97627 | 0
Jun | 29 | 11 | Weekday | Thursday | 0.99799 | 0.95017 | 0.97075 | 0.72134 | 0.0044079 | 0.72134 | 0.72134 | 0.95381 | 0.72134 | 0.99799 | 0.99799 | 0.94762 | 0.97093 | 0.59091 | 0.93145 | 0.95574 | 0.55719 | 0.95361 | 0.99375 | 0.99125 | 0.99412 | 0.60871 | 0.92504 | 0.95381 | 0.94878 | 0.96556 | 0.89385 | 0.99631 | 0.96674 | 0.63502 | 0.92878 | 0.95443 | 0.54354 | 0.95105 | 0.99222 | 0.99507 | 0.98305 | 0.60614 | 0.92204 | 0.95364 | 0.94757 | 0.96683 | 0.89349 | 0
Jun | 29 | 12 | Weekday | Thursday | 0.99611 | 0.96386 | 0.97097 | 0.76524 | 0.0044079 | 0.76524 | 0.76524 | 0.96923 | 0.76524 | 0.99611 | 0.99611 | 0.78559 | 0.99266 | 0.57517 | 0.97119 | 0.98447 | 0.55799 | 0.99459 | 0.99299 | 0.98024 | 0.998 | 0.61699 | 0.98309 | 0.96923 | 0.96899 | 0.96671 | 0.99307 | 0.82762 | 0.99062 | 0.61683 | 0.97009 | 0.98393 | 0.55061 | 0.99549 | 0.98673 | 0.98758 | 0.98603 | 0.61473 | 0.98256 | 0.96915 | 0.96831 | 0.97008 | 0.99303 | 0
Jun | 29 | 13 | Weekday | Thursday | 0.98476 | 0.97879 | 0.97849 | 0.78408 | 0.0044079 | 0.78408 | 0.78408 | 0.98098 | 0.78408 | 0.98476 | 0.98476 | 0.73035 | 0.99088 | 0.57449 | 0.97013 | 0.95972 | 0.55674 | 0.99489 | 0.99669 | 0.79046 | 0.99527 | 0.6189 | 0.98757 | 0.98098 | 0.98183 | 0.9465 | 0.99938 | 0.80073 | 0.99085 | 0.61661 | 0.97078 | 0.96002 | 0.55556 | 1 | 0.9978 | 0.79365 | 0.98634 | 0.61801 | 0.98822 | 0.98096 | 0.98166 | 0.95122 | 0.99938 | 0
Jun | 29 | 14 | Weekday | Thursday | 0.96853 | 0.9932 | 0.96953 | 0.81857 | 0.0044079 | 0.81857 | 0.81857 | 0.99629 | 0.81857 | 0.96853 | 0.96853 | 0.76278 | 0.98981 | 0.57522 | 0.96922 | 0.96665 | 0.60005 | 0.96553 | 1 | 0.78489 | 0.99468 | 0.62004 | 0.99434 | 0.99629 | 0.99933 | 0.9324 | 1 | 0.79 | 0.9919 | 0.6174 | 0.96999 | 0.96763 | 0.59672 | 0.98258 | 1 | 0.7855 | 0.98858 | 0.6186 | 0.99505 | 0.99629 | 0.99933 | 0.93872 | 1 | 0
Jun | 29 | 15 | Weekday | Thursday | 0.93155 | 1 | 0.95071 | 0.86377 | 0.0044079 | 0.86377 | 0.86377 | 1 | 0.86377 | 0.93155 | 0.93155 | 0.95744 | 0.99304 | 0.6045 | 1 | 1 | 0.77542 | 0.96336 | 0.95203 | 0.78528 | 1 | 0.61956 | 1 | 1 | 1 | 0.93298 | 0.99804 | 0.96433 | 0.99761 | 0.67827 | 1 | 1 | 0.77799 | 0.98262 | 0.96742 | 0.78608 | 1 | 0.65761 | 1 | 1 | 1 | 0.93912 | 0.99804 | 0
Jun | 29 | 16 | Weekday | Thursday | 0.87255 | 0.97109 | 0.92697 | 0.93891 | 0.0044079 | 0.93891 | 0.93891 | 0.98899 | 0.93891 | 0.87255 | 0.87255 | 0.97801 | 0.99146 | 0.6967 | 0.91145 | 0.91338 | 0.91948 | 0.94763 | 0.72505 | 0.97039 | 0.89139 | 0.72735 | 0.64864 | 0.98899 | 0.98206 | 0.93082 | 0.29124 | 0.98412 | 1 | 0.754 | 0.91156 | 0.91433 | 0.91562 | 0.96677 | 0.73312 | 0.9727 | 0.88452 | 0.76947 | 0.64611 | 0.98898 | 0.98189 | 0.93466 | 0.29124 | 0
Jun | 29 | 17 | Weekday | Thursday | 0.82061 | 0.928 | 0.90325 | 0.99825 | 0.0044079 | 0.99825 | 0.99825 | 0.75744 | 0.99825 | 0.82061 | 0.82061 | 1 | 0.81186 | 0.87506 | 0.76838 | 0.6199 | 0.97753 | 0.61309 | 0.7051 | 0.97456 | 0.87321 | 0.79961 | 0.50686 | 0.75744 | 0.73003 | 0.91085 | 0.092406 | 1 | 0.80752 | 0.88402 | 0.76647 | 0.62025 | 0.9654 | 0.60082 | 0.70881 | 0.96769 | 0.86288 | 0.83307 | 0.50441 | 0.75724 | 0.72905 | 0.91071 | 0.092406 | 0
Jun | 29 | 18 | Weekday | Thursday | 0.77337 | 0.88529 | 0.8757 | 0.9817 | 0.0044079 | 0.9817 | 0.9817 | 0.69575 | 0.9817 | 0.77337 | 0.77337 | 0.80721 | 0.81327 | 0.84666 | 0.74892 | 0.59289 | 0.94056 | 0.61564 | 0.68683 | 0.97312 | 0.8438 | 0.81953 | 0.49231 | 0.69575 | 0.66341 | 0.86475 | 0.089832 | 0.82241 | 0.80429 | 0.90043 | 0.7462 | 0.5936 | 0.92951 | 0.5965 | 0.68672 | 0.96148 | 0.83956 | 0.86154 | 0.49071 | 0.69419 | 0.66061 | 0.85951 | 0.089832 | 0
Jun | 29 | 19 | Weekday | Thursday | 0.76067 | 0.87029 | 0.85639 | 0.93824 | 1 | 0.93824 | 0.93824 | 0.72201 | 0.93824 | 0.76067 | 0.76067 | 0.83656 | 0.74681 | 0.91865 | 0.67544 | 0.5617 | 0.99504 | 0.59054 | 0.69182 | 0.84988 | 0.84296 | 0.94782 | 0.57227 | 0.72201 | 0.74569 | 0.81353 | 0.19458 | 0.87401 | 0.72215 | 0.99081 | 0.66945 | 0.56209 | 0.99492 | 0.55 | 0.69182 | 0.8397 | 0.83635 | 1 | 0.57064 | 0.71908 | 0.73903 | 0.80367 | 0.19458 | 0
Jun | 29 | 20 | Weekday | Thursday | 0.7583 | 0.82522 | 0.8361 | 0.89524 | 1 | 0.89524 | 0.89524 | 0.33221 | 0.89524 | 0.7583 | 0.7583 | 0.79924 | 0.72608 | 0.94793 | 0.66542 | 0.56586 | 0.86752 | 0.40736 | 0.24299 | 0.85618 | 0.20702 | 0.91861 | 0.587 | 0.33221 | 0.39276 | 0.58937 | 0.21329 | 0.85346 | 0.69701 | 0.95582 | 0.65763 | 0.56767 | 0.87129 | 0.38697 | 0.24205 | 0.83964 | 0.20709 | 0.95684 | 0.58551 | 0.33221 | 0.39276 | 0.58559 | 0.21329 | 0
Jun | 29 | 21 | Weekday | Thursday | 0.71025 | 0.75573 | 0.80766 | 0.87224 | 1 | 0.87224 | 0.87224 | 0.18272 | 0.87224 | 0.71025 | 0.71025 | 0.74419 | 0.68771 | 0.7782 | 0.24356 | 0.27968 | 0.69292 | 0.42232 | 0.23935 | 0.83897 | 0.18059 | 0.67762 | 0.34648 | 0.18272 | 0.25183 | 0.3805 | 0.21329 | 0.83164 | 0.65172 | 0.79655 | 0.24417 | 0.27924 | 0.69088 | 0.37413 | 0.2417 | 0.82617 | 0.18141 | 0.70176 | 0.34469 | 0.18272 | 0.25183 | 0.38891 | 0.21329 | 0
Jun | 29 | 22 | Weekday | Thursday | 0.69886 | 0.71467 | 0.77303 | 0.77664 | 1 | 0.77664 | 0.77664 | 0.18272 | 0.77664 | 0.69886 | 0.69886 | 0.69469 | 0.68965 | 0.58353 | 0.20923 | 0.26065 | 0.52594 | 0.32347 | 0.24159 | 0.85805 | 0.16972 | 0.46948 | 0.32902 | 0.18272 | 0.25183 | 0.47686 | 0.21329 | 0.82901 | 0.6512 | 0.62324 | 0.20966 | 0.26126 | 0.53417 | 0.29679 | 0.2448 | 0.85506 | 0.17089 | 0.48574 | 0.32593 | 0.18272 | 0.25183 | 0.48794 | 0.21329 | 0
Jun | 29 | 23 | Weekday | Thursday | 0.64441 | 0.70703 | 0.74559 | 0.6646 | 1 | 0.6646 | 0.6646 | 0.18472 | 0.6646 | 0.64441 | 0.64441 | 0.42162 | 0.68732 | 0.43128 | 0.19437 | 0.25758 | 0.40058 | 0.42061 | 0.23682 | 0.51193 | 0.15122 | 0.40385 | 0.32264 | 0.18472 | 0.25354 | 0.39471 | 0.21329 | 0.46482 | 0.64549 | 0.45751 | 0.19479 | 0.25732 | 0.41874 | 0.36925 | 0.24166 | 0.48372 | 0.15251 | 0.41927 | 0.31911 | 0.18472 | 0.25354 | 0.40389 | 0.21329 | 0
Jun | 30 | 24 | Weekday | Friday | 0.60077 | 0.67227 | 0.71934 | 0.57843 | 1 | 0.57843 | 0.57843 | 0.18272 | 0.57843 | 0.60077 | 0.60077 | 0.23671 | 0.69034 | 0.39157 | 0.20636 | 0.26075 | 0.37354 | 0.32672 | 0.23756 | 0.32489 | 0.14029 | 0.37647 | 0.32789 | 0.18272 | 0.25183 | 0.36339 | 0.21329 | 0.30202 | 0.64838 | 0.42631 | 0.20681 | 0.26126 | 0.39267 | 0.29592 | 0.24163 | 0.33314 | 0.14131 | 0.39049 | 0.32593 | 0.18272 | 0.25183 | 0.37168 | 0.21329 | 0
Jun | 30 | 1 | Weekday | Friday | 0.59899 | 0.62716 | 0.70801 | 0.53224 | 1 | 0.53224 | 0.53224 | 0.18272 | 0.53224 | 0.59899 | 0.59899 | 0.2359 | 0.69295 | 0.37564 | 0.2007 | 0.26103 | 0.35706 | 0.41609 | 0.23628 | 0.32522 | 0.13122 | 0.3555 | 0.32902 | 0.18272 | 0.25183 | 0.35942 | 0.21329 | 0.30255 | 0.64999 | 0.40718 | 0.20112 | 0.26126 | 0.37705 | 0.35963 | 0.24159 | 0.33398 | 0.13248 | 0.36386 | 0.32593 | 0.18272 | 0.25183 | 0.36747 | 0.21329 | 0
Jun | 30 | 2 | Weekday | Friday | 0.58978 | 0.61436 | 0.70093 | 0.50282 | 1 | 0.50282 | 0.50282 | 0.18272 | 0.50282 | 0.58978 | 0.58978 | 0.23749 | 0.69435 | 0.37604 | 0.2007 | 0.26103 | 0.34957 | 0.32223 | 0.23781 | 0.32555 | 0.1333 | 0.34443 | 0.32902 | 0.18272 | 0.25183 | 0.35578 | 0.21329 | 0.30278 | 0.65098 | 0.40789 | 0.20112 | 0.26126 | 0.3683 | 0.28835 | 0.24157 | 0.33432 | 0.13447 | 0.3582 | 0.32593 | 0.18272 | 0.25183 | 0.36408 | 0.21329 | 0
Jun | 30 | 3 | Weekday | Friday | 0.58247 | 0.6102 | 0.7011 | 0.47579 | 1 | 0.47579 | 0.47579 | 0.18272 | 0.47579 | 0.58247 | 0.58247 | 0.24218 | 0.7507 | 0.40803 | 0.2146 | 0.26093 | 0.3923 | 0.54313 | 0.23907 | 0.33837 | 0.13094 | 0.36227 | 0.32789 | 0.18272 | 0.25183 | 0.40034 | 0.21329 | 0.31098 | 0.7146 | 0.42984 | 0.21508 | 0.26126 | 0.4108 | 0.4804 | 0.2443 | 0.34809 | 0.1316 | 0.36897 | 0.32593 | 0.18272 | 0.25183 | 0.4096 | 0.21329 | 0
Jun | 30 | 4 | Weekday | Friday | 0.59116 | 0.61665 | 0.71632 | 0.46504 | 1 | 0.46504 | 0.46504 | 0.081494 | 0.46504 | 0.59116 | 0.59116 | 0.37199 | 0.77699 | 0.47857 | 0.21395 | 0.19939 | 0.41969 | 0.58326 | 0.20979 | 0.42842 | 0.11403 | 0.37006 | 0.21826 | 0.081494 | 0.0912 | 0.35569 | 0.11041 | 0.38495 | 0.70484 | 0.4646 | 0.21431 | 0.19889 | 0.41772 | 0.46462 | 0.21294 | 0.40235 | 0.11494 | 0.37475 | 0.21378 | 0.081494 | 0.0912 | 0.3636 | 0.11041 | 0
Jun | 30 | 5 | Weekday | Friday | 0.55049 | 0.63541 | 0.75877 | 0.52631 | 0.0044079 | 0.52631 | 0.52631 | 0.31445 | 0.52631 | 0.55049 | 0.55049 | 0.64316 | 0.8916 | 0.78124 | 0.51958 | 0.3558 | 0.58549 | 0.74205 | 0.3256 | 0.89606 | 0.50775 | 0.67392 | 0.389 | 0.31445 | 0.29735 | 0.58313 | 0.25266 | 0.70895 | 0.86208 | 0.75292 | 0.50688 | 0.35634 | 0.53164 | 0.68311 | 0.29931 | 0.89678 | 0.45752 | 0.68793 | 0.38585 | 0.24494 | 0.19392 | 0.53926 | 0.23832 | 0
Jun | 30 | 6 | Weekday | Friday | 0.56977 | 0.68449 | 0.8303 | 0.57926 | 0.0044079 | 0.57926 | 0.57926 | 0.39845 | 0.57926 | 0.56977 | 0.56977 | 0.83025 | 0.96387 | 0.98389 | 0.61142 | 0.50667 | 0.66275 | 0.88338 | 0.59253 | 0.92256 | 0.70749 | 0.87273 | 0.45711 | 0.39845 | 0.37475 | 0.64319 | 0.52851 | 0.88053 | 0.94653 | 0.92963 | 0.59916 | 0.50673 | 0.60976 | 0.84439 | 0.58708 | 0.90374 | 0.66712 | 0.89756 | 0.45076 | 0.35374 | 0.30518 | 0.58804 | 0.52222 | 0
Jun | 30 | 7 | Weekday | Friday | 0.64962 | 0.74745 | 0.88947 | 0.59448 | 0.0044079 | 0.59448 | 0.59448 | 0.59304 | 0.59448 | 0.64962 | 0.64962 | 0.86928 | 0.98283 | 0.84549 | 0.99844 | 0.97736 | 0.65632 | 0.92725 | 0.8457 | 0.7587 | 0.86897 | 0.79646 | 0.92181 | 0.59304 | 0.56775 | 0.86172 | 0.79556 | 0.89983 | 0.97048 | 0.8257 | 0.99582 | 0.97811 | 0.60633 | 0.89869 | 0.84614 | 0.73929 | 0.85026 | 0.78824 | 0.92257 | 0.57007 | 0.52713 | 0.82912 | 0.79276 | 0
Jun | 30 | 8 | Weekday | Friday | 0.73086 | 0.80359 | 0.92367 | 0.63993 | 0.0044079 | 0.63993 | 0.63993 | 0.85243 | 0.63993 | 0.73086 | 0.73086 | 0.71818 | 0.99851 | 0.74518 | 0.98859 | 0.9362 | 0.60098 | 0.99317 | 0.88781 | 0.7612 | 0.93347 | 0.7657 | 0.94502 | 0.85243 | 0.83157 | 0.94819 | 0.96332 | 0.75519 | 0.99008 | 0.75805 | 0.98704 | 0.93621 | 0.55871 | 0.97875 | 0.88219 | 0.74679 | 0.91695 | 0.76589 | 0.9449 | 0.84744 | 0.81901 | 0.93617 | 0.96214 | 0
Jun | 30 | 9 | Weekday | Friday | 0.84834 | 0.8556 | 0.94529 | 0.64117 | 0.0044079 | 0.64117 | 0.64117 | 0.9115 | 0.64117 | 0.84834 | 0.84834 | 0.90842 | 1 | 0.62045 | 0.95786 | 0.92946 | 0.55138 | 0.99455 | 0.93289 | 0.93843 | 0.96324 | 0.60105 | 0.95774 | 0.9115 | 0.89416 | 0.92824 | 0.9668 | 0.9226 | 0.99319 | 0.6374 | 0.95662 | 0.93 | 0.51362 | 0.98807 | 0.92863 | 0.93455 | 0.94778 | 0.59253 | 0.95773 | 0.90906 | 0.8863 | 0.9215 | 0.96611 | 0
Jun | 30 | 10 | Weekday | Friday | 0.94904 | 0.90615 | 0.96272 | 0.68805 | 0.0044079 | 0.68805 | 0.68805 | 0.9342 | 0.68805 | 0.94904 | 0.94904 | 0.94194 | 0.99829 | 0.59125 | 0.96252 | 0.95239 | 0.55659 | 1 | 0.96872 | 1 | 0.98716 | 0.60364 | 0.96825 | 0.9342 | 0.92235 | 1 | 0.97667 | 0.97321 | 0.99328 | 0.63531 | 0.96117 | 0.952 | 0.53456 | 0.99405 | 0.96813 | 1 | 0.97521 | 0.59734 | 0.96758 | 0.93376 | 0.91996 | 1 | 0.97627 | 0
Jun | 30 | 11 | Weekday | Friday | 0.99799 | 0.95017 | 0.97075 | 0.72134 | 0.0044079 | 0.72134 | 0.72134 | 0.95381 | 0.72134 | 0.99799 | 0.99799 | 0.94762 | 0.97093 | 0.59091 | 0.93145 | 0.95574 | 0.55719 | 0.95361 | 0.99375 | 0.99125 | 0.99412 | 0.60871 | 0.92504 | 0.95381 | 0.94878 | 0.96556 | 0.89385 | 0.99631 | 0.96674 | 0.63502 | 0.92878 | 0.95443 | 0.54354 | 0.95105 | 0.99222 | 0.99507 | 0.98305 | 0.60614 | 0.92204 | 0.95364 | 0.94757 | 0.96683 | 0.89349 | 0
Jun | 30 | 12 | Weekday | Friday | 0.99611 | 0.96386 | 0.97097 | 0.76524 | 0.0044079 | 0.76524 | 0.76524 | 0.96923 | 0.76524 | 0.99611 | 0.99611 | 0.78559 | 0.99266 | 0.57517 | 0.97119 | 0.98447 | 0.55799 | 0.99459 | 0.99299 | 0.98024 | 0.998 | 0.61699 | 0.98309 | 0.96923 | 0.96899 | 0.96671 | 0.99307 | 0.82762 | 0.99062 | 0.61683 | 0.97009 | 0.98393 | 0.55061 | 0.99549 | 0.98673 | 0.98758 | 0.98603 | 0.61473 | 0.98256 | 0.96915 | 0.96831 | 0.97008 | 0.99303 | 0
Jun | 30 | 13 | Weekday | Friday | 0.98476 | 0.97879 | 0.97849 | 0.78408 | 0.0044079 | 0.78408 | 0.78408 | 0.98098 | 0.78408 | 0.98476 | 0.98476 | 0.73035 | 0.99088 | 0.57449 | 0.97013 | 0.95972 | 0.55674 | 0.99489 | 0.99669 | 0.79046 | 0.99527 | 0.6189 | 0.98757 | 0.98098 | 0.98183 | 0.9465 | 0.99938 | 0.80073 | 0.99085 | 0.61661 | 0.97078 | 0.96002 | 0.55556 | 1 | 0.9978 | 0.79365 | 0.98634 | 0.61801 | 0.98822 | 0.98096 | 0.98166 | 0.95122 | 0.99938 | 0
Jun | 30 | 14 | Weekday | Friday | 0.96853 | 0.9932 | 0.96953 | 0.81857 | 0.0044079 | 0.81857 | 0.81857 | 0.99629 | 0.81857 | 0.96853 | 0.96853 | 0.76278 | 0.98981 | 0.57522 | 0.96922 | 0.96665 | 0.60005 | 0.96553 | 1 | 0.78489 | 0.99468 | 0.62004 | 0.99434 | 0.99629 | 0.99933 | 0.9324 | 1 | 0.79 | 0.9919 | 0.6174 | 0.96999 | 0.96763 | 0.59672 | 0.98258 | 1 | 0.7855 | 0.98858 | 0.6186 | 0.99505 | 0.99629 | 0.99933 | 0.93872 | 1 | 0
Jun | 30 | 15 | Weekday | Friday | 0.93155 | 1 | 0.95071 | 0.86377 | 0.0044079 | 0.86377 | 0.86377 | 1 | 0.86377 | 0.93155 | 0.93155 | 0.95744 | 0.99304 | 0.6045 | 1 | 1 | 0.77542 | 0.96336 | 0.95203 | 0.78528 | 1 | 0.61956 | 1 | 1 | 1 | 0.93298 | 0.99804 | 0.96433 | 0.99761 | 0.67827 | 1 | 1 | 0.77799 | 0.98262 | 0.96742 | 0.78608 | 1 | 0.65761 | 1 | 1 | 1 | 0.93912 | 0.99804 | 0
Jun | 30 | 16 | Weekday | Friday | 0.87255 | 0.97109 | 0.92697 | 0.93891 | 0.0044079 | 0.93891 | 0.93891 | 0.98899 | 0.93891 | 0.87255 | 0.87255 | 0.97801 | 0.99146 | 0.6967 | 0.91145 | 0.91338 | 0.91948 | 0.94763 | 0.72505 | 0.97039 | 0.89139 | 0.72735 | 0.64864 | 0.98899 | 0.98206 | 0.93082 | 0.29124 | 0.98412 | 1 | 0.754 | 0.91156 | 0.91433 | 0.91562 | 0.96677 | 0.73312 | 0.9727 | 0.88452 | 0.76947 | 0.64611 | 0.98898 | 0.98189 | 0.93466 | 0.29124 | 0
Jun | 30 | 17 | Weekday | Friday | 0.82061 | 0.928 | 0.90325 | 0.99825 | 0.0044079 | 0.99825 | 0.99825 | 0.75744 | 0.99825 | 0.82061 | 0.82061 | 1 | 0.81186 | 0.87506 | 0.76838 | 0.6199 | 0.97753 | 0.61309 | 0.7051 | 0.97456 | 0.87321 | 0.79961 | 0.50686 | 0.75744 | 0.73003 | 0.91085 | 0.092406 | 1 | 0.80752 | 0.88402 | 0.76647 | 0.62025 | 0.9654 | 0.60082 | 0.70881 | 0.96769 | 0.86288 | 0.83307 | 0.50441 | 0.75724 | 0.72905 | 0.91071 | 0.092406 | 0
Jun | 30 | 18 | Weekday | Friday | 0.77337 | 0.88529 | 0.8757 | 0.9817 | 0.0044079 | 0.9817 | 0.9817 | 0.69575 | 0.9817 | 0.77337 | 0.77337 | 0.80721 | 0.81327 | 0.84666 | 0.74892 | 0.59289 | 0.94056 | 0.61564 | 0.68683 | 0.97312 | 0.8438 | 0.81953 | 0.49231 | 0.69575 | 0.66341 | 0.86475 | 0.089832 | 0.82241 | 0.80429 | 0.90043 | 0.7462 | 0.5936 | 0.92951 | 0.5965 | 0.68672 | 0.96148 | 0.83956 | 0.86154 | 0.49071 | 0.69419 | 0.66061 | 0.85951 | 0.089832 | 0
Jun | 30 | 19 | Weekday | Friday | 0.76067 | 0.87029 | 0.85639 | 0.93824 | 1 | 0.93824 | 0.93824 | 0.72201 | 0.93824 | 0.76067 | 0.76067 | 0.83656 | 0.74681 | 0.91865 | 0.67544 | 0.5617 | 0.99504 | 0.59054 | 0.69182 | 0.84988 | 0.84296 | 0.94782 | 0.57227 | 0.72201 | 0.74569 | 0.81353 | 0.19458 | 0.87401 | 0.72215 | 0.99081 | 0.66945 | 0.56209 | 0.99492 | 0.55 | 0.69182 | 0.8397 | 0.83635 | 1 | 0.57064 | 0.71908 | 0.73903 | 0.80367 | 0.19458 | 0
Jun | 30 | 20 | Weekday | Friday | 0.7583 | 0.82522 | 0.8361 | 0.89524 | 1 | 0.89524 | 0.89524 | 0.33221 | 0.89524 | 0.7583 | 0.7583 | 0.79924 | 0.72608 | 0.94793 | 0.66542 | 0.56586 | 0.86752 | 0.40736 | 0.24299 | 0.85618 | 0.20702 | 0.91861 | 0.587 | 0.33221 | 0.39276 | 0.58937 | 0.21329 | 0.85346 | 0.69701 | 0.95582 | 0.65763 | 0.56767 | 0.87129 | 0.38697 | 0.24205 | 0.83964 | 0.20709 | 0.95684 | 0.58551 | 0.33221 | 0.39276 | 0.58559 | 0.21329 | 0
Jun | 30 | 21 | Weekday | Friday | 0.71025 | 0.75573 | 0.80766 | 0.87224 | 1 | 0.87224 | 0.87224 | 0.18272 | 0.87224 | 0.71025 | 0.71025 | 0.74419 | 0.68771 | 0.7782 | 0.24356 | 0.27968 | 0.69292 | 0.42232 | 0.23935 | 0.83897 | 0.18059 | 0.67762 | 0.34648 | 0.18272 | 0.25183 | 0.3805 | 0.21329 | 0.83164 | 0.65172 | 0.79655 | 0.24417 | 0.27924 | 0.69088 | 0.37413 | 0.2417 | 0.82617 | 0.18141 | 0.70176 | 0.34469 | 0.18272 | 0.25183 | 0.38891 | 0.21329 | 0
Jun | 30 | 22 | Weekday | Friday | 0.69886 | 0.71467 | 0.77303 | 0.77664 | 1 | 0.77664 | 0.77664 | 0.18272 | 0.77664 | 0.69886 | 0.69886 | 0.69469 | 0.68965 | 0.58353 | 0.20923 | 0.26065 | 0.52594 | 0.32347 | 0.24159 | 0.85805 | 0.16972 | 0.46948 | 0.32902 | 0.18272 | 0.25183 | 0.47686 | 0.21329 | 0.82901 | 0.6512 | 0.62324 | 0.20966 | 0.26126 | 0.53417 | 0.29679 | 0.2448 | 0.85506 | 0.17089 | 0.48574 | 0.32593 | 0.18272 | 0.25183 | 0.48794 | 0.21329 | 0
Jun | 30 | 23 | Weekday | Friday | 0.64441 | 0.70703 | 0.74559 | 0.6646 | 1 | 0.6646 | 0.6646 | 0.14908 | 0.6646 | 0.64441 | 0.64441 | 0.37298 | 0.70585 | 0.50056 | 0.18878 | 0.22267 | 0.42563 | 0.38574 | 0.30703 | 0.46442 | 0.14053 | 0.42908 | 0.29333 | 0.14908 | 0.2072 | 0.41337 | 0.20414 | 0.43468 | 0.66481 | 0.52785 | 0.18888 | 0.22302 | 0.44373 | 0.33394 | 0.30648 | 0.46012 | 0.14023 | 0.44447 | 0.29013 | 0.14908 | 0.2072 | 0.4134 | 0.20414 | 0
Jul | 1 | 24 | Weekend | Saturday | 0.5564 | 0.6372 | 0.69917 | 0.62708 | 1 | 0.62708 | 0.62708 | 0.15281 | 0.62708 | 0.5564 | 0.5564 | 0.22084 | 0.70236 | 0.49444 | 0.16933 | 0.21061 | 0.39171 | 0.32924 | 0.30367 | 0.29922 | 0.15746 | 0.41962 | 0.276 | 0.15281 | 0.21038 | 0.37297 | 0.20414 | 0.26696 | 0.6601 | 0.53742 | 0.16937 | 0.21055 | 0.41093 | 0.29054 | 0.3026 | 0.30474 | 0.15744 | 0.43721 | 0.2719 | 0.15281 | 0.21038 | 0.37296 | 0.20414 | 0
Jul | 1 | 1 | Weekend | Saturday | 0.55306 | 0.5953 | 0.68452 | 0.58171 | 1 | 0.58171 | 0.58171 | 0.15281 | 0.58171 | 0.55306 | 0.55306 | 0.22247 | 0.70181 | 0.44916 | 0.16273 | 0.20313 | 0.36823 | 0.36376 | 0.30066 | 0.3002 | 0.14449 | 0.36567 | 0.27471 | 0.15281 | 0.21038 | 0.36808 | 0.20414 | 0.26733 | 0.65802 | 0.48382 | 0.16271 | 0.20267 | 0.38841 | 0.31269 | 0.30109 | 0.30524 | 0.14343 | 0.38262 | 0.2706 | 0.15281 | 0.21038 | 0.36827 | 0.20414 | 0
Jul | 1 | 2 | Weekend | Saturday | 0.53688 | 0.5832 | 0.67616 | 0.54308 | 1 | 0.54308 | 0.54308 | 0.15281 | 0.54308 | 0.53688 | 0.53688 | 0.22122 | 0.70517 | 0.4487 | 0.15534 | 0.20257 | 0.35242 | 0.32536 | 0.30159 | 0.2998 | 0.14125 | 0.35898 | 0.27333 | 0.15281 | 0.21038 | 0.36481 | 0.20414 | 0.26744 | 0.65974 | 0.48239 | 0.15533 | 0.20267 | 0.37163 | 0.28544 | 0.30101 | 0.30534 | 0.14146 | 0.37248 | 0.26999 | 0.15281 | 0.21038 | 0.36489 | 0.20414 | 0
Jul | 1 | 3 | Weekend | Saturday | 0.52766 | 0.5819 | 0.67584 | 0.51 | 1 | 0.51 | 0.51 | 0.15281 | 0.51 | 0.52766 | 0.52766 | 0.22475 | 0.71516 | 0.44963 | 0.16322 | 0.20276 | 0.38488 | 0.46721 | 0.30312 | 0.30547 | 0.13165 | 0.36591 | 0.27333 | 0.15281 | 0.21038 | 0.38724 | 0.20414 | 0.27055 | 0.67129 | 0.46722 | 0.16331 | 0.20267 | 0.40368 | 0.40608 | 0.30255 | 0.31065 | 0.13134 | 0.37959 | 0.26999 | 0.15281 | 0.21038 | 0.38714 | 0.20414 | 0
Jul | 1 | 4 | Weekend | Saturday | 0.52885 | 0.59333 | 0.69278 | 0.49121 | 1 | 0.49121 | 0.49121 | 0.087614 | 0.49121 | 0.52885 | 0.52885 | 0.33205 | 0.71017 | 0.47693 | 0.17069 | 0.15079 | 0.42558 | 0.46988 | 0.2676 | 0.38724 | 0.12461 | 0.36068 | 0.17911 | 0.087614 | 0.10755 | 0.35609 | 0.12734 | 0.36816 | 0.66641 | 0.48206 | 0.1705 | 0.15053 | 0.42855 | 0.37551 | 0.26786 | 0.39144 | 0.1248 | 0.37113 | 0.1744 | 0.087614 | 0.10755 | 0.35627 | 0.12734 | 0
Jul | 1 | 5 | Weekend | Saturday | 0.50907 | 0.62355 | 0.75112 | 0.51851 | 0.0044583 | 0.51851 | 0.51851 | 0.13726 | 0.51851 | 0.50907 | 0.50907 | 0.57551 | 0.74297 | 0.65219 | 0.42387 | 0.24304 | 0.56226 | 0.57435 | 0.25063 | 0.8134 | 0.12002 | 0.52379 | 0.27963 | 0.13726 | 0.11082 | 0.49103 | 0.08598 | 0.63273 | 0.71455 | 0.65612 | 0.42412 | 0.24291 | 0.52021 | 0.49869 | 0.2493 | 0.82312 | 0.11994 | 0.53912 | 0.27555 | 0.13726 | 0.11065 | 0.47522 | 0.08598 | 0
Jul | 1 | 6 | Weekend | Saturday | 0.5392 | 0.67505 | 0.82971 | 0.54891 | 0.0044583 | 0.54891 | 0.54891 | 0.19054 | 0.54891 | 0.5392 | 0.5392 | 0.74312 | 0.78604 | 0.85905 | 0.49004 | 0.27917 | 0.64011 | 0.63477 | 0.25522 | 0.83341 | 0.13591 | 0.70096 | 0.26881 | 0.19054 | 0.16604 | 0.56698 | 0.15704 | 0.8124 | 0.75249 | 0.81356 | 0.48988 | 0.27898 | 0.59804 | 0.57647 | 0.25491 | 0.84365 | 0.13586 | 0.71944 | 0.26545 | 0.19054 | 0.16604 | 0.5371 | 0.15704 | 0
Jul | 1 | 7 | Weekend | Saturday | 0.63634 | 0.75377 | 0.8903 | 0.57318 | 0.0044583 | 0.57318 | 0.57318 | 0.41505 | 0.57318 | 0.63634 | 0.63634 | 0.79811 | 0.8069 | 1 | 0.5737 | 0.3735 | 0.60164 | 0.72245 | 0.25642 | 0.69238 | 0.18761 | 1 | 0.34181 | 0.41505 | 0.36836 | 0.71086 | 0.1667 | 0.84148 | 0.78005 | 0.90313 | 0.57413 | 0.3738 | 0.5604 | 0.67739 | 0.25612 | 0.6975 | 0.18662 | 0.99112 | 0.33813 | 0.41505 | 0.36793 | 0.69059 | 0.1667 | 0
Jul | 1 | 8 | Weekend | Saturday | 0.74282 | 0.81415 | 0.9282 | 0.60942 | 0.0044583 | 0.60942 | 0.60942 | 0.5602 | 0.60942 | 0.74282 | 0.74282 | 0.67742 | 0.83268 | 0.83678 | 0.55926 | 0.39677 | 0.56031 | 0.74945 | 0.26553 | 0.7151 | 0.19423 | 0.88259 | 0.35289 | 0.5602 | 0.51969 | 0.72023 | 0.23687 | 0.70814 | 0.81099 | 0.79155 | 0.55962 | 0.39678 | 0.52611 | 0.711 | 0.26326 | 0.71326 | 0.19376 | 0.87386 | 0.35006 | 0.5602 | 0.51968 | 0.70817 | 0.23687 | 0
Jul | 1 | 9 | Weekend | Saturday | 0.8543 | 0.87039 | 0.95529 | 0.6315 | 0.0044583 | 0.6315 | 0.6315 | 0.68894 | 0.6315 | 0.8543 | 0.8543 | 0.88167 | 0.8351 | 0.70615 | 0.52954 | 0.39129 | 0.52755 | 0.76447 | 0.27146 | 0.90094 | 0.22943 | 0.65774 | 0.36347 | 0.68894 | 0.65674 | 0.8141 | 0.2518 | 0.87055 | 0.8161 | 0.68475 | 0.52995 | 0.39128 | 0.49772 | 0.72973 | 0.27052 | 0.89334 | 0.22977 | 0.64627 | 0.35914 | 0.68894 | 0.65674 | 0.80895 | 0.2518 | 0
Jul | 1 | 10 | Weekend | Saturday | 0.94602 | 0.93167 | 0.97682 | 0.68368 | 0.0044583 | 0.68368 | 0.68368 | 0.71179 | 0.68368 | 0.94602 | 0.94602 | 0.92444 | 0.83371 | 0.66937 | 0.53273 | 0.40122 | 0.54323 | 0.75778 | 0.28754 | 0.97188 | 0.27639 | 0.64022 | 0.36237 | 0.71179 | 0.68869 | 0.8916 | 0.25747 | 0.92241 | 0.81707 | 0.67268 | 0.53296 | 0.40144 | 0.5263 | 0.72726 | 0.2861 | 0.96459 | 0.27655 | 0.63095 | 0.3596 | 0.71179 | 0.68869 | 0.88905 | 0.25747 | 0
Jul | 1 | 11 | Weekend | Saturday | 0.99487 | 0.97075 | 0.98942 | 0.74036 | 0.0044583 | 0.74036 | 0.74036 | 0.80427 | 0.74036 | 0.99487 | 0.99487 | 0.93107 | 0.82125 | 0.64227 | 0.54073 | 0.39411 | 0.55518 | 0.74666 | 0.29769 | 0.96515 | 0.32536 | 0.64279 | 0.3075 | 0.80427 | 0.78935 | 0.91247 | 0.1994 | 0.93741 | 0.80532 | 0.67178 | 0.54106 | 0.39374 | 0.54536 | 0.71566 | 0.29659 | 0.96172 | 0.32432 | 0.63914 | 0.30204 | 0.80427 | 0.78935 | 0.91219 | 0.1994 | 0
Jul | 1 | 12 | Weekend | Saturday | 1 | 0.98306 | 0.99286 | 0.7953 | 0.0044583 | 0.7953 | 0.7953 | 0.83211 | 0.7953 | 1 | 1 | 0.78417 | 0.81398 | 0.61718 | 0.54471 | 0.39565 | 0.55895 | 0.76833 | 0.3059 | 0.95783 | 0.39497 | 0.65606 | 0.30625 | 0.83211 | 0.82073 | 0.91873 | 0.20772 | 0.79173 | 0.79907 | 0.64292 | 0.54497 | 0.39584 | 0.55414 | 0.74179 | 0.30484 | 0.95521 | 0.39531 | 0.64955 | 0.30312 | 0.83211 | 0.82073 | 0.91902 | 0.20772 | 0
Jul | 1 | 13 | Weekend | Saturday | 0.99792 | 0.99375 | 1 | 0.82788 | 0.0044583 | 0.82788 | 0.82788 | 0.84873 | 0.82788 | 0.99792 | 0.99792 | 0.72613 | 0.81257 | 0.61822 | 0.46171 | 0.3024 | 0.56174 | 0.77398 | 0.33002 | 0.78042 | 0.43996 | 0.65504 | 0.30765 | 0.84873 | 0.84061 | 0.89799 | 0.22114 | 0.76869 | 0.79876 | 0.64466 | 0.46193 | 0.30172 | 0.56188 | 0.75145 | 0.33058 | 0.77726 | 0.44011 | 0.6527 | 0.30375 | 0.84873 | 0.84061 | 0.89806 | 0.22114 | 0
Jul | 1 | 14 | Weekend | Saturday | 0.98854 | 1 | 0.98998 | 0.86238 | 0.0044583 | 0.86238 | 0.86238 | 0.86115 | 0.86238 | 0.98854 | 0.98854 | 0.75625 | 0.78201 | 0.61922 | 0.49757 | 0.31472 | 0.60354 | 0.77151 | 0.35221 | 0.77585 | 0.44825 | 0.65453 | 0.31241 | 0.86115 | 0.85498 | 0.88388 | 0.2198 | 0.76514 | 0.77343 | 0.64619 | 0.4976 | 0.31519 | 0.60146 | 0.74625 | 0.35179 | 0.77257 | 0.44893 | 0.65074 | 0.30854 | 0.86115 | 0.85498 | 0.88393 | 0.2198 | 0
Jul | 1 | 15 | Weekend | Saturday | 0.94967 | 0.99715 | 0.96773 | 0.89772 | 0.0044583 | 0.89772 | 0.89772 | 0.86254 | 0.89772 | 0.94967 | 0.94967 | 0.94003 | 0.77786 | 0.65572 | 0.51497 | 0.31728 | 0.76207 | 0.74443 | 0.3565 | 0.77063 | 0.47093 | 0.65047 | 0.31549 | 0.86254 | 0.85478 | 0.88476 | 0.13892 | 0.92067 | 0.76925 | 0.71106 | 0.51465 | 0.31702 | 0.76331 | 0.72034 | 0.35605 | 0.76973 | 0.47139 | 0.68187 | 0.31164 | 0.86254 | 0.85478 | 0.88471 | 0.13892 | 0
Jul | 1 | 16 | Weekend | Saturday | 0.88556 | 0.96753 | 0.94058 | 0.9519 | 0.0044583 | 0.9519 | 0.9519 | 0.77901 | 0.9519 | 0.88556 | 0.88556 | 0.94509 | 0.75016 | 0.72385 | 0.5154 | 0.29417 | 0.92302 | 0.70737 | 0.3594 | 0.92768 | 0.44424 | 0.71404 | 0.28 | 0.77901 | 0.76328 | 0.83278 | 0.12605 | 0.91811 | 0.7392 | 0.77027 | 0.51467 | 0.29421 | 0.91976 | 0.68146 | 0.35952 | 0.92579 | 0.44441 | 0.74807 | 0.27671 | 0.77901 | 0.76328 | 0.8324 | 0.12605 | 0
Jul | 1 | 17 | Weekend | Saturday | 0.82002 | 0.9239 | 0.91085 | 1 | 0.0044583 | 1 | 1 | 0.61208 | 1 | 0.82002 | 0.82002 | 0.96746 | 0.73466 | 0.85171 | 0.3986 | 0.20637 | 0.97982 | 0.51072 | 0.34376 | 0.93939 | 0.40741 | 0.8409 | 0.15537 | 0.61208 | 0.58595 | 0.80151 | 0.13267 | 0.93369 | 0.71756 | 0.90384 | 0.39918 | 0.20667 | 0.96967 | 0.47841 | 0.34384 | 0.92976 | 0.40726 | 0.88012 | 0.15051 | 0.61208 | 0.58595 | 0.798 | 0.13267 | 0
Jul | 1 | 18 | Weekend | Saturday | 0.77333 | 0.88077 | 0.87885 | 0.98799 | 0.0044583 | 0.98799 | 0.98799 | 0.39491 | 0.98799 | 0.77333 | 0.77333 | 0.7871 | 0.73551 | 0.87308 | 0.34982 | 0.1882 | 0.94416 | 0.50429 | 0.32966 | 0.93524 | 0.39155 | 0.8552 | 0.15248 | 0.39491 | 0.37852 | 0.71988 | 0.11191 | 0.78461 | 0.71532 | 0.89665 | 0.35012 | 0.18733 | 0.93502 | 0.4691 | 0.32912 | 0.925 | 0.39163 | 0.88958 | 0.14838 | 0.39491 | 0.37852 | 0.71337 | 0.11191 | 0
Jul | 1 | 19 | Weekend | Saturday | 0.74909 | 0.85999 | 0.8545 | 0.9416 | 1 | 0.9416 | 0.9416 | 0.4453 | 0.9416 | 0.74909 | 0.74909 | 0.81062 | 0.70644 | 0.92556 | 0.30058 | 0.22716 | 0.99053 | 0.51587 | 0.34993 | 0.8201 | 0.35257 | 0.95466 | 0.27805 | 0.4453 | 0.47734 | 0.70627 | 0.21325 | 0.82431 | 0.67431 | 0.96074 | 0.30085 | 0.22771 | 0.9898 | 0.47297 | 0.35009 | 0.81294 | 0.35259 | 0.99656 | 0.27396 | 0.4453 | 0.47734 | 0.69789 | 0.21325 | 0
Jul | 1 | 20 | Weekend | Saturday | 0.73368 | 0.82052 | 0.82886 | 0.90494 | 1 | 0.90494 | 0.90494 | 0.20339 | 0.90494 | 0.73368 | 0.73368 | 0.76339 | 0.71308 | 0.89577 | 0.2545 | 0.22294 | 0.86264 | 0.41693 | 0.33641 | 0.81358 | 0.2983 | 0.92952 | 0.2918 | 0.20339 | 0.26177 | 0.58051 | 0.21147 | 0.79612 | 0.67805 | 0.92218 | 0.25455 | 0.22218 | 0.86525 | 0.38125 | 0.336 | 0.80122 | 0.29875 | 0.97237 | 0.2878 | 0.20339 | 0.26177 | 0.57846 | 0.21147 | 0
Jul | 1 | 21 | Weekend | Saturday | 0.68012 | 0.75012 | 0.79412 | 0.86971 | 1 | 0.86971 | 0.86971 | 0.15281 | 0.86971 | 0.68012 | 0.68012 | 0.6953 | 0.71606 | 0.84964 | 0.22348 | 0.21658 | 0.68922 | 0.41496 | 0.3234 | 0.783 | 0.23159 | 0.72984 | 0.2852 | 0.15281 | 0.21038 | 0.38165 | 0.20618 | 0.76511 | 0.67528 | 0.8048 | 0.22366 | 0.21691 | 0.6876 | 0.36555 | 0.32342 | 0.77689 | 0.23194 | 0.74715 | 0.28272 | 0.15281 | 0.21038 | 0.38166 | 0.20618 | 0
Jul | 1 | 22 | Weekend | Saturday | 0.65364 | 0.69424 | 0.75074 | 0.78304 | 1 | 0.78304 | 0.78304 | 0.15281 | 0.78304 | 0.65364 | 0.65364 | 0.64459 | 0.71766 | 0.65501 | 0.18622 | 0.2099 | 0.52833 | 0.35506 | 0.31341 | 0.79374 | 0.21666 | 0.49977 | 0.28227 | 0.15281 | 0.21038 | 0.47283 | 0.20414 | 0.75829 | 0.6755 | 0.6529 | 0.18628 | 0.20984 | 0.53599 | 0.31543 | 0.31289 | 0.79645 | 0.21673 | 0.51658 | 0.27821 | 0.15281 | 0.21038 | 0.47304 | 0.20414 | 0
Jul | 1 | 23 | Weekend | Saturday | 0.59986 | 0.66972 | 0.73652 | 0.68701 | 1 | 0.68701 | 0.68701 | 0.14908 | 0.68701 | 0.59986 | 0.59986 | 0.37298 | 0.70585 | 0.50056 | 0.18878 | 0.22267 | 0.42563 | 0.38574 | 0.30703 | 0.46442 | 0.14053 | 0.42908 | 0.29333 | 0.14908 | 0.2072 | 0.41337 | 0.20414 | 0.43468 | 0.66481 | 0.52785 | 0.18888 | 0.22302 | 0.44373 | 0.33394 | 0.30648 | 0.46012 | 0.14023 | 0.44447 | 0.29013 | 0.14908 | 0.2072 | 0.4134 | 0.20414 | 0
Jul | 2 | 24 | Weekend | Sunday | 0.5564 | 0.6372 | 0.69917 | 0.62708 | 1 | 0.62708 | 0.62708 | 0.15281 | 0.62708 | 0.5564 | 0.5564 | 0.22084 | 0.70236 | 0.49444 | 0.16933 | 0.21061 | 0.39171 | 0.32924 | 0.30367 | 0.29922 | 0.15746 | 0.41962 | 0.276 | 0.15281 | 0.21038 | 0.37297 | 0.20414 | 0.26696 | 0.6601 | 0.53742 | 0.16937 | 0.21055 | 0.41093 | 0.29054 | 0.3026 | 0.30474 | 0.15744 | 0.43721 | 0.2719 | 0.15281 | 0.21038 | 0.37296 | 0.20414 | 0
Jul | 2 | 1 | Weekend | Sunday | 0.55306 | 0.5953 | 0.68452 | 0.58171 | 1 | 0.58171 | 0.58171 | 0.15281 | 0.58171 | 0.55306 | 0.55306 | 0.22247 | 0.70181 | 0.44916 | 0.16273 | 0.20313 | 0.36823 | 0.36376 | 0.30066 | 0.3002 | 0.14449 | 0.36567 | 0.27471 | 0.15281 | 0.21038 | 0.36808 | 0.20414 | 0.26733 | 0.65802 | 0.48382 | 0.16271 | 0.20267 | 0.38841 | 0.31269 | 0.30109 | 0.30524 | 0.14343 | 0.38262 | 0.2706 | 0.15281 | 0.21038 | 0.36827 | 0.20414 | 0
Jul | 2 | 2 | Weekend | Sunday | 0.53688 | 0.5832 | 0.67616 | 0.54308 | 1 | 0.54308 | 0.54308 | 0.15281 | 0.54308 | 0.53688 | 0.53688 | 0.22122 | 0.70517 | 0.4487 | 0.15534 | 0.20257 | 0.35242 | 0.32536 | 0.30159 | 0.2998 | 0.14125 | 0.35898 | 0.27333 | 0.15281 | 0.21038 | 0.36481 | 0.20414 | 0.26744 | 0.65974 | 0.48239 | 0.15533 | 0.20267 | 0.37163 | 0.28544 | 0.30101 | 0.30534 | 0.14146 | 0.37248 | 0.26999 | 0.15281 | 0.21038 | 0.36489 | 0.20414 | 0
Jul | 2 | 3 | Weekend | Sunday | 0.52766 | 0.5819 | 0.67584 | 0.51 | 1 | 0.51 | 0.51 | 0.15281 | 0.51 | 0.52766 | 0.52766 | 0.22475 | 0.71516 | 0.44963 | 0.16322 | 0.20276 | 0.38488 | 0.46721 | 0.30312 | 0.30547 | 0.13165 | 0.36591 | 0.27333 | 0.15281 | 0.21038 | 0.38724 | 0.20414 | 0.27055 | 0.67129 | 0.46722 | 0.16331 | 0.20267 | 0.40368 | 0.40608 | 0.30255 | 0.31065 | 0.13134 | 0.37959 | 0.26999 | 0.15281 | 0.21038 | 0.38714 | 0.20414 | 0
Jul | 2 | 4 | Weekend | Sunday | 0.52885 | 0.59333 | 0.69278 | 0.49121 | 1 | 0.49121 | 0.49121 | 0.087614 | 0.49121 | 0.52885 | 0.52885 | 0.33205 | 0.71017 | 0.47693 | 0.17069 | 0.15079 | 0.42558 | 0.46988 | 0.2676 | 0.38724 | 0.12461 | 0.36068 | 0.17911 | 0.087614 | 0.10755 | 0.35609 | 0.12734 | 0.36816 | 0.66641 | 0.48206 | 0.1705 | 0.15053 | 0.42855 | 0.37551 | 0.26786 | 0.39144 | 0.1248 | 0.37113 | 0.1744 | 0.087614 | 0.10755 | 0.35627 | 0.12734 | 0
Jul | 2 | 5 | Weekend | Sunday | 0.50907 | 0.62355 | 0.75112 | 0.51851 | 0.0044583 | 0.51851 | 0.51851 | 0.13726 | 0.51851 | 0.50907 | 0.50907 | 0.57551 | 0.74297 | 0.65219 | 0.42387 | 0.24304 | 0.56226 | 0.57435 | 0.25063 | 0.8134 | 0.12002 | 0.52379 | 0.27963 | 0.13726 | 0.11082 | 0.49103 | 0.08598 | 0.63273 | 0.71455 | 0.65612 | 0.42412 | 0.24291 | 0.52021 | 0.49869 | 0.2493 | 0.82312 | 0.11994 | 0.53912 | 0.27555 | 0.13726 | 0.11065 | 0.47522 | 0.08598 | 0
Jul | 2 | 6 | Weekend | Sunday | 0.5392 | 0.67505 | 0.82971 | 0.54891 | 0.0044583 | 0.54891 | 0.54891 | 0.19054 | 0.54891 | 0.5392 | 0.5392 | 0.74312 | 0.78604 | 0.85905 | 0.49004 | 0.27917 | 0.64011 | 0.63477 | 0.25522 | 0.83341 | 0.13591 | 0.70096 | 0.26881 | 0.19054 | 0.16604 | 0.56698 | 0.15704 | 0.8124 | 0.75249 | 0.81356 | 0.48988 | 0.27898 | 0.59804 | 0.57647 | 0.25491 | 0.84365 | 0.13586 | 0.71944 | 0.26545 | 0.19054 | 0.16604 | 0.5371 | 0.15704 | 0
Jul | 2 | 7 | Weekend | Sunday | 0.63634 | 0.75377 | 0.8903 | 0.57318 | 0.0044583 | 0.57318 | 0.57318 | 0.41505 | 0.57318 | 0.63634 | 0.63634 | 0.79811 | 0.8069 | 1 | 0.5737 | 0.3735 | 0.60164 | 0.72245 | 0.25642 | 0.69238 | 0.18761 | 1 | 0.34181 | 0.41505 | 0.36836 | 0.71086 | 0.1667 | 0.84148 | 0.78005 | 0.90313 | 0.57413 | 0.3738 | 0.5604 | 0.67739 | 0.25612 | 0.6975 | 0.18662 | 0.99112 | 0.33813 | 0.41505 | 0.36793 | 0.69059 | 0.1667 | 0
Jul | 2 | 8 | Weekend | Sunday | 0.74282 | 0.81415 | 0.9282 | 0.60942 | 0.0044583 | 0.60942 | 0.60942 | 0.5602 | 0.60942 | 0.74282 | 0.74282 | 0.67742 | 0.83268 | 0.83678 | 0.55926 | 0.39677 | 0.56031 | 0.74945 | 0.26553 | 0.7151 | 0.19423 | 0.88259 | 0.35289 | 0.5602 | 0.51969 | 0.72023 | 0.23687 | 0.70814 | 0.81099 | 0.79155 | 0.55962 | 0.39678 | 0.52611 | 0.711 | 0.26326 | 0.71326 | 0.19376 | 0.87386 | 0.35006 | 0.5602 | 0.51968 | 0.70817 | 0.23687 | 0
Jul | 2 | 9 | Weekend | Sunday | 0.8543 | 0.87039 | 0.95529 | 0.6315 | 0.0044583 | 0.6315 | 0.6315 | 0.68894 | 0.6315 | 0.8543 | 0.8543 | 0.88167 | 0.8351 | 0.70615 | 0.52954 | 0.39129 | 0.52755 | 0.76447 | 0.27146 | 0.90094 | 0.22943 | 0.65774 | 0.36347 | 0.68894 | 0.65674 | 0.8141 | 0.2518 | 0.87055 | 0.8161 | 0.68475 | 0.52995 | 0.39128 | 0.49772 | 0.72973 | 0.27052 | 0.89334 | 0.22977 | 0.64627 | 0.35914 | 0.68894 | 0.65674 | 0.80895 | 0.2518 | 0
Jul | 2 | 10 | Weekend | Sunday | 0.94602 | 0.93167 | 0.97682 | 0.68368 | 0.0044583 | 0.68368 | 0.68368 | 0.71179 | 0.68368 | 0.94602 | 0.94602 | 0.92444 | 0.83371 | 0.66937 | 0.53273 | 0.40122 | 0.54323 | 0.75778 | 0.28754 | 0.97188 | 0.27639 | 0.64022 | 0.36237 | 0.71179 | 0.68869 | 0.8916 | 0.25747 | 0.92241 | 0.81707 | 0.67268 | 0.53296 | 0.40144 | 0.5263 | 0.72726 | 0.2861 | 0.96459 | 0.27655 | 0.63095 | 0.3596 | 0.71179 | 0.68869 | 0.88905 | 0.25747 | 0
Jul | 2 | 11 | Weekend | Sunday | 0.99487 | 0.97075 | 0.98942 | 0.74036 | 0.0044583 | 0.74036 | 0.74036 | 0.80427 | 0.74036 | 0.99487 | 0.99487 | 0.93107 | 0.82125 | 0.64227 | 0.54073 | 0.39411 | 0.55518 | 0.74666 | 0.29769 | 0.96515 | 0.32536 | 0.64279 | 0.3075 | 0.80427 | 0.78935 | 0.91247 | 0.1994 | 0.93741 | 0.80532 | 0.67178 | 0.54106 | 0.39374 | 0.54536 | 0.71566 | 0.29659 | 0.96172 | 0.32432 | 0.63914 | 0.30204 | 0.80427 | 0.78935 | 0.91219 | 0.1994 | 0
Jul | 2 | 12 | Weekend | Sunday | 1 | 0.98306 | 0.99286 | 0.7953 | 0.0044583 | 0.7953 | 0.7953 | 0.83211 | 0.7953 | 1 | 1 | 0.78417 | 0.81398 | 0.61718 | 0.54471 | 0.39565 | 0.55895 | 0.76833 | 0.3059 | 0.95783 | 0.39497 | 0.65606 | 0.30625 | 0.83211 | 0.82073 | 0.91873 | 0.20772 | 0.79173 | 0.79907 | 0.64292 | 0.54497 | 0.39584 | 0.55414 | 0.74179 | 0.30484 | 0.95521 | 0.39531 | 0.64955 | 0.30312 | 0.83211 | 0.82073 | 0.91902 | 0.20772 | 0
Jul | 2 | 13 | Weekend | Sunday | 0.99792 | 0.99375 | 1 | 0.82788 | 0.0044583 | 0.82788 | 0.82788 | 0.84873 | 0.82788 | 0.99792 | 0.99792 | 0.72613 | 0.81257 | 0.61822 | 0.46171 | 0.3024 | 0.56174 | 0.77398 | 0.33002 | 0.78042 | 0.43996 | 0.65504 | 0.30765 | 0.84873 | 0.84061 | 0.89799 | 0.22114 | 0.76869 | 0.79876 | 0.64466 | 0.46193 | 0.30172 | 0.56188 | 0.75145 | 0.33058 | 0.77726 | 0.44011 | 0.6527 | 0.30375 | 0.84873 | 0.84061 | 0.89806 | 0.22114 | 0
Jul | 2 | 14 | Weekend | Sunday | 0.98854 | 1 | 0.98998 | 0.86238 | 0.0044583 | 0.86238 | 0.86238 | 0.86115 | 0.86238 | 0.98854 | 0.98854 | 0.75625 | 0.78201 | 0.61922 | 0.49757 | 0.31472 | 0.60354 | 0.77151 | 0.35221 | 0.77585 | 0.44825 | 0.65453 | 0.31241 | 0.86115 | 0.85498 | 0.88388 | 0.2198 | 0.76514 | 0.77343 | 0.64619 | 0.4976 | 0.31519 | 0.60146 | 0.74625 | 0.35179 | 0.77257 | 0.44893 | 0.65074 | 0.30854 | 0.86115 | 0.85498 | 0.88393 | 0.2198 | 0
Jul | 2 | 15 | Weekend | Sunday | 0.94967 | 0.99715 | 0.96773 | 0.89772 | 0.0044583 | 0.89772 | 0.89772 | 0.86254 | 0.89772 | 0.94967 | 0.94967 | 0.94003 | 0.77786 | 0.65572 | 0.51497 | 0.31728 | 0.76207 | 0.74443 | 0.3565 | 0.77063 | 0.47093 | 0.65047 | 0.31549 | 0.86254 | 0.85478 | 0.88476 | 0.13892 | 0.92067 | 0.76925 | 0.71106 | 0.51465 | 0.31702 | 0.76331 | 0.72034 | 0.35605 | 0.76973 | 0.47139 | 0.68187 | 0.31164 | 0.86254 | 0.85478 | 0.88471 | 0.13892 | 0
Jul | 2 | 16 | Weekend | Sunday | 0.88556 | 0.96753 | 0.94058 | 0.9519 | 0.0044583 | 0.9519 | 0.9519 | 0.77901 | 0.9519 | 0.88556 | 0.88556 | 0.94509 | 0.75016 | 0.72385 | 0.5154 | 0.29417 | 0.92302 | 0.70737 | 0.3594 | 0.92768 | 0.44424 | 0.71404 | 0.28 | 0.77901 | 0.76328 | 0.83278 | 0.12605 | 0.91811 | 0.7392 | 0.77027 | 0.51467 | 0.29421 | 0.91976 | 0.68146 | 0.35952 | 0.92579 | 0.44441 | 0.74807 | 0.27671 | 0.77901 | 0.76328 | 0.8324 | 0.12605 | 0
Jul | 2 | 17 | Weekend | Sunday | 0.82002 | 0.9239 | 0.91085 | 1 | 0.0044583 | 1 | 1 | 0.61208 | 1 | 0.82002 | 0.82002 | 0.96746 | 0.73466 | 0.85171 | 0.3986 | 0.20637 | 0.97982 | 0.51072 | 0.34376 | 0.93939 | 0.40741 | 0.8409 | 0.15537 | 0.61208 | 0.58595 | 0.80151 | 0.13267 | 0.93369 | 0.71756 | 0.90384 | 0.39918 | 0.20667 | 0.96967 | 0.47841 | 0.34384 | 0.92976 | 0.40726 | 0.88012 | 0.15051 | 0.61208 | 0.58595 | 0.798 | 0.13267 | 0
Jul | 2 | 18 | Weekend | Sunday | 0.77333 | 0.88077 | 0.87885 | 0.98799 | 0.0044583 | 0.98799 | 0.98799 | 0.39491 | 0.98799 | 0.77333 | 0.77333 | 0.7871 | 0.73551 | 0.87308 | 0.34982 | 0.1882 | 0.94416 | 0.50429 | 0.32966 | 0.93524 | 0.39155 | 0.8552 | 0.15248 | 0.39491 | 0.37852 | 0.71988 | 0.11191 | 0.78461 | 0.71532 | 0.89665 | 0.35012 | 0.18733 | 0.93502 | 0.4691 | 0.32912 | 0.925 | 0.39163 | 0.88958 | 0.14838 | 0.39491 | 0.37852 | 0.71337 | 0.11191 | 0
Jul | 2 | 19 | Weekend | Sunday | 0.74909 | 0.85999 | 0.8545 | 0.9416 | 1 | 0.9416 | 0.9416 | 0.4453 | 0.9416 | 0.74909 | 0.74909 | 0.81062 | 0.70644 | 0.92556 | 0.30058 | 0.22716 | 0.99053 | 0.51587 | 0.34993 | 0.8201 | 0.35257 | 0.95466 | 0.27805 | 0.4453 | 0.47734 | 0.70627 | 0.21325 | 0.82431 | 0.67431 | 0.96074 | 0.30085 | 0.22771 | 0.9898 | 0.47297 | 0.35009 | 0.81294 | 0.35259 | 0.99656 | 0.27396 | 0.4453 | 0.47734 | 0.69789 | 0.21325 | 0
Jul | 2 | 20 | Weekend | Sunday | 0.73368 | 0.82052 | 0.82886 | 0.90494 | 1 | 0.90494 | 0.90494 | 0.20339 | 0.90494 | 0.73368 | 0.73368 | 0.76339 | 0.71308 | 0.89577 | 0.2545 | 0.22294 | 0.86264 | 0.41693 | 0.33641 | 0.81358 | 0.2983 | 0.92952 | 0.2918 | 0.20339 | 0.26177 | 0.58051 | 0.21147 | 0.79612 | 0.67805 | 0.92218 | 0.25455 | 0.22218 | 0.86525 | 0.38125 | 0.336 | 0.80122 | 0.29875 | 0.97237 | 0.2878 | 0.20339 | 0.26177 | 0.57846 | 0.21147 | 0
Jul | 2 | 21 | Weekend | Sunday | 0.68012 | 0.75012 | 0.79412 | 0.86971 | 1 | 0.86971 | 0.86971 | 0.15281 | 0.86971 | 0.68012 | 0.68012 | 0.6953 | 0.71606 | 0.84964 | 0.22348 | 0.21658 | 0.68922 | 0.41496 | 0.3234 | 0.783 | 0.23159 | 0.72984 | 0.2852 | 0.15281 | 0.21038 | 0.38165 | 0.20618 | 0.76511 | 0.67528 | 0.8048 | 0.22366 | 0.21691 | 0.6876 | 0.36555 | 0.32342 | 0.77689 | 0.23194 | 0.74715 | 0.28272 | 0.15281 | 0.21038 | 0.38166 | 0.20618 | 0
Jul | 2 | 22 | Weekend | Sunday | 0.65364 | 0.69424 | 0.75074 | 0.78304 | 1 | 0.78304 | 0.78304 | 0.15281 | 0.78304 | 0.65364 | 0.65364 | 0.64459 | 0.71766 | 0.65501 | 0.18622 | 0.2099 | 0.52833 | 0.35506 | 0.31341 | 0.79374 | 0.21666 | 0.49977 | 0.28227 | 0.15281 | 0.21038 | 0.47283 | 0.20414 | 0.75829 | 0.6755 | 0.6529 | 0.18628 | 0.20984 | 0.53599 | 0.31543 | 0.31289 | 0.79645 | 0.21673 | 0.51658 | 0.27821 | 0.15281 | 0.21038 | 0.47304 | 0.20414 | 0
Jul | 2 | 23 | Weekend | Sunday | 0.59986 | 0.66972 | 0.73652 | 0.68701 | 1 | 0.68701 | 0.68701 | 0.15618 | 0.68701 | 0.59986 | 0.59986 | 0.36493 | 0.69222 | 0.52363 | 0.19393 | 0.23146 | 0.43355 | 0.44353 | 0.30155 | 0.45673 | 0.13982 | 0.42994 | 0.30079 | 0.15618 | 0.21325 | 0.42171 | 0.20414 | 0.42582 | 0.65045 | 0.55607 | 0.194 | 0.23115 | 0.45215 | 0.38682 | 0.3013 | 0.45514 | 0.13906 | 0.44572 | 0.29748 | 0.15618 | 0.21325 | 0.42192 | 0.20414 | 0
Jul | 3 | 24 | Weekday | Monday | 0.5529 | 0.62726 | 0.669 | 0.60376 | 1 | 0.60376 | 0.60376 | 0.15476 | 0.60376 | 0.5529 | 0.5529 | 0.22175 | 0.69619 | 0.48412 | 0.19294 | 0.23775 | 0.40175 | 0.35206 | 0.30317 | 0.30052 | 0.13038 | 0.40049 | 0.31113 | 0.15476 | 0.21204 | 0.3883 | 0.20414 | 0.26733 | 0.65407 | 0.52551 | 0.193 | 0.23816 | 0.42159 | 0.31608 | 0.30125 | 0.30546 | 0.13009 | 0.41705 | 0.30752 | 0.15476 | 0.21204 | 0.38829 | 0.20414 | 0
Jul | 3 | 1 | Weekday | Monday | 0.5425 | 0.58323 | 0.65741 | 0.5579 | 1 | 0.5579 | 0.5579 | 0.15476 | 0.5579 | 0.5425 | 0.5425 | 0.22195 | 0.69722 | 0.46219 | 0.1904 | 0.23453 | 0.38104 | 0.43499 | 0.30167 | 0.30012 | 0.12749 | 0.37111 | 0.31037 | 0.15476 | 0.21204 | 0.38534 | 0.20414 | 0.26773 | 0.65393 | 0.49944 | 0.1905 | 0.23415 | 0.402 | 0.37584 | 0.30119 | 0.30599 | 0.12719 | 0.38911 | 0.3075 | 0.15476 | 0.21204 | 0.38541 | 0.20414 | 0
Jul | 3 | 2 | Weekday | Monday | 0.52873 | 0.56982 | 0.65066 | 0.52432 | 1 | 0.52432 | 0.52432 | 0.15476 | 0.52432 | 0.52873 | 0.52873 | 0.22186 | 0.69734 | 0.46531 | 0.19805 | 0.23539 | 0.36741 | 0.33168 | 0.30281 | 0.30167 | 0.12276 | 0.36684 | 0.30959 | 0.15476 | 0.21204 | 0.38257 | 0.20414 | 0.26789 | 0.65376 | 0.5032 | 0.19811 | 0.23563 | 0.38754 | 0.29457 | 0.30114 | 0.30616 | 0.12234 | 0.38126 | 0.30596 | 0.15476 | 0.21204 | 0.38288 | 0.20414 | 0
Jul | 3 | 3 | Weekday | Monday | 0.51985 | 0.5694 | 0.65102 | 0.4926 | 1 | 0.4926 | 0.4926 | 0.15476 | 0.4926 | 0.51985 | 0.51985 | 0.22763 | 0.75356 | 0.47603 | 0.19547 | 0.23586 | 0.39946 | 0.55975 | 0.30558 | 0.31164 | 0.12241 | 0.37207 | 0.30787 | 0.15476 | 0.21204 | 0.42528 | 0.20414 | 0.27477 | 0.71619 | 0.49966 | 0.1955 | 0.23584 | 0.41916 | 0.49374 | 0.30487 | 0.31805 | 0.12166 | 0.38816 | 0.30498 | 0.15476 | 0.21204 | 0.42535 | 0.20414 | 0
Jul | 3 | 4 | Weekday | Monday | 0.5215 | 0.57482 | 0.66459 | 0.47467 | 1 | 0.47467 | 0.47467 | 0.089402 | 0.47467 | 0.5215 | 0.5215 | 0.32412 | 0.77583 | 0.55038 | 0.21047 | 0.19272 | 0.44102 | 0.58787 | 0.27136 | 0.39276 | 0.11148 | 0.40275 | 0.23083 | 0.089402 | 0.10896 | 0.39444 | 0.12724 | 0.3713 | 0.70826 | 0.54145 | 0.2104 | 0.19237 | 0.44498 | 0.47342 | 0.26977 | 0.39888 | 0.11124 | 0.41207 | 0.22633 | 0.089402 | 0.10896 | 0.39438 | 0.12724 | 0
Jul | 3 | 5 | Weekday | Monday | 0.50087 | 0.59537 | 0.70905 | 0.49439 | 0.0044583 | 0.49439 | 0.49439 | 0.20614 | 0.49439 | 0.50087 | 0.50087 | 0.57763 | 0.88779 | 0.79761 | 0.58335 | 0.35252 | 0.57956 | 0.74768 | 0.44492 | 0.82526 | 0.62039 | 0.67042 | 0.42451 | 0.20614 | 0.15847 | 0.55846 | 0.22133 | 0.64176 | 0.85966 | 0.7554 | 0.58395 | 0.35263 | 0.53875 | 0.67988 | 0.44484 | 0.83558 | 0.62095 | 0.686 | 0.42198 | 0.20614 | 0.15847 | 0.55279 | 0.22133 | 0
Jul | 3 | 6 | Weekday | Monday | 0.52296 | 0.63775 | 0.77105 | 0.51763 | 0.0044583 | 0.51763 | 0.51763 | 0.30744 | 0.51763 | 0.52296 | 0.52296 | 0.79671 | 0.95673 | 0.98555 | 0.66013 | 0.48056 | 0.66322 | 0.8743 | 0.47083 | 0.87332 | 0.66842 | 0.87247 | 0.47997 | 0.30744 | 0.25993 | 0.62189 | 0.4858 | 0.8334 | 0.94122 | 0.90368 | 0.65999 | 0.48083 | 0.62276 | 0.82699 | 0.46756 | 0.86 | 0.66674 | 0.89014 | 0.47585 | 0.30744 | 0.25993 | 0.60882 | 0.4858 | 0
Jul | 3 | 7 | Weekday | Monday | 0.60102 | 0.70648 | 0.82191 | 0.54888 | 0.0044583 | 0.54888 | 0.54888 | 0.51691 | 0.54888 | 0.60102 | 0.60102 | 0.85329 | 0.98078 | 0.87216 | 1 | 0.94479 | 0.66497 | 0.92516 | 0.78857 | 0.73001 | 0.85901 | 0.82335 | 0.92836 | 0.51691 | 0.46835 | 0.83793 | 0.74012 | 0.86956 | 0.97092 | 0.82565 | 1 | 0.94505 | 0.62779 | 0.88887 | 0.78768 | 0.71492 | 0.85719 | 0.8152 | 0.92753 | 0.51691 | 0.46835 | 0.83313 | 0.74012 | 0
Jul | 3 | 8 | Weekday | Monday | 0.70019 | 0.76238 | 0.85726 | 0.60145 | 0.0044583 | 0.60145 | 0.60145 | 0.78911 | 0.60145 | 0.70019 | 0.70019 | 0.71398 | 0.99645 | 0.77299 | 0.98653 | 0.92643 | 0.62636 | 0.9784 | 0.82809 | 0.73759 | 0.91033 | 0.79884 | 0.95638 | 0.78911 | 0.75416 | 0.93562 | 0.90742 | 0.7438 | 0.99074 | 0.76238 | 0.9864 | 0.92654 | 0.59636 | 0.95871 | 0.82776 | 0.72844 | 0.90965 | 0.79404 | 0.95461 | 0.78911 | 0.75416 | 0.93518 | 0.90742 | 0
Jul | 3 | 9 | Weekday | Monday | 0.80888 | 0.8208 | 0.88258 | 0.64582 | 0.0044583 | 0.64582 | 0.64582 | 0.87429 | 0.64582 | 0.80888 | 0.80888 | 0.90068 | 1 | 0.65535 | 0.95653 | 0.93074 | 0.59794 | 0.98846 | 0.88285 | 0.91973 | 0.94366 | 0.64017 | 0.97264 | 0.87429 | 0.85057 | 0.93373 | 0.93116 | 0.90283 | 0.99667 | 0.65555 | 0.9562 | 0.9313 | 0.57256 | 0.97517 | 0.88231 | 0.91742 | 0.94376 | 0.6308 | 0.97097 | 0.87429 | 0.85057 | 0.93405 | 0.93116 | 0
Jul | 3 | 10 | Weekday | Monday | 0.89153 | 0.88268 | 0.90301 | 0.70588 | 0.0044583 | 0.70588 | 0.70588 | 0.92776 | 0.70588 | 0.89153 | 0.89153 | 0.95499 | 0.99963 | 0.63112 | 0.95938 | 0.95715 | 0.61425 | 0.99274 | 0.92348 | 0.99786 | 0.98718 | 0.64169 | 0.98255 | 0.92776 | 0.91416 | 1 | 0.95576 | 0.96707 | 0.99919 | 0.65772 | 0.9586 | 0.95683 | 0.60179 | 0.98631 | 0.92289 | 0.99445 | 0.98673 | 0.63788 | 0.9802 | 0.92776 | 0.91416 | 1 | 0.95576 | 0
Jul | 3 | 11 | Weekday | Monday | 0.93274 | 0.92628 | 0.91368 | 0.76109 | 0.0044583 | 0.76109 | 0.76109 | 0.96195 | 0.76109 | 0.93274 | 0.93274 | 0.97535 | 0.9708 | 0.62853 | 0.93778 | 0.95307 | 0.62082 | 0.96026 | 0.95691 | 1 | 0.99069 | 0.65279 | 0.93773 | 0.96195 | 0.95492 | 0.98578 | 0.88604 | 1 | 0.97178 | 0.65662 | 0.93632 | 0.95185 | 0.61512 | 0.95441 | 0.95673 | 1 | 0.99004 | 0.64769 | 0.93473 | 0.96195 | 0.95492 | 0.98564 | 0.88604 | 0
Jul | 3 | 12 | Weekday | Monday | 0.93237 | 0.94033 | 0.91398 | 0.81387 | 0.0044583 | 0.81387 | 0.81387 | 0.97843 | 0.81387 | 0.93237 | 0.93237 | 0.81416 | 0.99277 | 0.61042 | 0.96658 | 0.99047 | 0.62341 | 0.995 | 0.97167 | 0.98702 | 0.99482 | 0.65997 | 0.99194 | 0.97843 | 0.97613 | 0.99694 | 0.98403 | 0.83944 | 0.99478 | 0.63618 | 0.96536 | 0.9899 | 0.62263 | 0.99452 | 0.97177 | 0.98908 | 0.99434 | 0.6573 | 0.98928 | 0.97843 | 0.97613 | 0.99697 | 0.98403 | 0
Jul | 3 | 13 | Weekday | Monday | 0.92199 | 0.95191 | 0.91872 | 0.85292 | 0.0044583 | 0.85292 | 0.85292 | 0.98954 | 0.85292 | 0.92199 | 0.92199 | 0.75197 | 0.99291 | 0.6111 | 0.95476 | 0.97096 | 0.62744 | 1 | 0.9997 | 0.79848 | 1 | 0.66697 | 0.99738 | 0.98954 | 0.98937 | 0.9757 | 0.99556 | 0.80726 | 0.99644 | 0.63786 | 0.95481 | 0.97129 | 0.63168 | 1 | 0.99997 | 0.79862 | 1 | 0.66214 | 0.99549 | 0.98954 | 0.98937 | 0.97576 | 0.99556 | 0
Jul | 3 | 14 | Weekday | Monday | 0.90658 | 0.95856 | 0.91124 | 0.88552 | 0.0044583 | 0.88552 | 0.88552 | 1 | 0.88552 | 0.90658 | 0.90658 | 0.76831 | 0.9912 | 0.61223 | 0.95886 | 0.97684 | 0.66575 | 0.97154 | 1 | 0.78221 | 0.99047 | 0.66041 | 1 | 1 | 1 | 0.9607 | 1 | 0.7861 | 0.99697 | 0.63846 | 0.95888 | 0.97766 | 0.66757 | 0.98156 | 1 | 0.78252 | 0.99021 | 0.65915 | 1 | 1 | 1 | 0.96088 | 1 | 0
Jul | 3 | 15 | Weekday | Monday | 0.86846 | 0.95722 | 0.89437 | 0.9212 | 0.0044583 | 0.9212 | 0.9212 | 0.98359 | 0.9212 | 0.86846 | 0.86846 | 0.94713 | 0.99266 | 0.64699 | 0.98685 | 1 | 0.81338 | 0.96677 | 0.98242 | 0.7701 | 0.96941 | 0.6575 | 0.99619 | 0.98359 | 0.98118 | 0.9516 | 0.98938 | 0.93217 | 1 | 0.70154 | 0.98635 | 1 | 0.81787 | 0.97359 | 0.98236 | 0.76993 | 0.96931 | 0.68755 | 0.9943 | 0.98359 | 0.98118 | 0.95188 | 0.98938 | 0
Jul | 3 | 16 | Weekday | Monday | 0.82444 | 0.93521 | 0.87444 | 0.96472 | 0.0044583 | 0.96472 | 0.96472 | 0.94726 | 0.96472 | 0.82444 | 0.82444 | 0.96722 | 0.98962 | 0.7443 | 0.91473 | 0.90932 | 0.936 | 0.94734 | 0.81541 | 0.94121 | 0.91703 | 0.75161 | 0.66682 | 0.94726 | 0.93825 | 0.93668 | 0.30136 | 0.94733 | 0.99762 | 0.78157 | 0.91517 | 0.91025 | 0.93367 | 0.94976 | 0.81477 | 0.93922 | 0.91769 | 0.7855 | 0.66321 | 0.94726 | 0.93825 | 0.9367 | 0.30136 | 0
Jul | 3 | 17 | Weekday | Monday | 0.78253 | 0.89752 | 0.85198 | 0.9988 | 0.0044583 | 0.9988 | 0.9988 | 0.74543 | 0.9988 | 0.78253 | 0.78253 | 1 | 0.81378 | 0.91024 | 0.79034 | 0.61836 | 0.99108 | 0.61857 | 0.66846 | 0.94589 | 0.84155 | 0.81803 | 0.52961 | 0.74543 | 0.71961 | 0.9122 | 0.11056 | 0.97324 | 0.80889 | 0.89872 | 0.79069 | 0.61866 | 0.98179 | 0.59923 | 0.6639 | 0.93587 | 0.84063 | 0.84645 | 0.5272 | 0.74543 | 0.71961 | 0.91242 | 0.11056 | 0
Jul | 3 | 18 | Weekday | Monday | 0.73902 | 0.85719 | 0.82681 | 0.98303 | 0.0044583 | 0.98303 | 0.98303 | 0.67103 | 0.98303 | 0.73902 | 0.73902 | 0.81214 | 0.81947 | 0.88687 | 0.77581 | 0.58322 | 0.95425 | 0.61259 | 0.668 | 0.94374 | 0.83093 | 0.83817 | 0.51273 | 0.67103 | 0.63827 | 0.86916 | 0.10238 | 0.80933 | 0.80963 | 0.91296 | 0.77659 | 0.58355 | 0.94589 | 0.58656 | 0.66 | 0.93055 | 0.82963 | 0.87191 | 0.50945 | 0.67103 | 0.63827 | 0.86922 | 0.10238 | 0
Jul | 3 | 19 | Weekday | Monday | 0.72339 | 0.83528 | 0.80656 | 0.93022 | 1 | 0.93022 | 0.93022 | 0.68558 | 0.93022 | 0.72339 | 0.72339 | 0.83806 | 0.75351 | 0.95917 | 0.71432 | 0.54629 | 1 | 0.60223 | 0.53158 | 0.82491 | 0.73417 | 0.95738 | 0.58784 | 0.68558 | 0.69763 | 0.81569 | 0.19432 | 0.85391 | 0.72827 | 1 | 0.71482 | 0.54655 | 1 | 0.55926 | 0.5245 | 0.81466 | 0.73285 | 1 | 0.58561 | 0.68558 | 0.69763 | 0.8156 | 0.19432 | 0
Jul | 3 | 20 | Weekday | Monday | 0.71611 | 0.79889 | 0.78611 | 0.89152 | 1 | 0.89152 | 0.89152 | 0.29069 | 0.89152 | 0.71611 | 0.71611 | 0.77934 | 0.73083 | 0.96936 | 0.70152 | 0.54275 | 0.87678 | 0.43319 | 0.30972 | 0.82084 | 0.17075 | 0.92438 | 0.59423 | 0.29069 | 0.34051 | 0.60197 | 0.20414 | 0.81498 | 0.70176 | 0.95123 | 0.70216 | 0.54332 | 0.88037 | 0.40544 | 0.30204 | 0.80737 | 0.16869 | 0.95628 | 0.59204 | 0.29069 | 0.34051 | 0.60238 | 0.20414 | 0
Jul | 3 | 21 | Weekday | Monday | 0.66727 | 0.7343 | 0.75528 | 0.85824 | 1 | 0.85824 | 0.85824 | 0.15476 | 0.85824 | 0.66727 | 0.66727 | 0.71345 | 0.69054 | 0.8101 | 0.22829 | 0.24925 | 0.71089 | 0.44046 | 0.30539 | 0.79476 | 0.17411 | 0.69251 | 0.32371 | 0.15476 | 0.21204 | 0.40041 | 0.20414 | 0.78296 | 0.6546 | 0.80475 | 0.22844 | 0.24953 | 0.7107 | 0.39183 | 0.30132 | 0.78756 | 0.17294 | 0.71556 | 0.32017 | 0.15476 | 0.21204 | 0.40007 | 0.20414 | 0
Jul | 3 | 22 | Weekday | Monday | 0.64114 | 0.68245 | 0.71767 | 0.77593 | 1 | 0.77593 | 0.77593 | 0.15476 | 0.77593 | 0.64114 | 0.64114 | 0.65102 | 0.69472 | 0.63049 | 0.21416 | 0.2385 | 0.55185 | 0.35409 | 0.30833 | 0.80378 | 0.15123 | 0.48841 | 0.30671 | 0.15476 | 0.21204 | 0.49002 | 0.20414 | 0.76744 | 0.65698 | 0.65621 | 0.2143 | 0.23839 | 0.561 | 0.32135 | 0.30572 | 0.80568 | 0.15058 | 0.50801 | 0.30344 | 0.15476 | 0.21204 | 0.4904 | 0.20414 | 0
Jul | 3 | 23 | Weekday | Monday | 0.58873 | 0.66177 | 0.69822 | 0.67765 | 1 | 0.67765 | 0.67765 | 0.15618 | 0.67765 | 0.58873 | 0.58873 | 0.36493 | 0.69222 | 0.52363 | 0.19393 | 0.23146 | 0.43355 | 0.44353 | 0.30155 | 0.45673 | 0.13982 | 0.42994 | 0.30079 | 0.15618 | 0.21325 | 0.42171 | 0.20414 | 0.42582 | 0.65045 | 0.55607 | 0.194 | 0.23115 | 0.45215 | 0.38682 | 0.3013 | 0.45514 | 0.13906 | 0.44572 | 0.29748 | 0.15618 | 0.21325 | 0.42192 | 0.20414 | 0
Jul | 4 | 24 | Weekday | Tuesday | 0.5529 | 0.62726 | 0.669 | 0.60376 | 1 | 0.60376 | 0.60376 | 0.15476 | 0.60376 | 0.5529 | 0.5529 | 0.22175 | 0.69619 | 0.48412 | 0.19294 | 0.23775 | 0.40175 | 0.35206 | 0.30317 | 0.30052 | 0.13038 | 0.40049 | 0.31113 | 0.15476 | 0.21204 | 0.3883 | 0.20414 | 0.26733 | 0.65407 | 0.52551 | 0.193 | 0.23816 | 0.42159 | 0.31608 | 0.30125 | 0.30546 | 0.13009 | 0.41705 | 0.30752 | 0.15476 | 0.21204 | 0.38829 | 0.20414 | 0
Jul | 4 | 1 | Weekday | Tuesday | 0.5425 | 0.58323 | 0.65741 | 0.5579 | 1 | 0.5579 | 0.5579 | 0.15476 | 0.5579 | 0.5425 | 0.5425 | 0.22195 | 0.69722 | 0.46219 | 0.1904 | 0.23453 | 0.38104 | 0.43499 | 0.30167 | 0.30012 | 0.12749 | 0.37111 | 0.31037 | 0.15476 | 0.21204 | 0.38534 | 0.20414 | 0.26773 | 0.65393 | 0.49944 | 0.1905 | 0.23415 | 0.402 | 0.37584 | 0.30119 | 0.30599 | 0.12719 | 0.38911 | 0.3075 | 0.15476 | 0.21204 | 0.38541 | 0.20414 | 0
Jul | 4 | 2 | Weekday | Tuesday | 0.52873 | 0.56982 | 0.65066 | 0.52432 | 1 | 0.52432 | 0.52432 | 0.15476 | 0.52432 | 0.52873 | 0.52873 | 0.22186 | 0.69734 | 0.46531 | 0.19805 | 0.23539 | 0.36741 | 0.33168 | 0.30281 | 0.30167 | 0.12276 | 0.36684 | 0.30959 | 0.15476 | 0.21204 | 0.38257 | 0.20414 | 0.26789 | 0.65376 | 0.5032 | 0.19811 | 0.23563 | 0.38754 | 0.29457 | 0.30114 | 0.30616 | 0.12234 | 0.38126 | 0.30596 | 0.15476 | 0.21204 | 0.38288 | 0.20414 | 0
Jul | 4 | 3 | Weekday | Tuesday | 0.51985 | 0.5694 | 0.65102 | 0.4926 | 1 | 0.4926 | 0.4926 | 0.15476 | 0.4926 | 0.51985 | 0.51985 | 0.22763 | 0.75356 | 0.47603 | 0.19547 | 0.23586 | 0.39946 | 0.55975 | 0.30558 | 0.31164 | 0.12241 | 0.37207 | 0.30787 | 0.15476 | 0.21204 | 0.42528 | 0.20414 | 0.27477 | 0.71619 | 0.49966 | 0.1955 | 0.23584 | 0.41916 | 0.49374 | 0.30487 | 0.31805 | 0.12166 | 0.38816 | 0.30498 | 0.15476 | 0.21204 | 0.42535 | 0.20414 | 0
Jul | 4 | 4 | Weekday | Tuesday | 0.5215 | 0.57482 | 0.66459 | 0.47467 | 1 | 0.47467 | 0.47467 | 0.089402 | 0.47467 | 0.5215 | 0.5215 | 0.32412 | 0.77583 | 0.55038 | 0.21047 | 0.19272 | 0.44102 | 0.58787 | 0.27136 | 0.39276 | 0.11148 | 0.40275 | 0.23083 | 0.089402 | 0.10896 | 0.39444 | 0.12724 | 0.3713 | 0.70826 | 0.54145 | 0.2104 | 0.19237 | 0.44498 | 0.47342 | 0.26977 | 0.39888 | 0.11124 | 0.41207 | 0.22633 | 0.089402 | 0.10896 | 0.39438 | 0.12724 | 0
Jul | 4 | 5 | Weekday | Tuesday | 0.50087 | 0.59537 | 0.70905 | 0.49439 | 0.0044583 | 0.49439 | 0.49439 | 0.20614 | 0.49439 | 0.50087 | 0.50087 | 0.57763 | 0.88779 | 0.79761 | 0.58335 | 0.35252 | 0.57956 | 0.74768 | 0.44492 | 0.82526 | 0.62039 | 0.67042 | 0.42451 | 0.20614 | 0.15847 | 0.55846 | 0.22133 | 0.64176 | 0.85966 | 0.7554 | 0.58395 | 0.35263 | 0.53875 | 0.67988 | 0.44484 | 0.83558 | 0.62095 | 0.686 | 0.42198 | 0.20614 | 0.15847 | 0.55279 | 0.22133 | 0
Jul | 4 | 6 | Weekday | Tuesday | 0.52296 | 0.63775 | 0.77105 | 0.51763 | 0.0044583 | 0.51763 | 0.51763 | 0.30744 | 0.51763 | 0.52296 | 0.52296 | 0.79671 | 0.95673 | 0.98555 | 0.66013 | 0.48056 | 0.66322 | 0.8743 | 0.47083 | 0.87332 | 0.66842 | 0.87247 | 0.47997 | 0.30744 | 0.25993 | 0.62189 | 0.4858 | 0.8334 | 0.94122 | 0.90368 | 0.65999 | 0.48083 | 0.62276 | 0.82699 | 0.46756 | 0.86 | 0.66674 | 0.89014 | 0.47585 | 0.30744 | 0.25993 | 0.60882 | 0.4858 | 0
Jul | 4 | 7 | Weekday | Tuesday | 0.60102 | 0.70648 | 0.82191 | 0.54888 | 0.0044583 | 0.54888 | 0.54888 | 0.51691 | 0.54888 | 0.60102 | 0.60102 | 0.85329 | 0.98078 | 0.87216 | 1 | 0.94479 | 0.66497 | 0.92516 | 0.78857 | 0.73001 | 0.85901 | 0.82335 | 0.92836 | 0.51691 | 0.46835 | 0.83793 | 0.74012 | 0.86956 | 0.97092 | 0.82565 | 1 | 0.94505 | 0.62779 | 0.88887 | 0.78768 | 0.71492 | 0.85719 | 0.8152 | 0.92753 | 0.51691 | 0.46835 | 0.83313 | 0.74012 | 0
Jul | 4 | 8 | Weekday | Tuesday | 0.70019 | 0.76238 | 0.85726 | 0.60145 | 0.0044583 | 0.60145 | 0.60145 | 0.78911 | 0.60145 | 0.70019 | 0.70019 | 0.71398 | 0.99645 | 0.77299 | 0.98653 | 0.92643 | 0.62636 | 0.9784 | 0.82809 | 0.73759 | 0.91033 | 0.79884 | 0.95638 | 0.78911 | 0.75416 | 0.93562 | 0.90742 | 0.7438 | 0.99074 | 0.76238 | 0.9864 | 0.92654 | 0.59636 | 0.95871 | 0.82776 | 0.72844 | 0.90965 | 0.79404 | 0.95461 | 0.78911 | 0.75416 | 0.93518 | 0.90742 | 0
Jul | 4 | 9 | Weekday | Tuesday | 0.80888 | 0.8208 | 0.88258 | 0.64582 | 0.0044583 | 0.64582 | 0.64582 | 0.87429 | 0.64582 | 0.80888 | 0.80888 | 0.90068 | 1 | 0.65535 | 0.95653 | 0.93074 | 0.59794 | 0.98846 | 0.88285 | 0.91973 | 0.94366 | 0.64017 | 0.97264 | 0.87429 | 0.85057 | 0.93373 | 0.93116 | 0.90283 | 0.99667 | 0.65555 | 0.9562 | 0.9313 | 0.57256 | 0.97517 | 0.88231 | 0.91742 | 0.94376 | 0.6308 | 0.97097 | 0.87429 | 0.85057 | 0.93405 | 0.93116 | 0
Jul | 4 | 10 | Weekday | Tuesday | 0.89153 | 0.88268 | 0.90301 | 0.70588 | 0.0044583 | 0.70588 | 0.70588 | 0.92776 | 0.70588 | 0.89153 | 0.89153 | 0.95499 | 0.99963 | 0.63112 | 0.95938 | 0.95715 | 0.61425 | 0.99274 | 0.92348 | 0.99786 | 0.98718 | 0.64169 | 0.98255 | 0.92776 | 0.91416 | 1 | 0.95576 | 0.96707 | 0.99919 | 0.65772 | 0.9586 | 0.95683 | 0.60179 | 0.98631 | 0.92289 | 0.99445 | 0.98673 | 0.63788 | 0.9802 | 0.92776 | 0.91416 | 1 | 0.95576 | 0
Jul | 4 | 11 | Weekday | Tuesday | 0.93274 | 0.92628 | 0.91368 | 0.76109 | 0.0044583 | 0.76109 | 0.76109 | 0.96195 | 0.76109 | 0.93274 | 0.93274 | 0.97535 | 0.9708 | 0.62853 | 0.93778 | 0.95307 | 0.62082 | 0.96026 | 0.95691 | 1 | 0.99069 | 0.65279 | 0.93773 | 0.96195 | 0.95492 | 0.98578 | 0.88604 | 1 | 0.97178 | 0.65662 | 0.93632 | 0.95185 | 0.61512 | 0.95441 | 0.95673 | 1 | 0.99004 | 0.64769 | 0.93473 | 0.96195 | 0.95492 | 0.98564 | 0.88604 | 0
Jul | 4 | 12 | Weekday | Tuesday | 0.93237 | 0.94033 | 0.91398 | 0.81387 | 0.0044583 | 0.81387 | 0.81387 | 0.97843 | 0.81387 | 0.93237 | 0.93237 | 0.81416 | 0.99277 | 0.61042 | 0.96658 | 0.99047 | 0.62341 | 0.995 | 0.97167 | 0.98702 | 0.99482 | 0.65997 | 0.99194 | 0.97843 | 0.97613 | 0.99694 | 0.98403 | 0.83944 | 0.99478 | 0.63618 | 0.96536 | 0.9899 | 0.62263 | 0.99452 | 0.97177 | 0.98908 | 0.99434 | 0.6573 | 0.98928 | 0.97843 | 0.97613 | 0.99697 | 0.98403 | 0
Jul | 4 | 13 | Weekday | Tuesday | 0.92199 | 0.95191 | 0.91872 | 0.85292 | 0.0044583 | 0.85292 | 0.85292 | 0.98954 | 0.85292 | 0.92199 | 0.92199 | 0.75197 | 0.99291 | 0.6111 | 0.95476 | 0.97096 | 0.62744 | 1 | 0.9997 | 0.79848 | 1 | 0.66697 | 0.99738 | 0.98954 | 0.98937 | 0.9757 | 0.99556 | 0.80726 | 0.99644 | 0.63786 | 0.95481 | 0.97129 | 0.63168 | 1 | 0.99997 | 0.79862 | 1 | 0.66214 | 0.99549 | 0.98954 | 0.98937 | 0.97576 | 0.99556 | 0
Jul | 4 | 14 | Weekday | Tuesday | 0.90658 | 0.95856 | 0.91124 | 0.88552 | 0.0044583 | 0.88552 | 0.88552 | 1 | 0.88552 | 0.90658 | 0.90658 | 0.76831 | 0.9912 | 0.61223 | 0.95886 | 0.97684 | 0.66575 | 0.97154 | 1 | 0.78221 | 0.99047 | 0.66041 | 1 | 1 | 1 | 0.9607 | 1 | 0.7861 | 0.99697 | 0.63846 | 0.95888 | 0.97766 | 0.66757 | 0.98156 | 1 | 0.78252 | 0.99021 | 0.65915 | 1 | 1 | 1 | 0.96088 | 1 | 0
Jul | 4 | 15 | Weekday | Tuesday | 0.86846 | 0.95722 | 0.89437 | 0.9212 | 0.0044583 | 0.9212 | 0.9212 | 0.98359 | 0.9212 | 0.86846 | 0.86846 | 0.94713 | 0.99266 | 0.64699 | 0.98685 | 1 | 0.81338 | 0.96677 | 0.98242 | 0.7701 | 0.96941 | 0.6575 | 0.99619 | 0.98359 | 0.98118 | 0.9516 | 0.98938 | 0.93217 | 1 | 0.70154 | 0.98635 | 1 | 0.81787 | 0.97359 | 0.98236 | 0.76993 | 0.96931 | 0.68755 | 0.9943 | 0.98359 | 0.98118 | 0.95188 | 0.98938 | 0
Jul | 4 | 16 | Weekday | Tuesday | 0.82444 | 0.93521 | 0.87444 | 0.96472 | 0.0044583 | 0.96472 | 0.96472 | 0.94726 | 0.96472 | 0.82444 | 0.82444 | 0.96722 | 0.98962 | 0.7443 | 0.91473 | 0.90932 | 0.936 | 0.94734 | 0.81541 | 0.94121 | 0.91703 | 0.75161 | 0.66682 | 0.94726 | 0.93825 | 0.93668 | 0.30136 | 0.94733 | 0.99762 | 0.78157 | 0.91517 | 0.91025 | 0.93367 | 0.94976 | 0.81477 | 0.93922 | 0.91769 | 0.7855 | 0.66321 | 0.94726 | 0.93825 | 0.9367 | 0.30136 | 0
Jul | 4 | 17 | Weekday | Tuesday | 0.78253 | 0.89752 | 0.85198 | 0.9988 | 0.0044583 | 0.9988 | 0.9988 | 0.74543 | 0.9988 | 0.78253 | 0.78253 | 1 | 0.81378 | 0.91024 | 0.79034 | 0.61836 | 0.99108 | 0.61857 | 0.66846 | 0.94589 | 0.84155 | 0.81803 | 0.52961 | 0.74543 | 0.71961 | 0.9122 | 0.11056 | 0.97324 | 0.80889 | 0.89872 | 0.79069 | 0.61866 | 0.98179 | 0.59923 | 0.6639 | 0.93587 | 0.84063 | 0.84645 | 0.5272 | 0.74543 | 0.71961 | 0.91242 | 0.11056 | 0
Jul | 4 | 18 | Weekday | Tuesday | 0.73902 | 0.85719 | 0.82681 | 0.98303 | 0.0044583 | 0.98303 | 0.98303 | 0.67103 | 0.98303 | 0.73902 | 0.73902 | 0.81214 | 0.81947 | 0.88687 | 0.77581 | 0.58322 | 0.95425 | 0.61259 | 0.668 | 0.94374 | 0.83093 | 0.83817 | 0.51273 | 0.67103 | 0.63827 | 0.86916 | 0.10238 | 0.80933 | 0.80963 | 0.91296 | 0.77659 | 0.58355 | 0.94589 | 0.58656 | 0.66 | 0.93055 | 0.82963 | 0.87191 | 0.50945 | 0.67103 | 0.63827 | 0.86922 | 0.10238 | 0
Jul | 4 | 19 | Weekday | Tuesday | 0.72339 | 0.83528 | 0.80656 | 0.93022 | 1 | 0.93022 | 0.93022 | 0.68558 | 0.93022 | 0.72339 | 0.72339 | 0.83806 | 0.75351 | 0.95917 | 0.71432 | 0.54629 | 1 | 0.60223 | 0.53158 | 0.82491 | 0.73417 | 0.95738 | 0.58784 | 0.68558 | 0.69763 | 0.81569 | 0.19432 | 0.85391 | 0.72827 | 1 | 0.71482 | 0.54655 | 1 | 0.55926 | 0.5245 | 0.81466 | 0.73285 | 1 | 0.58561 | 0.68558 | 0.69763 | 0.8156 | 0.19432 | 0
Jul | 4 | 20 | Weekday | Tuesday | 0.71611 | 0.79889 | 0.78611 | 0.89152 | 1 | 0.89152 | 0.89152 | 0.29069 | 0.89152 | 0.71611 | 0.71611 | 0.77934 | 0.73083 | 0.96936 | 0.70152 | 0.54275 | 0.87678 | 0.43319 | 0.30972 | 0.82084 | 0.17075 | 0.92438 | 0.59423 | 0.29069 | 0.34051 | 0.60197 | 0.20414 | 0.81498 | 0.70176 | 0.95123 | 0.70216 | 0.54332 | 0.88037 | 0.40544 | 0.30204 | 0.80737 | 0.16869 | 0.95628 | 0.59204 | 0.29069 | 0.34051 | 0.60238 | 0.20414 | 0
Jul | 4 | 21 | Weekday | Tuesday | 0.66727 | 0.7343 | 0.75528 | 0.85824 | 1 | 0.85824 | 0.85824 | 0.15476 | 0.85824 | 0.66727 | 0.66727 | 0.71345 | 0.69054 | 0.8101 | 0.22829 | 0.24925 | 0.71089 | 0.44046 | 0.30539 | 0.79476 | 0.17411 | 0.69251 | 0.32371 | 0.15476 | 0.21204 | 0.40041 | 0.20414 | 0.78296 | 0.6546 | 0.80475 | 0.22844 | 0.24953 | 0.7107 | 0.39183 | 0.30132 | 0.78756 | 0.17294 | 0.71556 | 0.32017 | 0.15476 | 0.21204 | 0.40007 | 0.20414 | 0
Jul | 4 | 22 | Weekday | Tuesday | 0.64114 | 0.68245 | 0.71767 | 0.77593 | 1 | 0.77593 | 0.77593 | 0.15476 | 0.77593 | 0.64114 | 0.64114 | 0.65102 | 0.69472 | 0.63049 | 0.21416 | 0.2385 | 0.55185 | 0.35409 | 0.30833 | 0.80378 | 0.15123 | 0.48841 | 0.30671 | 0.15476 | 0.21204 | 0.49002 | 0.20414 | 0.76744 | 0.65698 | 0.65621 | 0.2143 | 0.23839 | 0.561 | 0.32135 | 0.30572 | 0.80568 | 0.15058 | 0.50801 | 0.30344 | 0.15476 | 0.21204 | 0.4904 | 0.20414 | 0
Jul | 4 | 23 | Weekday | Tuesday | 0.58873 | 0.66177 | 0.69822 | 0.67765 | 1 | 0.67765 | 0.67765 | 0.15618 | 0.67765 | 0.58873 | 0.58873 | 0.36493 | 0.69222 | 0.52363 | 0.19393 | 0.23146 | 0.43355 | 0.44353 | 0.30155 | 0.45673 | 0.13982 | 0.42994 | 0.30079 | 0.15618 | 0.21325 | 0.42171 | 0.20414 | 0.42582 | 0.65045 | 0.55607 | 0.194 | 0.23115 | 0.45215 | 0.38682 | 0.3013 | 0.45514 | 0.13906 | 0.44572 | 0.29748 | 0.15618 | 0.21325 | 0.42192 | 0.20414 | 0
Jul | 5 | 24 | Weekday | Wednesday | 0.5529 | 0.62726 | 0.669 | 0.60376 | 1 | 0.60376 | 0.60376 | 0.15476 | 0.60376 | 0.5529 | 0.5529 | 0.22175 | 0.69619 | 0.48412 | 0.19294 | 0.23775 | 0.40175 | 0.35206 | 0.30317 | 0.30052 | 0.13038 | 0.40049 | 0.31113 | 0.15476 | 0.21204 | 0.3883 | 0.20414 | 0.26733 | 0.65407 | 0.52551 | 0.193 | 0.23816 | 0.42159 | 0.31608 | 0.30125 | 0.30546 | 0.13009 | 0.41705 | 0.30752 | 0.15476 | 0.21204 | 0.38829 | 0.20414 | 0
Jul | 5 | 1 | Weekday | Wednesday | 0.5425 | 0.58323 | 0.65741 | 0.5579 | 1 | 0.5579 | 0.5579 | 0.15476 | 0.5579 | 0.5425 | 0.5425 | 0.22195 | 0.69722 | 0.46219 | 0.1904 | 0.23453 | 0.38104 | 0.43499 | 0.30167 | 0.30012 | 0.12749 | 0.37111 | 0.31037 | 0.15476 | 0.21204 | 0.38534 | 0.20414 | 0.26773 | 0.65393 | 0.49944 | 0.1905 | 0.23415 | 0.402 | 0.37584 | 0.30119 | 0.30599 | 0.12719 | 0.38911 | 0.3075 | 0.15476 | 0.21204 | 0.38541 | 0.20414 | 0
Jul | 5 | 2 | Weekday | Wednesday | 0.52873 | 0.56982 | 0.65066 | 0.52432 | 1 | 0.52432 | 0.52432 | 0.15476 | 0.52432 | 0.52873 | 0.52873 | 0.22186 | 0.69734 | 0.46531 | 0.19805 | 0.23539 | 0.36741 | 0.33168 | 0.30281 | 0.30167 | 0.12276 | 0.36684 | 0.30959 | 0.15476 | 0.21204 | 0.38257 | 0.20414 | 0.26789 | 0.65376 | 0.5032 | 0.19811 | 0.23563 | 0.38754 | 0.29457 | 0.30114 | 0.30616 | 0.12234 | 0.38126 | 0.30596 | 0.15476 | 0.21204 | 0.38288 | 0.20414 | 0
Jul | 5 | 3 | Weekday | Wednesday | 0.51985 | 0.5694 | 0.65102 | 0.4926 | 1 | 0.4926 | 0.4926 | 0.15476 | 0.4926 | 0.51985 | 0.51985 | 0.22763 | 0.75356 | 0.47603 | 0.19547 | 0.23586 | 0.39946 | 0.55975 | 0.30558 | 0.31164 | 0.12241 | 0.37207 | 0.30787 | 0.15476 | 0.21204 | 0.42528 | 0.20414 | 0.27477 | 0.71619 | 0.49966 | 0.1955 | 0.23584 | 0.41916 | 0.49374 | 0.30487 | 0.31805 | 0.12166 | 0.38816 | 0.30498 | 0.15476 | 0.21204 | 0.42535 | 0.20414 | 0
Jul | 5 | 4 | Weekday | Wednesday | 0.5215 | 0.57482 | 0.66459 | 0.47467 | 1 | 0.47467 | 0.47467 | 0.089402 | 0.47467 | 0.5215 | 0.5215 | 0.32412 | 0.77583 | 0.55038 | 0.21047 | 0.19272 | 0.44102 | 0.58787 | 0.27136 | 0.39276 | 0.11148 | 0.40275 | 0.23083 | 0.089402 | 0.10896 | 0.39444 | 0.12724 | 0.3713 | 0.70826 | 0.54145 | 0.2104 | 0.19237 | 0.44498 | 0.47342 | 0.26977 | 0.39888 | 0.11124 | 0.41207 | 0.22633 | 0.089402 | 0.10896 | 0.39438 | 0.12724 | 0
Jul | 5 | 5 | Weekday | Wednesday | 0.50087 | 0.59537 | 0.70905 | 0.49439 | 0.0044583 | 0.49439 | 0.49439 | 0.20614 | 0.49439 | 0.50087 | 0.50087 | 0.57763 | 0.88779 | 0.79761 | 0.58335 | 0.35252 | 0.57956 | 0.74768 | 0.44492 | 0.82526 | 0.62039 | 0.67042 | 0.42451 | 0.20614 | 0.15847 | 0.55846 | 0.22133 | 0.64176 | 0.85966 | 0.7554 | 0.58395 | 0.35263 | 0.53875 | 0.67988 | 0.44484 | 0.83558 | 0.62095 | 0.686 | 0.42198 | 0.20614 | 0.15847 | 0.55279 | 0.22133 | 0
Jul | 5 | 6 | Weekday | Wednesday | 0.52296 | 0.63775 | 0.77105 | 0.51763 | 0.0044583 | 0.51763 | 0.51763 | 0.30744 | 0.51763 | 0.52296 | 0.52296 | 0.79671 | 0.95673 | 0.98555 | 0.66013 | 0.48056 | 0.66322 | 0.8743 | 0.47083 | 0.87332 | 0.66842 | 0.87247 | 0.47997 | 0.30744 | 0.25993 | 0.62189 | 0.4858 | 0.8334 | 0.94122 | 0.90368 | 0.65999 | 0.48083 | 0.62276 | 0.82699 | 0.46756 | 0.86 | 0.66674 | 0.89014 | 0.47585 | 0.30744 | 0.25993 | 0.60882 | 0.4858 | 0
Jul | 5 | 7 | Weekday | Wednesday | 0.60102 | 0.70648 | 0.82191 | 0.54888 | 0.0044583 | 0.54888 | 0.54888 | 0.51691 | 0.54888 | 0.60102 | 0.60102 | 0.85329 | 0.98078 | 0.87216 | 1 | 0.94479 | 0.66497 | 0.92516 | 0.78857 | 0.73001 | 0.85901 | 0.82335 | 0.92836 | 0.51691 | 0.46835 | 0.83793 | 0.74012 | 0.86956 | 0.97092 | 0.82565 | 1 | 0.94505 | 0.62779 | 0.88887 | 0.78768 | 0.71492 | 0.85719 | 0.8152 | 0.92753 | 0.51691 | 0.46835 | 0.83313 | 0.74012 | 0
Jul | 5 | 8 | Weekday | Wednesday | 0.70019 | 0.76238 | 0.85726 | 0.60145 | 0.0044583 | 0.60145 | 0.60145 | 0.78911 | 0.60145 | 0.70019 | 0.70019 | 0.71398 | 0.99645 | 0.77299 | 0.98653 | 0.92643 | 0.62636 | 0.9784 | 0.82809 | 0.73759 | 0.91033 | 0.79884 | 0.95638 | 0.78911 | 0.75416 | 0.93562 | 0.90742 | 0.7438 | 0.99074 | 0.76238 | 0.9864 | 0.92654 | 0.59636 | 0.95871 | 0.82776 | 0.72844 | 0.90965 | 0.79404 | 0.95461 | 0.78911 | 0.75416 | 0.93518 | 0.90742 | 0
Jul | 5 | 9 | Weekday | Wednesday | 0.80888 | 0.8208 | 0.88258 | 0.64582 | 0.0044583 | 0.64582 | 0.64582 | 0.87429 | 0.64582 | 0.80888 | 0.80888 | 0.90068 | 1 | 0.65535 | 0.95653 | 0.93074 | 0.59794 | 0.98846 | 0.88285 | 0.91973 | 0.94366 | 0.64017 | 0.97264 | 0.87429 | 0.85057 | 0.93373 | 0.93116 | 0.90283 | 0.99667 | 0.65555 | 0.9562 | 0.9313 | 0.57256 | 0.97517 | 0.88231 | 0.91742 | 0.94376 | 0.6308 | 0.97097 | 0.87429 | 0.85057 | 0.93405 | 0.93116 | 0
Jul | 5 | 10 | Weekday | Wednesday | 0.89153 | 0.88268 | 0.90301 | 0.70588 | 0.0044583 | 0.70588 | 0.70588 | 0.92776 | 0.70588 | 0.89153 | 0.89153 | 0.95499 | 0.99963 | 0.63112 | 0.95938 | 0.95715 | 0.61425 | 0.99274 | 0.92348 | 0.99786 | 0.98718 | 0.64169 | 0.98255 | 0.92776 | 0.91416 | 1 | 0.95576 | 0.96707 | 0.99919 | 0.65772 | 0.9586 | 0.95683 | 0.60179 | 0.98631 | 0.92289 | 0.99445 | 0.98673 | 0.63788 | 0.9802 | 0.92776 | 0.91416 | 1 | 0.95576 | 0
Jul | 5 | 11 | Weekday | Wednesday | 0.93274 | 0.92628 | 0.91368 | 0.76109 | 0.0044583 | 0.76109 | 0.76109 | 0.96195 | 0.76109 | 0.93274 | 0.93274 | 0.97535 | 0.9708 | 0.62853 | 0.93778 | 0.95307 | 0.62082 | 0.96026 | 0.95691 | 1 | 0.99069 | 0.65279 | 0.93773 | 0.96195 | 0.95492 | 0.98578 | 0.88604 | 1 | 0.97178 | 0.65662 | 0.93632 | 0.95185 | 0.61512 | 0.95441 | 0.95673 | 1 | 0.99004 | 0.64769 | 0.93473 | 0.96195 | 0.95492 | 0.98564 | 0.88604 | 0
Jul | 5 | 12 | Weekday | Wednesday | 0.93237 | 0.94033 | 0.91398 | 0.81387 | 0.0044583 | 0.81387 | 0.81387 | 0.97843 | 0.81387 | 0.93237 | 0.93237 | 0.81416 | 0.99277 | 0.61042 | 0.96658 | 0.99047 | 0.62341 | 0.995 | 0.97167 | 0.98702 | 0.99482 | 0.65997 | 0.99194 | 0.97843 | 0.97613 | 0.99694 | 0.98403 | 0.83944 | 0.99478 | 0.63618 | 0.96536 | 0.9899 | 0.62263 | 0.99452 | 0.97177 | 0.98908 | 0.99434 | 0.6573 | 0.98928 | 0.97843 | 0.97613 | 0.99697 | 0.98403 | 0
Jul | 5 | 13 | Weekday | Wednesday | 0.92199 | 0.95191 | 0.91872 | 0.85292 | 0.0044583 | 0.85292 | 0.85292 | 0.98954 | 0.85292 | 0.92199 | 0.92199 | 0.75197 | 0.99291 | 0.6111 | 0.95476 | 0.97096 | 0.62744 | 1 | 0.9997 | 0.79848 | 1 | 0.66697 | 0.99738 | 0.98954 | 0.98937 | 0.9757 | 0.99556 | 0.80726 | 0.99644 | 0.63786 | 0.95481 | 0.97129 | 0.63168 | 1 | 0.99997 | 0.79862 | 1 | 0.66214 | 0.99549 | 0.98954 | 0.98937 | 0.97576 | 0.99556 | 0
Jul | 5 | 14 | Weekday | Wednesday | 0.90658 | 0.95856 | 0.91124 | 0.88552 | 0.0044583 | 0.88552 | 0.88552 | 1 | 0.88552 | 0.90658 | 0.90658 | 0.76831 | 0.9912 | 0.61223 | 0.95886 | 0.97684 | 0.66575 | 0.97154 | 1 | 0.78221 | 0.99047 | 0.66041 | 1 | 1 | 1 | 0.9607 | 1 | 0.7861 | 0.99697 | 0.63846 | 0.95888 | 0.97766 | 0.66757 | 0.98156 | 1 | 0.78252 | 0.99021 | 0.65915 | 1 | 1 | 1 | 0.96088 | 1 | 0
Jul | 5 | 15 | Weekday | Wednesday | 0.86846 | 0.95722 | 0.89437 | 0.9212 | 0.0044583 | 0.9212 | 0.9212 | 0.98359 | 0.9212 | 0.86846 | 0.86846 | 0.94713 | 0.99266 | 0.64699 | 0.98685 | 1 | 0.81338 | 0.96677 | 0.98242 | 0.7701 | 0.96941 | 0.6575 | 0.99619 | 0.98359 | 0.98118 | 0.9516 | 0.98938 | 0.93217 | 1 | 0.70154 | 0.98635 | 1 | 0.81787 | 0.97359 | 0.98236 | 0.76993 | 0.96931 | 0.68755 | 0.9943 | 0.98359 | 0.98118 | 0.95188 | 0.98938 | 0
Jul | 5 | 16 | Weekday | Wednesday | 0.82444 | 0.93521 | 0.87444 | 0.96472 | 0.0044583 | 0.96472 | 0.96472 | 0.94726 | 0.96472 | 0.82444 | 0.82444 | 0.96722 | 0.98962 | 0.7443 | 0.91473 | 0.90932 | 0.936 | 0.94734 | 0.81541 | 0.94121 | 0.91703 | 0.75161 | 0.66682 | 0.94726 | 0.93825 | 0.93668 | 0.30136 | 0.94733 | 0.99762 | 0.78157 | 0.91517 | 0.91025 | 0.93367 | 0.94976 | 0.81477 | 0.93922 | 0.91769 | 0.7855 | 0.66321 | 0.94726 | 0.93825 | 0.9367 | 0.30136 | 0
Jul | 5 | 17 | Weekday | Wednesday | 0.78253 | 0.89752 | 0.85198 | 0.9988 | 0.0044583 | 0.9988 | 0.9988 | 0.74543 | 0.9988 | 0.78253 | 0.78253 | 1 | 0.81378 | 0.91024 | 0.79034 | 0.61836 | 0.99108 | 0.61857 | 0.66846 | 0.94589 | 0.84155 | 0.81803 | 0.52961 | 0.74543 | 0.71961 | 0.9122 | 0.11056 | 0.97324 | 0.80889 | 0.89872 | 0.79069 | 0.61866 | 0.98179 | 0.59923 | 0.6639 | 0.93587 | 0.84063 | 0.84645 | 0.5272 | 0.74543 | 0.71961 | 0.91242 | 0.11056 | 0
Jul | 5 | 18 | Weekday | Wednesday | 0.73902 | 0.85719 | 0.82681 | 0.98303 | 0.0044583 | 0.98303 | 0.98303 | 0.67103 | 0.98303 | 0.73902 | 0.73902 | 0.81214 | 0.81947 | 0.88687 | 0.77581 | 0.58322 | 0.95425 | 0.61259 | 0.668 | 0.94374 | 0.83093 | 0.83817 | 0.51273 | 0.67103 | 0.63827 | 0.86916 | 0.10238 | 0.80933 | 0.80963 | 0.91296 | 0.77659 | 0.58355 | 0.94589 | 0.58656 | 0.66 | 0.93055 | 0.82963 | 0.87191 | 0.50945 | 0.67103 | 0.63827 | 0.86922 | 0.10238 | 0
Jul | 5 | 19 | Weekday | Wednesday | 0.72339 | 0.83528 | 0.80656 | 0.93022 | 1 | 0.93022 | 0.93022 | 0.68558 | 0.93022 | 0.72339 | 0.72339 | 0.83806 | 0.75351 | 0.95917 | 0.71432 | 0.54629 | 1 | 0.60223 | 0.53158 | 0.82491 | 0.73417 | 0.95738 | 0.58784 | 0.68558 | 0.69763 | 0.81569 | 0.19432 | 0.85391 | 0.72827 | 1 | 0.71482 | 0.54655 | 1 | 0.55926 | 0.5245 | 0.81466 | 0.73285 | 1 | 0.58561 | 0.68558 | 0.69763 | 0.8156 | 0.19432 | 0
Jul | 5 | 20 | Weekday | Wednesday | 0.71611 | 0.79889 | 0.78611 | 0.89152 | 1 | 0.89152 | 0.89152 | 0.29069 | 0.89152 | 0.71611 | 0.71611 | 0.77934 | 0.73083 | 0.96936 | 0.70152 | 0.54275 | 0.87678 | 0.43319 | 0.30972 | 0.82084 | 0.17075 | 0.92438 | 0.59423 | 0.29069 | 0.34051 | 0.60197 | 0.20414 | 0.81498 | 0.70176 | 0.95123 | 0.70216 | 0.54332 | 0.88037 | 0.40544 | 0.30204 | 0.80737 | 0.16869 | 0.95628 | 0.59204 | 0.29069 | 0.34051 | 0.60238 | 0.20414 | 0
Jul | 5 | 21 | Weekday | Wednesday | 0.66727 | 0.7343 | 0.75528 | 0.85824 | 1 | 0.85824 | 0.85824 | 0.15476 | 0.85824 | 0.66727 | 0.66727 | 0.71345 | 0.69054 | 0.8101 | 0.22829 | 0.24925 | 0.71089 | 0.44046 | 0.30539 | 0.79476 | 0.17411 | 0.69251 | 0.32371 | 0.15476 | 0.21204 | 0.40041 | 0.20414 | 0.78296 | 0.6546 | 0.80475 | 0.22844 | 0.24953 | 0.7107 | 0.39183 | 0.30132 | 0.78756 | 0.17294 | 0.71556 | 0.32017 | 0.15476 | 0.21204 | 0.40007 | 0.20414 | 0
Jul | 5 | 22 | Weekday | Wednesday | 0.64114 | 0.68245 | 0.71767 | 0.77593 | 1 | 0.77593 | 0.77593 | 0.15476 | 0.77593 | 0.64114 | 0.64114 | 0.65102 | 0.69472 | 0.63049 | 0.21416 | 0.2385 | 0.55185 | 0.35409 | 0.30833 | 0.80378 | 0.15123 | 0.48841 | 0.30671 | 0.15476 | 0.21204 | 0.49002 | 0.20414 | 0.76744 | 0.65698 | 0.65621 | 0.2143 | 0.23839 | 0.561 | 0.32135 | 0.30572 | 0.80568 | 0.15058 | 0.50801 | 0.30344 | 0.15476 | 0.21204 | 0.4904 | 0.20414 | 0
Jul | 5 | 23 | Weekday | Wednesday | 0.58873 | 0.66177 | 0.69822 | 0.67765 | 1 | 0.67765 | 0.67765 | 0.15618 | 0.67765 | 0.58873 | 0.58873 | 0.36493 | 0.69222 | 0.52363 | 0.19393 | 0.23146 | 0.43355 | 0.44353 | 0.30155 | 0.45673 | 0.13982 | 0.42994 | 0.30079 | 0.15618 | 0.21325 | 0.42171 | 0.20414 | 0.42582 | 0.65045 | 0.55607 | 0.194 | 0.23115 | 0.45215 | 0.38682 | 0.3013 | 0.45514 | 0.13906 | 0.44572 | 0.29748 | 0.15618 | 0.21325 | 0.42192 | 0.20414 | 0
Jul | 6 | 24 | Weekday | Thursday | 0.5529 | 0.62726 | 0.669 | 0.60376 | 1 | 0.60376 | 0.60376 | 0.15476 | 0.60376 | 0.5529 | 0.5529 | 0.22175 | 0.69619 | 0.48412 | 0.19294 | 0.23775 | 0.40175 | 0.35206 | 0.30317 | 0.30052 | 0.13038 | 0.40049 | 0.31113 | 0.15476 | 0.21204 | 0.3883 | 0.20414 | 0.26733 | 0.65407 | 0.52551 | 0.193 | 0.23816 | 0.42159 | 0.31608 | 0.30125 | 0.30546 | 0.13009 | 0.41705 | 0.30752 | 0.15476 | 0.21204 | 0.38829 | 0.20414 | 0
Jul | 6 | 1 | Weekday | Thursday | 0.5425 | 0.58323 | 0.65741 | 0.5579 | 1 | 0.5579 | 0.5579 | 0.15476 | 0.5579 | 0.5425 | 0.5425 | 0.22195 | 0.69722 | 0.46219 | 0.1904 | 0.23453 | 0.38104 | 0.43499 | 0.30167 | 0.30012 | 0.12749 | 0.37111 | 0.31037 | 0.15476 | 0.21204 | 0.38534 | 0.20414 | 0.26773 | 0.65393 | 0.49944 | 0.1905 | 0.23415 | 0.402 | 0.37584 | 0.30119 | 0.30599 | 0.12719 | 0.38911 | 0.3075 | 0.15476 | 0.21204 | 0.38541 | 0.20414 | 0
Jul | 6 | 2 | Weekday | Thursday | 0.52873 | 0.56982 | 0.65066 | 0.52432 | 1 | 0.52432 | 0.52432 | 0.15476 | 0.52432 | 0.52873 | 0.52873 | 0.22186 | 0.69734 | 0.46531 | 0.19805 | 0.23539 | 0.36741 | 0.33168 | 0.30281 | 0.30167 | 0.12276 | 0.36684 | 0.30959 | 0.15476 | 0.21204 | 0.38257 | 0.20414 | 0.26789 | 0.65376 | 0.5032 | 0.19811 | 0.23563 | 0.38754 | 0.29457 | 0.30114 | 0.30616 | 0.12234 | 0.38126 | 0.30596 | 0.15476 | 0.21204 | 0.38288 | 0.20414 | 0
Jul | 6 | 3 | Weekday | Thursday | 0.51985 | 0.5694 | 0.65102 | 0.4926 | 1 | 0.4926 | 0.4926 | 0.15476 | 0.4926 | 0.51985 | 0.51985 | 0.22763 | 0.75356 | 0.47603 | 0.19547 | 0.23586 | 0.39946 | 0.55975 | 0.30558 | 0.31164 | 0.12241 | 0.37207 | 0.30787 | 0.15476 | 0.21204 | 0.42528 | 0.20414 | 0.27477 | 0.71619 | 0.49966 | 0.1955 | 0.23584 | 0.41916 | 0.49374 | 0.30487 | 0.31805 | 0.12166 | 0.38816 | 0.30498 | 0.15476 | 0.21204 | 0.42535 | 0.20414 | 0
Jul | 6 | 4 | Weekday | Thursday | 0.5215 | 0.57482 | 0.66459 | 0.47467 | 1 | 0.47467 | 0.47467 | 0.089402 | 0.47467 | 0.5215 | 0.5215 | 0.32412 | 0.77583 | 0.55038 | 0.21047 | 0.19272 | 0.44102 | 0.58787 | 0.27136 | 0.39276 | 0.11148 | 0.40275 | 0.23083 | 0.089402 | 0.10896 | 0.39444 | 0.12724 | 0.3713 | 0.70826 | 0.54145 | 0.2104 | 0.19237 | 0.44498 | 0.47342 | 0.26977 | 0.39888 | 0.11124 | 0.41207 | 0.22633 | 0.089402 | 0.10896 | 0.39438 | 0.12724 | 0
Jul | 6 | 5 | Weekday | Thursday | 0.50087 | 0.59537 | 0.70905 | 0.49439 | 0.0044583 | 0.49439 | 0.49439 | 0.20614 | 0.49439 | 0.50087 | 0.50087 | 0.57763 | 0.88779 | 0.79761 | 0.58335 | 0.35252 | 0.57956 | 0.74768 | 0.44492 | 0.82526 | 0.62039 | 0.67042 | 0.42451 | 0.20614 | 0.15847 | 0.55846 | 0.22133 | 0.64176 | 0.85966 | 0.7554 | 0.58395 | 0.35263 | 0.53875 | 0.67988 | 0.44484 | 0.83558 | 0.62095 | 0.686 | 0.42198 | 0.20614 | 0.15847 | 0.55279 | 0.22133 | 0
Jul | 6 | 6 | Weekday | Thursday | 0.52296 | 0.63775 | 0.77105 | 0.51763 | 0.0044583 | 0.51763 | 0.51763 | 0.30744 | 0.51763 | 0.52296 | 0.52296 | 0.79671 | 0.95673 | 0.98555 | 0.66013 | 0.48056 | 0.66322 | 0.8743 | 0.47083 | 0.87332 | 0.66842 | 0.87247 | 0.47997 | 0.30744 | 0.25993 | 0.62189 | 0.4858 | 0.8334 | 0.94122 | 0.90368 | 0.65999 | 0.48083 | 0.62276 | 0.82699 | 0.46756 | 0.86 | 0.66674 | 0.89014 | 0.47585 | 0.30744 | 0.25993 | 0.60882 | 0.4858 | 0
Jul | 6 | 7 | Weekday | Thursday | 0.60102 | 0.70648 | 0.82191 | 0.54888 | 0.0044583 | 0.54888 | 0.54888 | 0.51691 | 0.54888 | 0.60102 | 0.60102 | 0.85329 | 0.98078 | 0.87216 | 1 | 0.94479 | 0.66497 | 0.92516 | 0.78857 | 0.73001 | 0.85901 | 0.82335 | 0.92836 | 0.51691 | 0.46835 | 0.83793 | 0.74012 | 0.86956 | 0.97092 | 0.82565 | 1 | 0.94505 | 0.62779 | 0.88887 | 0.78768 | 0.71492 | 0.85719 | 0.8152 | 0.92753 | 0.51691 | 0.46835 | 0.83313 | 0.74012 | 0
Jul | 6 | 8 | Weekday | Thursday | 0.70019 | 0.76238 | 0.85726 | 0.60145 | 0.0044583 | 0.60145 | 0.60145 | 0.78911 | 0.60145 | 0.70019 | 0.70019 | 0.71398 | 0.99645 | 0.77299 | 0.98653 | 0.92643 | 0.62636 | 0.9784 | 0.82809 | 0.73759 | 0.91033 | 0.79884 | 0.95638 | 0.78911 | 0.75416 | 0.93562 | 0.90742 | 0.7438 | 0.99074 | 0.76238 | 0.9864 | 0.92654 | 0.59636 | 0.95871 | 0.82776 | 0.72844 | 0.90965 | 0.79404 | 0.95461 | 0.78911 | 0.75416 | 0.93518 | 0.90742 | 0
Jul | 6 | 9 | Weekday | Thursday | 0.80888 | 0.8208 | 0.88258 | 0.64582 | 0.0044583 | 0.64582 | 0.64582 | 0.87429 | 0.64582 | 0.80888 | 0.80888 | 0.90068 | 1 | 0.65535 | 0.95653 | 0.93074 | 0.59794 | 0.98846 | 0.88285 | 0.91973 | 0.94366 | 0.64017 | 0.97264 | 0.87429 | 0.85057 | 0.93373 | 0.93116 | 0.90283 | 0.99667 | 0.65555 | 0.9562 | 0.9313 | 0.57256 | 0.97517 | 0.88231 | 0.91742 | 0.94376 | 0.6308 | 0.97097 | 0.87429 | 0.85057 | 0.93405 | 0.93116 | 0
Jul | 6 | 10 | Weekday | Thursday | 0.89153 | 0.88268 | 0.90301 | 0.70588 | 0.0044583 | 0.70588 | 0.70588 | 0.92776 | 0.70588 | 0.89153 | 0.89153 | 0.95499 | 0.99963 | 0.63112 | 0.95938 | 0.95715 | 0.61425 | 0.99274 | 0.92348 | 0.99786 | 0.98718 | 0.64169 | 0.98255 | 0.92776 | 0.91416 | 1 | 0.95576 | 0.96707 | 0.99919 | 0.65772 | 0.9586 | 0.95683 | 0.60179 | 0.98631 | 0.92289 | 0.99445 | 0.98673 | 0.63788 | 0.9802 | 0.92776 | 0.91416 | 1 | 0.95576 | 0
Jul | 6 | 11 | Weekday | Thursday | 0.93274 | 0.92628 | 0.91368 | 0.76109 | 0.0044583 | 0.76109 | 0.76109 | 0.96195 | 0.76109 | 0.93274 | 0.93274 | 0.97535 | 0.9708 | 0.62853 | 0.93778 | 0.95307 | 0.62082 | 0.96026 | 0.95691 | 1 | 0.99069 | 0.65279 | 0.93773 | 0.96195 | 0.95492 | 0.98578 | 0.88604 | 1 | 0.97178 | 0.65662 | 0.93632 | 0.95185 | 0.61512 | 0.95441 | 0.95673 | 1 | 0.99004 | 0.64769 | 0.93473 | 0.96195 | 0.95492 | 0.98564 | 0.88604 | 0
Jul | 6 | 12 | Weekday | Thursday | 0.93237 | 0.94033 | 0.91398 | 0.81387 | 0.0044583 | 0.81387 | 0.81387 | 0.97843 | 0.81387 | 0.93237 | 0.93237 | 0.81416 | 0.99277 | 0.61042 | 0.96658 | 0.99047 | 0.62341 | 0.995 | 0.97167 | 0.98702 | 0.99482 | 0.65997 | 0.99194 | 0.97843 | 0.97613 | 0.99694 | 0.98403 | 0.83944 | 0.99478 | 0.63618 | 0.96536 | 0.9899 | 0.62263 | 0.99452 | 0.97177 | 0.98908 | 0.99434 | 0.6573 | 0.98928 | 0.97843 | 0.97613 | 0.99697 | 0.98403 | 0
Jul | 6 | 13 | Weekday | Thursday | 0.92199 | 0.95191 | 0.91872 | 0.85292 | 0.0044583 | 0.85292 | 0.85292 | 0.98954 | 0.85292 | 0.92199 | 0.92199 | 0.75197 | 0.99291 | 0.6111 | 0.95476 | 0.97096 | 0.62744 | 1 | 0.9997 | 0.79848 | 1 | 0.66697 | 0.99738 | 0.98954 | 0.98937 | 0.9757 | 0.99556 | 0.80726 | 0.99644 | 0.63786 | 0.95481 | 0.97129 | 0.63168 | 1 | 0.99997 | 0.79862 | 1 | 0.66214 | 0.99549 | 0.98954 | 0.98937 | 0.97576 | 0.99556 | 0
Jul | 6 | 14 | Weekday | Thursday | 0.90658 | 0.95856 | 0.91124 | 0.88552 | 0.0044583 | 0.88552 | 0.88552 | 1 | 0.88552 | 0.90658 | 0.90658 | 0.76831 | 0.9912 | 0.61223 | 0.95886 | 0.97684 | 0.66575 | 0.97154 | 1 | 0.78221 | 0.99047 | 0.66041 | 1 | 1 | 1 | 0.9607 | 1 | 0.7861 | 0.99697 | 0.63846 | 0.95888 | 0.97766 | 0.66757 | 0.98156 | 1 | 0.78252 | 0.99021 | 0.65915 | 1 | 1 | 1 | 0.96088 | 1 | 0
Jul | 6 | 15 | Weekday | Thursday | 0.86846 | 0.95722 | 0.89437 | 0.9212 | 0.0044583 | 0.9212 | 0.9212 | 0.98359 | 0.9212 | 0.86846 | 0.86846 | 0.94713 | 0.99266 | 0.64699 | 0.98685 | 1 | 0.81338 | 0.96677 | 0.98242 | 0.7701 | 0.96941 | 0.6575 | 0.99619 | 0.98359 | 0.98118 | 0.9516 | 0.98938 | 0.93217 | 1 | 0.70154 | 0.98635 | 1 | 0.81787 | 0.97359 | 0.98236 | 0.76993 | 0.96931 | 0.68755 | 0.9943 | 0.98359 | 0.98118 | 0.95188 | 0.98938 | 0
Jul | 6 | 16 | Weekday | Thursday | 0.82444 | 0.93521 | 0.87444 | 0.96472 | 0.0044583 | 0.96472 | 0.96472 | 0.94726 | 0.96472 | 0.82444 | 0.82444 | 0.96722 | 0.98962 | 0.7443 | 0.91473 | 0.90932 | 0.936 | 0.94734 | 0.81541 | 0.94121 | 0.91703 | 0.75161 | 0.66682 | 0.94726 | 0.93825 | 0.93668 | 0.30136 | 0.94733 | 0.99762 | 0.78157 | 0.91517 | 0.91025 | 0.93367 | 0.94976 | 0.81477 | 0.93922 | 0.91769 | 0.7855 | 0.66321 | 0.94726 | 0.93825 | 0.9367 | 0.30136 | 0
Jul | 6 | 17 | Weekday | Thursday | 0.78253 | 0.89752 | 0.85198 | 0.9988 | 0.0044583 | 0.9988 | 0.9988 | 0.74543 | 0.9988 | 0.78253 | 0.78253 | 1 | 0.81378 | 0.91024 | 0.79034 | 0.61836 | 0.99108 | 0.61857 | 0.66846 | 0.94589 | 0.84155 | 0.81803 | 0.52961 | 0.74543 | 0.71961 | 0.9122 | 0.11056 | 0.97324 | 0.80889 | 0.89872 | 0.79069 | 0.61866 | 0.98179 | 0.59923 | 0.6639 | 0.93587 | 0.84063 | 0.84645 | 0.5272 | 0.74543 | 0.71961 | 0.91242 | 0.11056 | 0
Jul | 6 | 18 | Weekday | Thursday | 0.73902 | 0.85719 | 0.82681 | 0.98303 | 0.0044583 | 0.98303 | 0.98303 | 0.67103 | 0.98303 | 0.73902 | 0.73902 | 0.81214 | 0.81947 | 0.88687 | 0.77581 | 0.58322 | 0.95425 | 0.61259 | 0.668 | 0.94374 | 0.83093 | 0.83817 | 0.51273 | 0.67103 | 0.63827 | 0.86916 | 0.10238 | 0.80933 | 0.80963 | 0.91296 | 0.77659 | 0.58355 | 0.94589 | 0.58656 | 0.66 | 0.93055 | 0.82963 | 0.87191 | 0.50945 | 0.67103 | 0.63827 | 0.86922 | 0.10238 | 0
Jul | 6 | 19 | Weekday | Thursday | 0.72339 | 0.83528 | 0.80656 | 0.93022 | 1 | 0.93022 | 0.93022 | 0.68558 | 0.93022 | 0.72339 | 0.72339 | 0.83806 | 0.75351 | 0.95917 | 0.71432 | 0.54629 | 1 | 0.60223 | 0.53158 | 0.82491 | 0.73417 | 0.95738 | 0.58784 | 0.68558 | 0.69763 | 0.81569 | 0.19432 | 0.85391 | 0.72827 | 1 | 0.71482 | 0.54655 | 1 | 0.55926 | 0.5245 | 0.81466 | 0.73285 | 1 | 0.58561 | 0.68558 | 0.69763 | 0.8156 | 0.19432 | 0
Jul | 6 | 20 | Weekday | Thursday | 0.71611 | 0.79889 | 0.78611 | 0.89152 | 1 | 0.89152 | 0.89152 | 0.29069 | 0.89152 | 0.71611 | 0.71611 | 0.77934 | 0.73083 | 0.96936 | 0.70152 | 0.54275 | 0.87678 | 0.43319 | 0.30972 | 0.82084 | 0.17075 | 0.92438 | 0.59423 | 0.29069 | 0.34051 | 0.60197 | 0.20414 | 0.81498 | 0.70176 | 0.95123 | 0.70216 | 0.54332 | 0.88037 | 0.40544 | 0.30204 | 0.80737 | 0.16869 | 0.95628 | 0.59204 | 0.29069 | 0.34051 | 0.60238 | 0.20414 | 0
Jul | 6 | 21 | Weekday | Thursday | 0.66727 | 0.7343 | 0.75528 | 0.85824 | 1 | 0.85824 | 0.85824 | 0.15476 | 0.85824 | 0.66727 | 0.66727 | 0.71345 | 0.69054 | 0.8101 | 0.22829 | 0.24925 | 0.71089 | 0.44046 | 0.30539 | 0.79476 | 0.17411 | 0.69251 | 0.32371 | 0.15476 | 0.21204 | 0.40041 | 0.20414 | 0.78296 | 0.6546 | 0.80475 | 0.22844 | 0.24953 | 0.7107 | 0.39183 | 0.30132 | 0.78756 | 0.17294 | 0.71556 | 0.32017 | 0.15476 | 0.21204 | 0.40007 | 0.20414 | 0
Jul | 6 | 22 | Weekday | Thursday | 0.64114 | 0.68245 | 0.71767 | 0.77593 | 1 | 0.77593 | 0.77593 | 0.15476 | 0.77593 | 0.64114 | 0.64114 | 0.65102 | 0.69472 | 0.63049 | 0.21416 | 0.2385 | 0.55185 | 0.35409 | 0.30833 | 0.80378 | 0.15123 | 0.48841 | 0.30671 | 0.15476 | 0.21204 | 0.49002 | 0.20414 | 0.76744 | 0.65698 | 0.65621 | 0.2143 | 0.23839 | 0.561 | 0.32135 | 0.30572 | 0.80568 | 0.15058 | 0.50801 | 0.30344 | 0.15476 | 0.21204 | 0.4904 | 0.20414 | 0
Jul | 6 | 23 | Weekday | Thursday | 0.58873 | 0.66177 | 0.69822 | 0.67765 | 1 | 0.67765 | 0.67765 | 0.15618 | 0.67765 | 0.58873 | 0.58873 | 0.36493 | 0.69222 | 0.52363 | 0.19393 | 0.23146 | 0.43355 | 0.44353 | 0.30155 | 0.45673 | 0.13982 | 0.42994 | 0.30079 | 0.15618 | 0.21325 | 0.42171 | 0.20414 | 0.42582 | 0.65045 | 0.55607 | 0.194 | 0.23115 | 0.45215 | 0.38682 | 0.3013 | 0.45514 | 0.13906 | 0.44572 | 0.29748 | 0.15618 | 0.21325 | 0.42192 | 0.20414 | 0
Jul | 7 | 24 | Weekday | Friday | 0.5529 | 0.62726 | 0.669 | 0.60376 | 1 | 0.60376 | 0.60376 | 0.15476 | 0.60376 | 0.5529 | 0.5529 | 0.22175 | 0.69619 | 0.48412 | 0.19294 | 0.23775 | 0.40175 | 0.35206 | 0.30317 | 0.30052 | 0.13038 | 0.40049 | 0.31113 | 0.15476 | 0.21204 | 0.3883 | 0.20414 | 0.26733 | 0.65407 | 0.52551 | 0.193 | 0.23816 | 0.42159 | 0.31608 | 0.30125 | 0.30546 | 0.13009 | 0.41705 | 0.30752 | 0.15476 | 0.21204 | 0.38829 | 0.20414 | 0
Jul | 7 | 1 | Weekday | Friday | 0.5425 | 0.58323 | 0.65741 | 0.5579 | 1 | 0.5579 | 0.5579 | 0.15476 | 0.5579 | 0.5425 | 0.5425 | 0.22195 | 0.69722 | 0.46219 | 0.1904 | 0.23453 | 0.38104 | 0.43499 | 0.30167 | 0.30012 | 0.12749 | 0.37111 | 0.31037 | 0.15476 | 0.21204 | 0.38534 | 0.20414 | 0.26773 | 0.65393 | 0.49944 | 0.1905 | 0.23415 | 0.402 | 0.37584 | 0.30119 | 0.30599 | 0.12719 | 0.38911 | 0.3075 | 0.15476 | 0.21204 | 0.38541 | 0.20414 | 0
Jul | 7 | 2 | Weekday | Friday | 0.52873 | 0.56982 | 0.65066 | 0.52432 | 1 | 0.52432 | 0.52432 | 0.15476 | 0.52432 | 0.52873 | 0.52873 | 0.22186 | 0.69734 | 0.46531 | 0.19805 | 0.23539 | 0.36741 | 0.33168 | 0.30281 | 0.30167 | 0.12276 | 0.36684 | 0.30959 | 0.15476 | 0.21204 | 0.38257 | 0.20414 | 0.26789 | 0.65376 | 0.5032 | 0.19811 | 0.23563 | 0.38754 | 0.29457 | 0.30114 | 0.30616 | 0.12234 | 0.38126 | 0.30596 | 0.15476 | 0.21204 | 0.38288 | 0.20414 | 0
Jul | 7 | 3 | Weekday | Friday | 0.51985 | 0.5694 | 0.65102 | 0.4926 | 1 | 0.4926 | 0.4926 | 0.15476 | 0.4926 | 0.51985 | 0.51985 | 0.22763 | 0.75356 | 0.47603 | 0.19547 | 0.23586 | 0.39946 | 0.55975 | 0.30558 | 0.31164 | 0.12241 | 0.37207 | 0.30787 | 0.15476 | 0.21204 | 0.42528 | 0.20414 | 0.27477 | 0.71619 | 0.49966 | 0.1955 | 0.23584 | 0.41916 | 0.49374 | 0.30487 | 0.31805 | 0.12166 | 0.38816 | 0.30498 | 0.15476 | 0.21204 | 0.42535 | 0.20414 | 0
Jul | 7 | 4 | Weekday | Friday | 0.5215 | 0.57482 | 0.66459 | 0.47467 | 1 | 0.47467 | 0.47467 | 0.089402 | 0.47467 | 0.5215 | 0.5215 | 0.32412 | 0.77583 | 0.55038 | 0.21047 | 0.19272 | 0.44102 | 0.58787 | 0.27136 | 0.39276 | 0.11148 | 0.40275 | 0.23083 | 0.089402 | 0.10896 | 0.39444 | 0.12724 | 0.3713 | 0.70826 | 0.54145 | 0.2104 | 0.19237 | 0.44498 | 0.47342 | 0.26977 | 0.39888 | 0.11124 | 0.41207 | 0.22633 | 0.089402 | 0.10896 | 0.39438 | 0.12724 | 0
Jul | 7 | 5 | Weekday | Friday | 0.50087 | 0.59537 | 0.70905 | 0.49439 | 0.0044583 | 0.49439 | 0.49439 | 0.20614 | 0.49439 | 0.50087 | 0.50087 | 0.57763 | 0.88779 | 0.79761 | 0.58335 | 0.35252 | 0.57956 | 0.74768 | 0.44492 | 0.82526 | 0.62039 | 0.67042 | 0.42451 | 0.20614 | 0.15847 | 0.55846 | 0.22133 | 0.64176 | 0.85966 | 0.7554 | 0.58395 | 0.35263 | 0.53875 | 0.67988 | 0.44484 | 0.83558 | 0.62095 | 0.686 | 0.42198 | 0.20614 | 0.15847 | 0.55279 | 0.22133 | 0
Jul | 7 | 6 | Weekday | Friday | 0.52296 | 0.63775 | 0.77105 | 0.51763 | 0.0044583 | 0.51763 | 0.51763 | 0.30744 | 0.51763 | 0.52296 | 0.52296 | 0.79671 | 0.95673 | 0.98555 | 0.66013 | 0.48056 | 0.66322 | 0.8743 | 0.47083 | 0.87332 | 0.66842 | 0.87247 | 0.47997 | 0.30744 | 0.25993 | 0.62189 | 0.4858 | 0.8334 | 0.94122 | 0.90368 | 0.65999 | 0.48083 | 0.62276 | 0.82699 | 0.46756 | 0.86 | 0.66674 | 0.89014 | 0.47585 | 0.30744 | 0.25993 | 0.60882 | 0.4858 | 0
Jul | 7 | 7 | Weekday | Friday | 0.60102 | 0.70648 | 0.82191 | 0.54888 | 0.0044583 | 0.54888 | 0.54888 | 0.51691 | 0.54888 | 0.60102 | 0.60102 | 0.85329 | 0.98078 | 0.87216 | 1 | 0.94479 | 0.66497 | 0.92516 | 0.78857 | 0.73001 | 0.85901 | 0.82335 | 0.92836 | 0.51691 | 0.46835 | 0.83793 | 0.74012 | 0.86956 | 0.97092 | 0.82565 | 1 | 0.94505 | 0.62779 | 0.88887 | 0.78768 | 0.71492 | 0.85719 | 0.8152 | 0.92753 | 0.51691 | 0.46835 | 0.83313 | 0.74012 | 0
Jul | 7 | 8 | Weekday | Friday | 0.70019 | 0.76238 | 0.85726 | 0.60145 | 0.0044583 | 0.60145 | 0.60145 | 0.78911 | 0.60145 | 0.70019 | 0.70019 | 0.71398 | 0.99645 | 0.77299 | 0.98653 | 0.92643 | 0.62636 | 0.9784 | 0.82809 | 0.73759 | 0.91033 | 0.79884 | 0.95638 | 0.78911 | 0.75416 | 0.93562 | 0.90742 | 0.7438 | 0.99074 | 0.76238 | 0.9864 | 0.92654 | 0.59636 | 0.95871 | 0.82776 | 0.72844 | 0.90965 | 0.79404 | 0.95461 | 0.78911 | 0.75416 | 0.93518 | 0.90742 | 0
Jul | 7 | 9 | Weekday | Friday | 0.80888 | 0.8208 | 0.88258 | 0.64582 | 0.0044583 | 0.64582 | 0.64582 | 0.87429 | 0.64582 | 0.80888 | 0.80888 | 0.90068 | 1 | 0.65535 | 0.95653 | 0.93074 | 0.59794 | 0.98846 | 0.88285 | 0.91973 | 0.94366 | 0.64017 | 0.97264 | 0.87429 | 0.85057 | 0.93373 | 0.93116 | 0.90283 | 0.99667 | 0.65555 | 0.9562 | 0.9313 | 0.57256 | 0.97517 | 0.88231 | 0.91742 | 0.94376 | 0.6308 | 0.97097 | 0.87429 | 0.85057 | 0.93405 | 0.93116 | 0
Jul | 7 | 10 | Weekday | Friday | 0.89153 | 0.88268 | 0.90301 | 0.70588 | 0.0044583 | 0.70588 | 0.70588 | 0.92776 | 0.70588 | 0.89153 | 0.89153 | 0.95499 | 0.99963 | 0.63112 | 0.95938 | 0.95715 | 0.61425 | 0.99274 | 0.92348 | 0.99786 | 0.98718 | 0.64169 | 0.98255 | 0.92776 | 0.91416 | 1 | 0.95576 | 0.96707 | 0.99919 | 0.65772 | 0.9586 | 0.95683 | 0.60179 | 0.98631 | 0.92289 | 0.99445 | 0.98673 | 0.63788 | 0.9802 | 0.92776 | 0.91416 | 1 | 0.95576 | 0
Jul | 7 | 11 | Weekday | Friday | 0.93274 | 0.92628 | 0.91368 | 0.76109 | 0.0044583 | 0.76109 | 0.76109 | 0.96195 | 0.76109 | 0.93274 | 0.93274 | 0.97535 | 0.9708 | 0.62853 | 0.93778 | 0.95307 | 0.62082 | 0.96026 | 0.95691 | 1 | 0.99069 | 0.65279 | 0.93773 | 0.96195 | 0.95492 | 0.98578 | 0.88604 | 1 | 0.97178 | 0.65662 | 0.93632 | 0.95185 | 0.61512 | 0.95441 | 0.95673 | 1 | 0.99004 | 0.64769 | 0.93473 | 0.96195 | 0.95492 | 0.98564 | 0.88604 | 0
Jul | 7 | 12 | Weekday | Friday | 0.93237 | 0.94033 | 0.91398 | 0.81387 | 0.0044583 | 0.81387 | 0.81387 | 0.97843 | 0.81387 | 0.93237 | 0.93237 | 0.81416 | 0.99277 | 0.61042 | 0.96658 | 0.99047 | 0.62341 | 0.995 | 0.97167 | 0.98702 | 0.99482 | 0.65997 | 0.99194 | 0.97843 | 0.97613 | 0.99694 | 0.98403 | 0.83944 | 0.99478 | 0.63618 | 0.96536 | 0.9899 | 0.62263 | 0.99452 | 0.97177 | 0.98908 | 0.99434 | 0.6573 | 0.98928 | 0.97843 | 0.97613 | 0.99697 | 0.98403 | 0
Jul | 7 | 13 | Weekday | Friday | 0.92199 | 0.95191 | 0.91872 | 0.85292 | 0.0044583 | 0.85292 | 0.85292 | 0.98954 | 0.85292 | 0.92199 | 0.92199 | 0.75197 | 0.99291 | 0.6111 | 0.95476 | 0.97096 | 0.62744 | 1 | 0.9997 | 0.79848 | 1 | 0.66697 | 0.99738 | 0.98954 | 0.98937 | 0.9757 | 0.99556 | 0.80726 | 0.99644 | 0.63786 | 0.95481 | 0.97129 | 0.63168 | 1 | 0.99997 | 0.79862 | 1 | 0.66214 | 0.99549 | 0.98954 | 0.98937 | 0.97576 | 0.99556 | 0
Jul | 7 | 14 | Weekday | Friday | 0.90658 | 0.95856 | 0.91124 | 0.88552 | 0.0044583 | 0.88552 | 0.88552 | 1 | 0.88552 | 0.90658 | 0.90658 | 0.76831 | 0.9912 | 0.61223 | 0.95886 | 0.97684 | 0.66575 | 0.97154 | 1 | 0.78221 | 0.99047 | 0.66041 | 1 | 1 | 1 | 0.9607 | 1 | 0.7861 | 0.99697 | 0.63846 | 0.95888 | 0.97766 | 0.66757 | 0.98156 | 1 | 0.78252 | 0.99021 | 0.65915 | 1 | 1 | 1 | 0.96088 | 1 | 0
Jul | 7 | 15 | Weekday | Friday | 0.86846 | 0.95722 | 0.89437 | 0.9212 | 0.0044583 | 0.9212 | 0.9212 | 0.98359 | 0.9212 | 0.86846 | 0.86846 | 0.94713 | 0.99266 | 0.64699 | 0.98685 | 1 | 0.81338 | 0.96677 | 0.98242 | 0.7701 | 0.96941 | 0.6575 | 0.99619 | 0.98359 | 0.98118 | 0.9516 | 0.98938 | 0.93217 | 1 | 0.70154 | 0.98635 | 1 | 0.81787 | 0.97359 | 0.98236 | 0.76993 | 0.96931 | 0.68755 | 0.9943 | 0.98359 | 0.98118 | 0.95188 | 0.98938 | 0
Jul | 7 | 16 | Weekday | Friday | 0.82444 | 0.93521 | 0.87444 | 0.96472 | 0.0044583 | 0.96472 | 0.96472 | 0.94726 | 0.96472 | 0.82444 | 0.82444 | 0.96722 | 0.98962 | 0.7443 | 0.91473 | 0.90932 | 0.936 | 0.94734 | 0.81541 | 0.94121 | 0.91703 | 0.75161 | 0.66682 | 0.94726 | 0.93825 | 0.93668 | 0.30136 | 0.94733 | 0.99762 | 0.78157 | 0.91517 | 0.91025 | 0.93367 | 0.94976 | 0.81477 | 0.93922 | 0.91769 | 0.7855 | 0.66321 | 0.94726 | 0.93825 | 0.9367 | 0.30136 | 0
Jul | 7 | 17 | Weekday | Friday | 0.78253 | 0.89752 | 0.85198 | 0.9988 | 0.0044583 | 0.9988 | 0.9988 | 0.74543 | 0.9988 | 0.78253 | 0.78253 | 1 | 0.81378 | 0.91024 | 0.79034 | 0.61836 | 0.99108 | 0.61857 | 0.66846 | 0.94589 | 0.84155 | 0.81803 | 0.52961 | 0.74543 | 0.71961 | 0.9122 | 0.11056 | 0.97324 | 0.80889 | 0.89872 | 0.79069 | 0.61866 | 0.98179 | 0.59923 | 0.6639 | 0.93587 | 0.84063 | 0.84645 | 0.5272 | 0.74543 | 0.71961 | 0.91242 | 0.11056 | 0
Jul | 7 | 18 | Weekday | Friday | 0.73902 | 0.85719 | 0.82681 | 0.98303 | 0.0044583 | 0.98303 | 0.98303 | 0.67103 | 0.98303 | 0.73902 | 0.73902 | 0.81214 | 0.81947 | 0.88687 | 0.77581 | 0.58322 | 0.95425 | 0.61259 | 0.668 | 0.94374 | 0.83093 | 0.83817 | 0.51273 | 0.67103 | 0.63827 | 0.86916 | 0.10238 | 0.80933 | 0.80963 | 0.91296 | 0.77659 | 0.58355 | 0.94589 | 0.58656 | 0.66 | 0.93055 | 0.82963 | 0.87191 | 0.50945 | 0.67103 | 0.63827 | 0.86922 | 0.10238 | 0
Jul | 7 | 19 | Weekday | Friday | 0.72339 | 0.83528 | 0.80656 | 0.93022 | 1 | 0.93022 | 0.93022 | 0.68558 | 0.93022 | 0.72339 | 0.72339 | 0.83806 | 0.75351 | 0.95917 | 0.71432 | 0.54629 | 1 | 0.60223 | 0.53158 | 0.82491 | 0.73417 | 0.95738 | 0.58784 | 0.68558 | 0.69763 | 0.81569 | 0.19432 | 0.85391 | 0.72827 | 1 | 0.71482 | 0.54655 | 1 | 0.55926 | 0.5245 | 0.81466 | 0.73285 | 1 | 0.58561 | 0.68558 | 0.69763 | 0.8156 | 0.19432 | 0
Jul | 7 | 20 | Weekday | Friday | 0.71611 | 0.79889 | 0.78611 | 0.89152 | 1 | 0.89152 | 0.89152 | 0.29069 | 0.89152 | 0.71611 | 0.71611 | 0.77934 | 0.73083 | 0.96936 | 0.70152 | 0.54275 | 0.87678 | 0.43319 | 0.30972 | 0.82084 | 0.17075 | 0.92438 | 0.59423 | 0.29069 | 0.34051 | 0.60197 | 0.20414 | 0.81498 | 0.70176 | 0.95123 | 0.70216 | 0.54332 | 0.88037 | 0.40544 | 0.30204 | 0.80737 | 0.16869 | 0.95628 | 0.59204 | 0.29069 | 0.34051 | 0.60238 | 0.20414 | 0
Jul | 7 | 21 | Weekday | Friday | 0.66727 | 0.7343 | 0.75528 | 0.85824 | 1 | 0.85824 | 0.85824 | 0.15476 | 0.85824 | 0.66727 | 0.66727 | 0.71345 | 0.69054 | 0.8101 | 0.22829 | 0.24925 | 0.71089 | 0.44046 | 0.30539 | 0.79476 | 0.17411 | 0.69251 | 0.32371 | 0.15476 | 0.21204 | 0.40041 | 0.20414 | 0.78296 | 0.6546 | 0.80475 | 0.22844 | 0.24953 | 0.7107 | 0.39183 | 0.30132 | 0.78756 | 0.17294 | 0.71556 | 0.32017 | 0.15476 | 0.21204 | 0.40007 | 0.20414 | 0
Jul | 7 | 22 | Weekday | Friday | 0.64114 | 0.68245 | 0.71767 | 0.77593 | 1 | 0.77593 | 0.77593 | 0.15476 | 0.77593 | 0.64114 | 0.64114 | 0.65102 | 0.69472 | 0.63049 | 0.21416 | 0.2385 | 0.55185 | 0.35409 | 0.30833 | 0.80378 | 0.15123 | 0.48841 | 0.30671 | 0.15476 | 0.21204 | 0.49002 | 0.20414 | 0.76744 | 0.65698 | 0.65621 | 0.2143 | 0.23839 | 0.561 | 0.32135 | 0.30572 | 0.80568 | 0.15058 | 0.50801 | 0.30344 | 0.15476 | 0.21204 | 0.4904 | 0.20414 | 0
Jul | 7 | 23 | Weekday | Friday | 0.58873 | 0.66177 | 0.69822 | 0.67765 | 1 | 0.67765 | 0.67765 | 0.14908 | 0.67765 | 0.58873 | 0.58873 | 0.37298 | 0.70585 | 0.50056 | 0.18878 | 0.22267 | 0.42563 | 0.38574 | 0.30703 | 0.46442 | 0.14053 | 0.42908 | 0.29333 | 0.14908 | 0.2072 | 0.41337 | 0.20414 | 0.43468 | 0.66481 | 0.52785 | 0.18888 | 0.22302 | 0.44373 | 0.33394 | 0.30648 | 0.46012 | 0.14023 | 0.44447 | 0.29013 | 0.14908 | 0.2072 | 0.4134 | 0.20414 | 0
Jul | 8 | 24 | Weekend | Saturday | 0.5564 | 0.6372 | 0.69917 | 0.62708 | 1 | 0.62708 | 0.62708 | 0.15281 | 0.62708 | 0.5564 | 0.5564 | 0.22084 | 0.70236 | 0.49444 | 0.16933 | 0.21061 | 0.39171 | 0.32924 | 0.30367 | 0.29922 | 0.15746 | 0.41962 | 0.276 | 0.15281 | 0.21038 | 0.37297 | 0.20414 | 0.26696 | 0.6601 | 0.53742 | 0.16937 | 0.21055 | 0.41093 | 0.29054 | 0.3026 | 0.30474 | 0.15744 | 0.43721 | 0.2719 | 0.15281 | 0.21038 | 0.37296 | 0.20414 | 0
Jul | 8 | 1 | Weekend | Saturday | 0.55306 | 0.5953 | 0.68452 | 0.58171 | 1 | 0.58171 | 0.58171 | 0.15281 | 0.58171 | 0.55306 | 0.55306 | 0.22247 | 0.70181 | 0.44916 | 0.16273 | 0.20313 | 0.36823 | 0.36376 | 0.30066 | 0.3002 | 0.14449 | 0.36567 | 0.27471 | 0.15281 | 0.21038 | 0.36808 | 0.20414 | 0.26733 | 0.65802 | 0.48382 | 0.16271 | 0.20267 | 0.38841 | 0.31269 | 0.30109 | 0.30524 | 0.14343 | 0.38262 | 0.2706 | 0.15281 | 0.21038 | 0.36827 | 0.20414 | 0
Jul | 8 | 2 | Weekend | Saturday | 0.53688 | 0.5832 | 0.67616 | 0.54308 | 1 | 0.54308 | 0.54308 | 0.15281 | 0.54308 | 0.53688 | 0.53688 | 0.22122 | 0.70517 | 0.4487 | 0.15534 | 0.20257 | 0.35242 | 0.32536 | 0.30159 | 0.2998 | 0.14125 | 0.35898 | 0.27333 | 0.15281 | 0.21038 | 0.36481 | 0.20414 | 0.26744 | 0.65974 | 0.48239 | 0.15533 | 0.20267 | 0.37163 | 0.28544 | 0.30101 | 0.30534 | 0.14146 | 0.37248 | 0.26999 | 0.15281 | 0.21038 | 0.36489 | 0.20414 | 0
Jul | 8 | 3 | Weekend | Saturday | 0.52766 | 0.5819 | 0.67584 | 0.51 | 1 | 0.51 | 0.51 | 0.15281 | 0.51 | 0.52766 | 0.52766 | 0.22475 | 0.71516 | 0.44963 | 0.16322 | 0.20276 | 0.38488 | 0.46721 | 0.30312 | 0.30547 | 0.13165 | 0.36591 | 0.27333 | 0.15281 | 0.21038 | 0.38724 | 0.20414 | 0.27055 | 0.67129 | 0.46722 | 0.16331 | 0.20267 | 0.40368 | 0.40608 | 0.30255 | 0.31065 | 0.13134 | 0.37959 | 0.26999 | 0.15281 | 0.21038 | 0.38714 | 0.20414 | 0
Jul | 8 | 4 | Weekend | Saturday | 0.52885 | 0.59333 | 0.69278 | 0.49121 | 1 | 0.49121 | 0.49121 | 0.087614 | 0.49121 | 0.52885 | 0.52885 | 0.33205 | 0.71017 | 0.47693 | 0.17069 | 0.15079 | 0.42558 | 0.46988 | 0.2676 | 0.38724 | 0.12461 | 0.36068 | 0.17911 | 0.087614 | 0.10755 | 0.35609 | 0.12734 | 0.36816 | 0.66641 | 0.48206 | 0.1705 | 0.15053 | 0.42855 | 0.37551 | 0.26786 | 0.39144 | 0.1248 | 0.37113 | 0.1744 | 0.087614 | 0.10755 | 0.35627 | 0.12734 | 0
Jul | 8 | 5 | Weekend | Saturday | 0.50907 | 0.62355 | 0.75112 | 0.51851 | 0.0044583 | 0.51851 | 0.51851 | 0.13726 | 0.51851 | 0.50907 | 0.50907 | 0.57551 | 0.74297 | 0.65219 | 0.42387 | 0.24304 | 0.56226 | 0.57435 | 0.25063 | 0.8134 | 0.12002 | 0.52379 | 0.27963 | 0.13726 | 0.11082 | 0.49103 | 0.08598 | 0.63273 | 0.71455 | 0.65612 | 0.42412 | 0.24291 | 0.52021 | 0.49869 | 0.2493 | 0.82312 | 0.11994 | 0.53912 | 0.27555 | 0.13726 | 0.11065 | 0.47522 | 0.08598 | 0
Jul | 8 | 6 | Weekend | Saturday | 0.5392 | 0.67505 | 0.82971 | 0.54891 | 0.0044583 | 0.54891 | 0.54891 | 0.19054 | 0.54891 | 0.5392 | 0.5392 | 0.74312 | 0.78604 | 0.85905 | 0.49004 | 0.27917 | 0.64011 | 0.63477 | 0.25522 | 0.83341 | 0.13591 | 0.70096 | 0.26881 | 0.19054 | 0.16604 | 0.56698 | 0.15704 | 0.8124 | 0.75249 | 0.81356 | 0.48988 | 0.27898 | 0.59804 | 0.57647 | 0.25491 | 0.84365 | 0.13586 | 0.71944 | 0.26545 | 0.19054 | 0.16604 | 0.5371 | 0.15704 | 0
Jul | 8 | 7 | Weekend | Saturday | 0.63634 | 0.75377 | 0.8903 | 0.57318 | 0.0044583 | 0.57318 | 0.57318 | 0.41505 | 0.57318 | 0.63634 | 0.63634 | 0.79811 | 0.8069 | 1 | 0.5737 | 0.3735 | 0.60164 | 0.72245 | 0.25642 | 0.69238 | 0.18761 | 1 | 0.34181 | 0.41505 | 0.36836 | 0.71086 | 0.1667 | 0.84148 | 0.78005 | 0.90313 | 0.57413 | 0.3738 | 0.5604 | 0.67739 | 0.25612 | 0.6975 | 0.18662 | 0.99112 | 0.33813 | 0.41505 | 0.36793 | 0.69059 | 0.1667 | 0
Jul | 8 | 8 | Weekend | Saturday | 0.74282 | 0.81415 | 0.9282 | 0.60942 | 0.0044583 | 0.60942 | 0.60942 | 0.5602 | 0.60942 | 0.74282 | 0.74282 | 0.67742 | 0.83268 | 0.83678 | 0.55926 | 0.39677 | 0.56031 | 0.74945 | 0.26553 | 0.7151 | 0.19423 | 0.88259 | 0.35289 | 0.5602 | 0.51969 | 0.72023 | 0.23687 | 0.70814 | 0.81099 | 0.79155 | 0.55962 | 0.39678 | 0.52611 | 0.711 | 0.26326 | 0.71326 | 0.19376 | 0.87386 | 0.35006 | 0.5602 | 0.51968 | 0.70817 | 0.23687 | 0
Jul | 8 | 9 | Weekend | Saturday | 0.8543 | 0.87039 | 0.95529 | 0.6315 | 0.0044583 | 0.6315 | 0.6315 | 0.68894 | 0.6315 | 0.8543 | 0.8543 | 0.88167 | 0.8351 | 0.70615 | 0.52954 | 0.39129 | 0.52755 | 0.76447 | 0.27146 | 0.90094 | 0.22943 | 0.65774 | 0.36347 | 0.68894 | 0.65674 | 0.8141 | 0.2518 | 0.87055 | 0.8161 | 0.68475 | 0.52995 | 0.39128 | 0.49772 | 0.72973 | 0.27052 | 0.89334 | 0.22977 | 0.64627 | 0.35914 | 0.68894 | 0.65674 | 0.80895 | 0.2518 | 0
Jul | 8 | 10 | Weekend | Saturday | 0.94602 | 0.93167 | 0.97682 | 0.68368 | 0.0044583 | 0.68368 | 0.68368 | 0.71179 | 0.68368 | 0.94602 | 0.94602 | 0.92444 | 0.83371 | 0.66937 | 0.53273 | 0.40122 | 0.54323 | 0.75778 | 0.28754 | 0.97188 | 0.27639 | 0.64022 | 0.36237 | 0.71179 | 0.68869 | 0.8916 | 0.25747 | 0.92241 | 0.81707 | 0.67268 | 0.53296 | 0.40144 | 0.5263 | 0.72726 | 0.2861 | 0.96459 | 0.27655 | 0.63095 | 0.3596 | 0.71179 | 0.68869 | 0.88905 | 0.25747 | 0
Jul | 8 | 11 | Weekend | Saturday | 0.99487 | 0.97075 | 0.98942 | 0.74036 | 0.0044583 | 0.74036 | 0.74036 | 0.80427 | 0.74036 | 0.99487 | 0.99487 | 0.93107 | 0.82125 | 0.64227 | 0.54073 | 0.39411 | 0.55518 | 0.74666 | 0.29769 | 0.96515 | 0.32536 | 0.64279 | 0.3075 | 0.80427 | 0.78935 | 0.91247 | 0.1994 | 0.93741 | 0.80532 | 0.67178 | 0.54106 | 0.39374 | 0.54536 | 0.71566 | 0.29659 | 0.96172 | 0.32432 | 0.63914 | 0.30204 | 0.80427 | 0.78935 | 0.91219 | 0.1994 | 0
Jul | 8 | 12 | Weekend | Saturday | 1 | 0.98306 | 0.99286 | 0.7953 | 0.0044583 | 0.7953 | 0.7953 | 0.83211 | 0.7953 | 1 | 1 | 0.78417 | 0.81398 | 0.61718 | 0.54471 | 0.39565 | 0.55895 | 0.76833 | 0.3059 | 0.95783 | 0.39497 | 0.65606 | 0.30625 | 0.83211 | 0.82073 | 0.91873 | 0.20772 | 0.79173 | 0.79907 | 0.64292 | 0.54497 | 0.39584 | 0.55414 | 0.74179 | 0.30484 | 0.95521 | 0.39531 | 0.64955 | 0.30312 | 0.83211 | 0.82073 | 0.91902 | 0.20772 | 0
Jul | 8 | 13 | Weekend | Saturday | 0.99792 | 0.99375 | 1 | 0.82788 | 0.0044583 | 0.82788 | 0.82788 | 0.84873 | 0.82788 | 0.99792 | 0.99792 | 0.72613 | 0.81257 | 0.61822 | 0.46171 | 0.3024 | 0.56174 | 0.77398 | 0.33002 | 0.78042 | 0.43996 | 0.65504 | 0.30765 | 0.84873 | 0.84061 | 0.89799 | 0.22114 | 0.76869 | 0.79876 | 0.64466 | 0.46193 | 0.30172 | 0.56188 | 0.75145 | 0.33058 | 0.77726 | 0.44011 | 0.6527 | 0.30375 | 0.84873 | 0.84061 | 0.89806 | 0.22114 | 0
Jul | 8 | 14 | Weekend | Saturday | 0.98854 | 1 | 0.98998 | 0.86238 | 0.0044583 | 0.86238 | 0.86238 | 0.86115 | 0.86238 | 0.98854 | 0.98854 | 0.75625 | 0.78201 | 0.61922 | 0.49757 | 0.31472 | 0.60354 | 0.77151 | 0.35221 | 0.77585 | 0.44825 | 0.65453 | 0.31241 | 0.86115 | 0.85498 | 0.88388 | 0.2198 | 0.76514 | 0.77343 | 0.64619 | 0.4976 | 0.31519 | 0.60146 | 0.74625 | 0.35179 | 0.77257 | 0.44893 | 0.65074 | 0.30854 | 0.86115 | 0.85498 | 0.88393 | 0.2198 | 0
Jul | 8 | 15 | Weekend | Saturday | 0.94967 | 0.99715 | 0.96773 | 0.89772 | 0.0044583 | 0.89772 | 0.89772 | 0.86254 | 0.89772 | 0.94967 | 0.94967 | 0.94003 | 0.77786 | 0.65572 | 0.51497 | 0.31728 | 0.76207 | 0.74443 | 0.3565 | 0.77063 | 0.47093 | 0.65047 | 0.31549 | 0.86254 | 0.85478 | 0.88476 | 0.13892 | 0.92067 | 0.76925 | 0.71106 | 0.51465 | 0.31702 | 0.76331 | 0.72034 | 0.35605 | 0.76973 | 0.47139 | 0.68187 | 0.31164 | 0.86254 | 0.85478 | 0.88471 | 0.13892 | 0
Jul | 8 | 16 | Weekend | Saturday | 0.88556 | 0.96753 | 0.94058 | 0.9519 | 0.0044583 | 0.9519 | 0.9519 | 0.77901 | 0.9519 | 0.88556 | 0.88556 | 0.94509 | 0.75016 | 0.72385 | 0.5154 | 0.29417 | 0.92302 | 0.70737 | 0.3594 | 0.92768 | 0.44424 | 0.71404 | 0.28 | 0.77901 | 0.76328 | 0.83278 | 0.12605 | 0.91811 | 0.7392 | 0.77027 | 0.51467 | 0.29421 | 0.91976 | 0.68146 | 0.35952 | 0.92579 | 0.44441 | 0.74807 | 0.27671 | 0.77901 | 0.76328 | 0.8324 | 0.12605 | 0
Jul | 8 | 17 | Weekend | Saturday | 0.82002 | 0.9239 | 0.91085 | 1 | 0.0044583 | 1 | 1 | 0.61208 | 1 | 0.82002 | 0.82002 | 0.96746 | 0.73466 | 0.85171 | 0.3986 | 0.20637 | 0.97982 | 0.51072 | 0.34376 | 0.93939 | 0.40741 | 0.8409 | 0.15537 | 0.61208 | 0.58595 | 0.80151 | 0.13267 | 0.93369 | 0.71756 | 0.90384 | 0.39918 | 0.20667 | 0.96967 | 0.47841 | 0.34384 | 0.92976 | 0.40726 | 0.88012 | 0.15051 | 0.61208 | 0.58595 | 0.798 | 0.13267 | 0
Jul | 8 | 18 | Weekend | Saturday | 0.77333 | 0.88077 | 0.87885 | 0.98799 | 0.0044583 | 0.98799 | 0.98799 | 0.39491 | 0.98799 | 0.77333 | 0.77333 | 0.7871 | 0.73551 | 0.87308 | 0.34982 | 0.1882 | 0.94416 | 0.50429 | 0.32966 | 0.93524 | 0.39155 | 0.8552 | 0.15248 | 0.39491 | 0.37852 | 0.71988 | 0.11191 | 0.78461 | 0.71532 | 0.89665 | 0.35012 | 0.18733 | 0.93502 | 0.4691 | 0.32912 | 0.925 | 0.39163 | 0.88958 | 0.14838 | 0.39491 | 0.37852 | 0.71337 | 0.11191 | 0
Jul | 8 | 19 | Weekend | Saturday | 0.74909 | 0.85999 | 0.8545 | 0.9416 | 1 | 0.9416 | 0.9416 | 0.4453 | 0.9416 | 0.74909 | 0.74909 | 0.81062 | 0.70644 | 0.92556 | 0.30058 | 0.22716 | 0.99053 | 0.51587 | 0.34993 | 0.8201 | 0.35257 | 0.95466 | 0.27805 | 0.4453 | 0.47734 | 0.70627 | 0.21325 | 0.82431 | 0.67431 | 0.96074 | 0.30085 | 0.22771 | 0.9898 | 0.47297 | 0.35009 | 0.81294 | 0.35259 | 0.99656 | 0.27396 | 0.4453 | 0.47734 | 0.69789 | 0.21325 | 0
Jul | 8 | 20 | Weekend | Saturday | 0.73368 | 0.82052 | 0.82886 | 0.90494 | 1 | 0.90494 | 0.90494 | 0.20339 | 0.90494 | 0.73368 | 0.73368 | 0.76339 | 0.71308 | 0.89577 | 0.2545 | 0.22294 | 0.86264 | 0.41693 | 0.33641 | 0.81358 | 0.2983 | 0.92952 | 0.2918 | 0.20339 | 0.26177 | 0.58051 | 0.21147 | 0.79612 | 0.67805 | 0.92218 | 0.25455 | 0.22218 | 0.86525 | 0.38125 | 0.336 | 0.80122 | 0.29875 | 0.97237 | 0.2878 | 0.20339 | 0.26177 | 0.57846 | 0.21147 | 0
Jul | 8 | 21 | Weekend | Saturday | 0.68012 | 0.75012 | 0.79412 | 0.86971 | 1 | 0.86971 | 0.86971 | 0.15281 | 0.86971 | 0.68012 | 0.68012 | 0.6953 | 0.71606 | 0.84964 | 0.22348 | 0.21658 | 0.68922 | 0.41496 | 0.3234 | 0.783 | 0.23159 | 0.72984 | 0.2852 | 0.15281 | 0.21038 | 0.38165 | 0.20618 | 0.76511 | 0.67528 | 0.8048 | 0.22366 | 0.21691 | 0.6876 | 0.36555 | 0.32342 | 0.77689 | 0.23194 | 0.74715 | 0.28272 | 0.15281 | 0.21038 | 0.38166 | 0.20618 | 0
Jul | 8 | 22 | Weekend | Saturday | 0.65364 | 0.69424 | 0.75074 | 0.78304 | 1 | 0.78304 | 0.78304 | 0.15281 | 0.78304 | 0.65364 | 0.65364 | 0.64459 | 0.71766 | 0.65501 | 0.18622 | 0.2099 | 0.52833 | 0.35506 | 0.31341 | 0.79374 | 0.21666 | 0.49977 | 0.28227 | 0.15281 | 0.21038 | 0.47283 | 0.20414 | 0.75829 | 0.6755 | 0.6529 | 0.18628 | 0.20984 | 0.53599 | 0.31543 | 0.31289 | 0.79645 | 0.21673 | 0.51658 | 0.27821 | 0.15281 | 0.21038 | 0.47304 | 0.20414 | 0
Jul | 8 | 23 | Weekend | Saturday | 0.59986 | 0.66972 | 0.73652 | 0.68701 | 1 | 0.68701 | 0.68701 | 0.14908 | 0.68701 | 0.59986 | 0.59986 | 0.37298 | 0.70585 | 0.50056 | 0.18878 | 0.22267 | 0.42563 | 0.38574 | 0.30703 | 0.46442 | 0.14053 | 0.42908 | 0.29333 | 0.14908 | 0.2072 | 0.41337 | 0.20414 | 0.43468 | 0.66481 | 0.52785 | 0.18888 | 0.22302 | 0.44373 | 0.33394 | 0.30648 | 0.46012 | 0.14023 | 0.44447 | 0.29013 | 0.14908 | 0.2072 | 0.4134 | 0.20414 | 0
Jul | 9 | 24 | Weekend | Sunday | 0.5564 | 0.6372 | 0.69917 | 0.62708 | 1 | 0.62708 | 0.62708 | 0.15281 | 0.62708 | 0.5564 | 0.5564 | 0.22084 | 0.70236 | 0.49444 | 0.16933 | 0.21061 | 0.39171 | 0.32924 | 0.30367 | 0.29922 | 0.15746 | 0.41962 | 0.276 | 0.15281 | 0.21038 | 0.37297 | 0.20414 | 0.26696 | 0.6601 | 0.53742 | 0.16937 | 0.21055 | 0.41093 | 0.29054 | 0.3026 | 0.30474 | 0.15744 | 0.43721 | 0.2719 | 0.15281 | 0.21038 | 0.37296 | 0.20414 | 0
Jul | 9 | 1 | Weekend | Sunday | 0.55306 | 0.5953 | 0.68452 | 0.58171 | 1 | 0.58171 | 0.58171 | 0.15281 | 0.58171 | 0.55306 | 0.55306 | 0.22247 | 0.70181 | 0.44916 | 0.16273 | 0.20313 | 0.36823 | 0.36376 | 0.30066 | 0.3002 | 0.14449 | 0.36567 | 0.27471 | 0.15281 | 0.21038 | 0.36808 | 0.20414 | 0.26733 | 0.65802 | 0.48382 | 0.16271 | 0.20267 | 0.38841 | 0.31269 | 0.30109 | 0.30524 | 0.14343 | 0.38262 | 0.2706 | 0.15281 | 0.21038 | 0.36827 | 0.20414 | 0
Jul | 9 | 2 | Weekend | Sunday | 0.53688 | 0.5832 | 0.67616 | 0.54308 | 1 | 0.54308 | 0.54308 | 0.15281 | 0.54308 | 0.53688 | 0.53688 | 0.22122 | 0.70517 | 0.4487 | 0.15534 | 0.20257 | 0.35242 | 0.32536 | 0.30159 | 0.2998 | 0.14125 | 0.35898 | 0.27333 | 0.15281 | 0.21038 | 0.36481 | 0.20414 | 0.26744 | 0.65974 | 0.48239 | 0.15533 | 0.20267 | 0.37163 | 0.28544 | 0.30101 | 0.30534 | 0.14146 | 0.37248 | 0.26999 | 0.15281 | 0.21038 | 0.36489 | 0.20414 | 0
Jul | 9 | 3 | Weekend | Sunday | 0.52766 | 0.5819 | 0.67584 | 0.51 | 1 | 0.51 | 0.51 | 0.15281 | 0.51 | 0.52766 | 0.52766 | 0.22475 | 0.71516 | 0.44963 | 0.16322 | 0.20276 | 0.38488 | 0.46721 | 0.30312 | 0.30547 | 0.13165 | 0.36591 | 0.27333 | 0.15281 | 0.21038 | 0.38724 | 0.20414 | 0.27055 | 0.67129 | 0.46722 | 0.16331 | 0.20267 | 0.40368 | 0.40608 | 0.30255 | 0.31065 | 0.13134 | 0.37959 | 0.26999 | 0.15281 | 0.21038 | 0.38714 | 0.20414 | 0
Jul | 9 | 4 | Weekend | Sunday | 0.52885 | 0.59333 | 0.69278 | 0.49121 | 1 | 0.49121 | 0.49121 | 0.087614 | 0.49121 | 0.52885 | 0.52885 | 0.33205 | 0.71017 | 0.47693 | 0.17069 | 0.15079 | 0.42558 | 0.46988 | 0.2676 | 0.38724 | 0.12461 | 0.36068 | 0.17911 | 0.087614 | 0.10755 | 0.35609 | 0.12734 | 0.36816 | 0.66641 | 0.48206 | 0.1705 | 0.15053 | 0.42855 | 0.37551 | 0.26786 | 0.39144 | 0.1248 | 0.37113 | 0.1744 | 0.087614 | 0.10755 | 0.35627 | 0.12734 | 0
Jul | 9 | 5 | Weekend | Sunday | 0.50907 | 0.62355 | 0.75112 | 0.51851 | 0.0044583 | 0.51851 | 0.51851 | 0.13726 | 0.51851 | 0.50907 | 0.50907 | 0.57551 | 0.74297 | 0.65219 | 0.42387 | 0.24304 | 0.56226 | 0.57435 | 0.25063 | 0.8134 | 0.12002 | 0.52379 | 0.27963 | 0.13726 | 0.11082 | 0.49103 | 0.08598 | 0.63273 | 0.71455 | 0.65612 | 0.42412 | 0.24291 | 0.52021 | 0.49869 | 0.2493 | 0.82312 | 0.11994 | 0.53912 | 0.27555 | 0.13726 | 0.11065 | 0.47522 | 0.08598 | 0
Jul | 9 | 6 | Weekend | Sunday | 0.5392 | 0.67505 | 0.82971 | 0.54891 | 0.0044583 | 0.54891 | 0.54891 | 0.19054 | 0.54891 | 0.5392 | 0.5392 | 0.74312 | 0.78604 | 0.85905 | 0.49004 | 0.27917 | 0.64011 | 0.63477 | 0.25522 | 0.83341 | 0.13591 | 0.70096 | 0.26881 | 0.19054 | 0.16604 | 0.56698 | 0.15704 | 0.8124 | 0.75249 | 0.81356 | 0.48988 | 0.27898 | 0.59804 | 0.57647 | 0.25491 | 0.84365 | 0.13586 | 0.71944 | 0.26545 | 0.19054 | 0.16604 | 0.5371 | 0.15704 | 0
Jul | 9 | 7 | Weekend | Sunday | 0.63634 | 0.75377 | 0.8903 | 0.57318 | 0.0044583 | 0.57318 | 0.57318 | 0.41505 | 0.57318 | 0.63634 | 0.63634 | 0.79811 | 0.8069 | 1 | 0.5737 | 0.3735 | 0.60164 | 0.72245 | 0.25642 | 0.69238 | 0.18761 | 1 | 0.34181 | 0.41505 | 0.36836 | 0.71086 | 0.1667 | 0.84148 | 0.78005 | 0.90313 | 0.57413 | 0.3738 | 0.5604 | 0.67739 | 0.25612 | 0.6975 | 0.18662 | 0.99112 | 0.33813 | 0.41505 | 0.36793 | 0.69059 | 0.1667 | 0
Jul | 9 | 8 | Weekend | Sunday | 0.74282 | 0.81415 | 0.9282 | 0.60942 | 0.0044583 | 0.60942 | 0.60942 | 0.5602 | 0.60942 | 0.74282 | 0.74282 | 0.67742 | 0.83268 | 0.83678 | 0.55926 | 0.39677 | 0.56031 | 0.74945 | 0.26553 | 0.7151 | 0.19423 | 0.88259 | 0.35289 | 0.5602 | 0.51969 | 0.72023 | 0.23687 | 0.70814 | 0.81099 | 0.79155 | 0.55962 | 0.39678 | 0.52611 | 0.711 | 0.26326 | 0.71326 | 0.19376 | 0.87386 | 0.35006 | 0.5602 | 0.51968 | 0.70817 | 0.23687 | 0
Jul | 9 | 9 | Weekend | Sunday | 0.8543 | 0.87039 | 0.95529 | 0.6315 | 0.0044583 | 0.6315 | 0.6315 | 0.68894 | 0.6315 | 0.8543 | 0.8543 | 0.88167 | 0.8351 | 0.70615 | 0.52954 | 0.39129 | 0.52755 | 0.76447 | 0.27146 | 0.90094 | 0.22943 | 0.65774 | 0.36347 | 0.68894 | 0.65674 | 0.8141 | 0.2518 | 0.87055 | 0.8161 | 0.68475 | 0.52995 | 0.39128 | 0.49772 | 0.72973 | 0.27052 | 0.89334 | 0.22977 | 0.64627 | 0.35914 | 0.68894 | 0.65674 | 0.80895 | 0.2518 | 0
Jul | 9 | 10 | Weekend | Sunday | 0.94602 | 0.93167 | 0.97682 | 0.68368 | 0.0044583 | 0.68368 | 0.68368 | 0.71179 | 0.68368 | 0.94602 | 0.94602 | 0.92444 | 0.83371 | 0.66937 | 0.53273 | 0.40122 | 0.54323 | 0.75778 | 0.28754 | 0.97188 | 0.27639 | 0.64022 | 0.36237 | 0.71179 | 0.68869 | 0.8916 | 0.25747 | 0.92241 | 0.81707 | 0.67268 | 0.53296 | 0.40144 | 0.5263 | 0.72726 | 0.2861 | 0.96459 | 0.27655 | 0.63095 | 0.3596 | 0.71179 | 0.68869 | 0.88905 | 0.25747 | 0
Jul | 9 | 11 | Weekend | Sunday | 0.99487 | 0.97075 | 0.98942 | 0.74036 | 0.0044583 | 0.74036 | 0.74036 | 0.80427 | 0.74036 | 0.99487 | 0.99487 | 0.93107 | 0.82125 | 0.64227 | 0.54073 | 0.39411 | 0.55518 | 0.74666 | 0.29769 | 0.96515 | 0.32536 | 0.64279 | 0.3075 | 0.80427 | 0.78935 | 0.91247 | 0.1994 | 0.93741 | 0.80532 | 0.67178 | 0.54106 | 0.39374 | 0.54536 | 0.71566 | 0.29659 | 0.96172 | 0.32432 | 0.63914 | 0.30204 | 0.80427 | 0.78935 | 0.91219 | 0.1994 | 0
Jul | 9 | 12 | Weekend | Sunday | 1 | 0.98306 | 0.99286 | 0.7953 | 0.0044583 | 0.7953 | 0.7953 | 0.83211 | 0.7953 | 1 | 1 | 0.78417 | 0.81398 | 0.61718 | 0.54471 | 0.39565 | 0.55895 | 0.76833 | 0.3059 | 0.95783 | 0.39497 | 0.65606 | 0.30625 | 0.83211 | 0.82073 | 0.91873 | 0.20772 | 0.79173 | 0.79907 | 0.64292 | 0.54497 | 0.39584 | 0.55414 | 0.74179 | 0.30484 | 0.95521 | 0.39531 | 0.64955 | 0.30312 | 0.83211 | 0.82073 | 0.91902 | 0.20772 | 0
Jul | 9 | 13 | Weekend | Sunday | 0.99792 | 0.99375 | 1 | 0.82788 | 0.0044583 | 0.82788 | 0.82788 | 0.84873 | 0.82788 | 0.99792 | 0.99792 | 0.72613 | 0.81257 | 0.61822 | 0.46171 | 0.3024 | 0.56174 | 0.77398 | 0.33002 | 0.78042 | 0.43996 | 0.65504 | 0.30765 | 0.84873 | 0.84061 | 0.89799 | 0.22114 | 0.76869 | 0.79876 | 0.64466 | 0.46193 | 0.30172 | 0.56188 | 0.75145 | 0.33058 | 0.77726 | 0.44011 | 0.6527 | 0.30375 | 0.84873 | 0.84061 | 0.89806 | 0.22114 | 0
Jul | 9 | 14 | Weekend | Sunday | 0.98854 | 1 | 0.98998 | 0.86238 | 0.0044583 | 0.86238 | 0.86238 | 0.86115 | 0.86238 | 0.98854 | 0.98854 | 0.75625 | 0.78201 | 0.61922 | 0.49757 | 0.31472 | 0.60354 | 0.77151 | 0.35221 | 0.77585 | 0.44825 | 0.65453 | 0.31241 | 0.86115 | 0.85498 | 0.88388 | 0.2198 | 0.76514 | 0.77343 | 0.64619 | 0.4976 | 0.31519 | 0.60146 | 0.74625 | 0.35179 | 0.77257 | 0.44893 | 0.65074 | 0.30854 | 0.86115 | 0.85498 | 0.88393 | 0.2198 | 0
Jul | 9 | 15 | Weekend | Sunday | 0.94967 | 0.99715 | 0.96773 | 0.89772 | 0.0044583 | 0.89772 | 0.89772 | 0.86254 | 0.89772 | 0.94967 | 0.94967 | 0.94003 | 0.77786 | 0.65572 | 0.51497 | 0.31728 | 0.76207 | 0.74443 | 0.3565 | 0.77063 | 0.47093 | 0.65047 | 0.31549 | 0.86254 | 0.85478 | 0.88476 | 0.13892 | 0.92067 | 0.76925 | 0.71106 | 0.51465 | 0.31702 | 0.76331 | 0.72034 | 0.35605 | 0.76973 | 0.47139 | 0.68187 | 0.31164 | 0.86254 | 0.85478 | 0.88471 | 0.13892 | 0
Jul | 9 | 16 | Weekend | Sunday | 0.88556 | 0.96753 | 0.94058 | 0.9519 | 0.0044583 | 0.9519 | 0.9519 | 0.77901 | 0.9519 | 0.88556 | 0.88556 | 0.94509 | 0.75016 | 0.72385 | 0.5154 | 0.29417 | 0.92302 | 0.70737 | 0.3594 | 0.92768 | 0.44424 | 0.71404 | 0.28 | 0.77901 | 0.76328 | 0.83278 | 0.12605 | 0.91811 | 0.7392 | 0.77027 | 0.51467 | 0.29421 | 0.91976 | 0.68146 | 0.35952 | 0.92579 | 0.44441 | 0.74807 | 0.27671 | 0.77901 | 0.76328 | 0.8324 | 0.12605 | 0
Jul | 9 | 17 | Weekend | Sunday | 0.82002 | 0.9239 | 0.91085 | 1 | 0.0044583 | 1 | 1 | 0.61208 | 1 | 0.82002 | 0.82002 | 0.96746 | 0.73466 | 0.85171 | 0.3986 | 0.20637 | 0.97982 | 0.51072 | 0.34376 | 0.93939 | 0.40741 | 0.8409 | 0.15537 | 0.61208 | 0.58595 | 0.80151 | 0.13267 | 0.93369 | 0.71756 | 0.90384 | 0.39918 | 0.20667 | 0.96967 | 0.47841 | 0.34384 | 0.92976 | 0.40726 | 0.88012 | 0.15051 | 0.61208 | 0.58595 | 0.798 | 0.13267 | 0
Jul | 9 | 18 | Weekend | Sunday | 0.77333 | 0.88077 | 0.87885 | 0.98799 | 0.0044583 | 0.98799 | 0.98799 | 0.39491 | 0.98799 | 0.77333 | 0.77333 | 0.7871 | 0.73551 | 0.87308 | 0.34982 | 0.1882 | 0.94416 | 0.50429 | 0.32966 | 0.93524 | 0.39155 | 0.8552 | 0.15248 | 0.39491 | 0.37852 | 0.71988 | 0.11191 | 0.78461 | 0.71532 | 0.89665 | 0.35012 | 0.18733 | 0.93502 | 0.4691 | 0.32912 | 0.925 | 0.39163 | 0.88958 | 0.14838 | 0.39491 | 0.37852 | 0.71337 | 0.11191 | 0
Jul | 9 | 19 | Weekend | Sunday | 0.74909 | 0.85999 | 0.8545 | 0.9416 | 1 | 0.9416 | 0.9416 | 0.4453 | 0.9416 | 0.74909 | 0.74909 | 0.81062 | 0.70644 | 0.92556 | 0.30058 | 0.22716 | 0.99053 | 0.51587 | 0.34993 | 0.8201 | 0.35257 | 0.95466 | 0.27805 | 0.4453 | 0.47734 | 0.70627 | 0.21325 | 0.82431 | 0.67431 | 0.96074 | 0.30085 | 0.22771 | 0.9898 | 0.47297 | 0.35009 | 0.81294 | 0.35259 | 0.99656 | 0.27396 | 0.4453 | 0.47734 | 0.69789 | 0.21325 | 0
Jul | 9 | 20 | Weekend | Sunday | 0.73368 | 0.82052 | 0.82886 | 0.90494 | 1 | 0.90494 | 0.90494 | 0.20339 | 0.90494 | 0.73368 | 0.73368 | 0.76339 | 0.71308 | 0.89577 | 0.2545 | 0.22294 | 0.86264 | 0.41693 | 0.33641 | 0.81358 | 0.2983 | 0.92952 | 0.2918 | 0.20339 | 0.26177 | 0.58051 | 0.21147 | 0.79612 | 0.67805 | 0.92218 | 0.25455 | 0.22218 | 0.86525 | 0.38125 | 0.336 | 0.80122 | 0.29875 | 0.97237 | 0.2878 | 0.20339 | 0.26177 | 0.57846 | 0.21147 | 0
Jul | 9 | 21 | Weekend | Sunday | 0.68012 | 0.75012 | 0.79412 | 0.86971 | 1 | 0.86971 | 0.86971 | 0.15281 | 0.86971 | 0.68012 | 0.68012 | 0.6953 | 0.71606 | 0.84964 | 0.22348 | 0.21658 | 0.68922 | 0.41496 | 0.3234 | 0.783 | 0.23159 | 0.72984 | 0.2852 | 0.15281 | 0.21038 | 0.38165 | 0.20618 | 0.76511 | 0.67528 | 0.8048 | 0.22366 | 0.21691 | 0.6876 | 0.36555 | 0.32342 | 0.77689 | 0.23194 | 0.74715 | 0.28272 | 0.15281 | 0.21038 | 0.38166 | 0.20618 | 0
Jul | 9 | 22 | Weekend | Sunday | 0.65364 | 0.69424 | 0.75074 | 0.78304 | 1 | 0.78304 | 0.78304 | 0.15281 | 0.78304 | 0.65364 | 0.65364 | 0.64459 | 0.71766 | 0.65501 | 0.18622 | 0.2099 | 0.52833 | 0.35506 | 0.31341 | 0.79374 | 0.21666 | 0.49977 | 0.28227 | 0.15281 | 0.21038 | 0.47283 | 0.20414 | 0.75829 | 0.6755 | 0.6529 | 0.18628 | 0.20984 | 0.53599 | 0.31543 | 0.31289 | 0.79645 | 0.21673 | 0.51658 | 0.27821 | 0.15281 | 0.21038 | 0.47304 | 0.20414 | 0
Jul | 9 | 23 | Weekend | Sunday | 0.59986 | 0.66972 | 0.73652 | 0.68701 | 1 | 0.68701 | 0.68701 | 0.15618 | 0.68701 | 0.59986 | 0.59986 | 0.36493 | 0.69222 | 0.52363 | 0.19393 | 0.23146 | 0.43355 | 0.44353 | 0.30155 | 0.45673 | 0.13982 | 0.42994 | 0.30079 | 0.15618 | 0.21325 | 0.42171 | 0.20414 | 0.42582 | 0.65045 | 0.55607 | 0.194 | 0.23115 | 0.45215 | 0.38682 | 0.3013 | 0.45514 | 0.13906 | 0.44572 | 0.29748 | 0.15618 | 0.21325 | 0.42192 | 0.20414 | 0
Jul | 10 | 24 | Weekday | Monday | 0.5529 | 0.62726 | 0.669 | 0.60376 | 1 | 0.60376 | 0.60376 | 0.15476 | 0.60376 | 0.5529 | 0.5529 | 0.22175 | 0.69619 | 0.48412 | 0.19294 | 0.23775 | 0.40175 | 0.35206 | 0.30317 | 0.30052 | 0.13038 | 0.40049 | 0.31113 | 0.15476 | 0.21204 | 0.3883 | 0.20414 | 0.26733 | 0.65407 | 0.52551 | 0.193 | 0.23816 | 0.42159 | 0.31608 | 0.30125 | 0.30546 | 0.13009 | 0.41705 | 0.30752 | 0.15476 | 0.21204 | 0.38829 | 0.20414 | 0
Jul | 10 | 1 | Weekday | Monday | 0.5425 | 0.58323 | 0.65741 | 0.5579 | 1 | 0.5579 | 0.5579 | 0.15476 | 0.5579 | 0.5425 | 0.5425 | 0.22195 | 0.69722 | 0.46219 | 0.1904 | 0.23453 | 0.38104 | 0.43499 | 0.30167 | 0.30012 | 0.12749 | 0.37111 | 0.31037 | 0.15476 | 0.21204 | 0.38534 | 0.20414 | 0.26773 | 0.65393 | 0.49944 | 0.1905 | 0.23415 | 0.402 | 0.37584 | 0.30119 | 0.30599 | 0.12719 | 0.38911 | 0.3075 | 0.15476 | 0.21204 | 0.38541 | 0.20414 | 0
Jul | 10 | 2 | Weekday | Monday | 0.52873 | 0.56982 | 0.65066 | 0.52432 | 1 | 0.52432 | 0.52432 | 0.15476 | 0.52432 | 0.52873 | 0.52873 | 0.22186 | 0.69734 | 0.46531 | 0.19805 | 0.23539 | 0.36741 | 0.33168 | 0.30281 | 0.30167 | 0.12276 | 0.36684 | 0.30959 | 0.15476 | 0.21204 | 0.38257 | 0.20414 | 0.26789 | 0.65376 | 0.5032 | 0.19811 | 0.23563 | 0.38754 | 0.29457 | 0.30114 | 0.30616 | 0.12234 | 0.38126 | 0.30596 | 0.15476 | 0.21204 | 0.38288 | 0.20414 | 0
Jul | 10 | 3 | Weekday | Monday | 0.51985 | 0.5694 | 0.65102 | 0.4926 | 1 | 0.4926 | 0.4926 | 0.15476 | 0.4926 | 0.51985 | 0.51985 | 0.22763 | 0.75356 | 0.47603 | 0.19547 | 0.23586 | 0.39946 | 0.55975 | 0.30558 | 0.31164 | 0.12241 | 0.37207 | 0.30787 | 0.15476 | 0.21204 | 0.42528 | 0.20414 | 0.27477 | 0.71619 | 0.49966 | 0.1955 | 0.23584 | 0.41916 | 0.49374 | 0.30487 | 0.31805 | 0.12166 | 0.38816 | 0.30498 | 0.15476 | 0.21204 | 0.42535 | 0.20414 | 0
Jul | 10 | 4 | Weekday | Monday | 0.5215 | 0.57482 | 0.66459 | 0.47467 | 1 | 0.47467 | 0.47467 | 0.089402 | 0.47467 | 0.5215 | 0.5215 | 0.32412 | 0.77583 | 0.55038 | 0.21047 | 0.19272 | 0.44102 | 0.58787 | 0.27136 | 0.39276 | 0.11148 | 0.40275 | 0.23083 | 0.089402 | 0.10896 | 0.39444 | 0.12724 | 0.3713 | 0.70826 | 0.54145 | 0.2104 | 0.19237 | 0.44498 | 0.47342 | 0.26977 | 0.39888 | 0.11124 | 0.41207 | 0.22633 | 0.089402 | 0.10896 | 0.39438 | 0.12724 | 0
Jul | 10 | 5 | Weekday | Monday | 0.50087 | 0.59537 | 0.70905 | 0.49439 | 0.0044583 | 0.49439 | 0.49439 | 0.20614 | 0.49439 | 0.50087 | 0.50087 | 0.57763 | 0.88779 | 0.79761 | 0.58335 | 0.35252 | 0.57956 | 0.74768 | 0.44492 | 0.82526 | 0.62039 | 0.67042 | 0.42451 | 0.20614 | 0.15847 | 0.55846 | 0.22133 | 0.64176 | 0.85966 | 0.7554 | 0.58395 | 0.35263 | 0.53875 | 0.67988 | 0.44484 | 0.83558 | 0.62095 | 0.686 | 0.42198 | 0.20614 | 0.15847 | 0.55279 | 0.22133 | 0
Jul | 10 | 6 | Weekday | Monday | 0.52296 | 0.63775 | 0.77105 | 0.51763 | 0.0044583 | 0.51763 | 0.51763 | 0.30744 | 0.51763 | 0.52296 | 0.52296 | 0.79671 | 0.95673 | 0.98555 | 0.66013 | 0.48056 | 0.66322 | 0.8743 | 0.47083 | 0.87332 | 0.66842 | 0.87247 | 0.47997 | 0.30744 | 0.25993 | 0.62189 | 0.4858 | 0.8334 | 0.94122 | 0.90368 | 0.65999 | 0.48083 | 0.62276 | 0.82699 | 0.46756 | 0.86 | 0.66674 | 0.89014 | 0.47585 | 0.30744 | 0.25993 | 0.60882 | 0.4858 | 0
Jul | 10 | 7 | Weekday | Monday | 0.60102 | 0.70648 | 0.82191 | 0.54888 | 0.0044583 | 0.54888 | 0.54888 | 0.51691 | 0.54888 | 0.60102 | 0.60102 | 0.85329 | 0.98078 | 0.87216 | 1 | 0.94479 | 0.66497 | 0.92516 | 0.78857 | 0.73001 | 0.85901 | 0.82335 | 0.92836 | 0.51691 | 0.46835 | 0.83793 | 0.74012 | 0.86956 | 0.97092 | 0.82565 | 1 | 0.94505 | 0.62779 | 0.88887 | 0.78768 | 0.71492 | 0.85719 | 0.8152 | 0.92753 | 0.51691 | 0.46835 | 0.83313 | 0.74012 | 0
Jul | 10 | 8 | Weekday | Monday | 0.70019 | 0.76238 | 0.85726 | 0.60145 | 0.0044583 | 0.60145 | 0.60145 | 0.78911 | 0.60145 | 0.70019 | 0.70019 | 0.71398 | 0.99645 | 0.77299 | 0.98653 | 0.92643 | 0.62636 | 0.9784 | 0.82809 | 0.73759 | 0.91033 | 0.79884 | 0.95638 | 0.78911 | 0.75416 | 0.93562 | 0.90742 | 0.7438 | 0.99074 | 0.76238 | 0.9864 | 0.92654 | 0.59636 | 0.95871 | 0.82776 | 0.72844 | 0.90965 | 0.79404 | 0.95461 | 0.78911 | 0.75416 | 0.93518 | 0.90742 | 0
Jul | 10 | 9 | Weekday | Monday | 0.80888 | 0.8208 | 0.88258 | 0.64582 | 0.0044583 | 0.64582 | 0.64582 | 0.87429 | 0.64582 | 0.80888 | 0.80888 | 0.90068 | 1 | 0.65535 | 0.95653 | 0.93074 | 0.59794 | 0.98846 | 0.88285 | 0.91973 | 0.94366 | 0.64017 | 0.97264 | 0.87429 | 0.85057 | 0.93373 | 0.93116 | 0.90283 | 0.99667 | 0.65555 | 0.9562 | 0.9313 | 0.57256 | 0.97517 | 0.88231 | 0.91742 | 0.94376 | 0.6308 | 0.97097 | 0.87429 | 0.85057 | 0.93405 | 0.93116 | 0
Jul | 10 | 10 | Weekday | Monday | 0.89153 | 0.88268 | 0.90301 | 0.70588 | 0.0044583 | 0.70588 | 0.70588 | 0.92776 | 0.70588 | 0.89153 | 0.89153 | 0.95499 | 0.99963 | 0.63112 | 0.95938 | 0.95715 | 0.61425 | 0.99274 | 0.92348 | 0.99786 | 0.98718 | 0.64169 | 0.98255 | 0.92776 | 0.91416 | 1 | 0.95576 | 0.96707 | 0.99919 | 0.65772 | 0.9586 | 0.95683 | 0.60179 | 0.98631 | 0.92289 | 0.99445 | 0.98673 | 0.63788 | 0.9802 | 0.92776 | 0.91416 | 1 | 0.95576 | 0
Jul | 10 | 11 | Weekday | Monday | 0.93274 | 0.92628 | 0.91368 | 0.76109 | 0.0044583 | 0.76109 | 0.76109 | 0.96195 | 0.76109 | 0.93274 | 0.93274 | 0.97535 | 0.9708 | 0.62853 | 0.93778 | 0.95307 | 0.62082 | 0.96026 | 0.95691 | 1 | 0.99069 | 0.65279 | 0.93773 | 0.96195 | 0.95492 | 0.98578 | 0.88604 | 1 | 0.97178 | 0.65662 | 0.93632 | 0.95185 | 0.61512 | 0.95441 | 0.95673 | 1 | 0.99004 | 0.64769 | 0.93473 | 0.96195 | 0.95492 | 0.98564 | 0.88604 | 0
Jul | 10 | 12 | Weekday | Monday | 0.93237 | 0.94033 | 0.91398 | 0.81387 | 0.0044583 | 0.81387 | 0.81387 | 0.97843 | 0.81387 | 0.93237 | 0.93237 | 0.81416 | 0.99277 | 0.61042 | 0.96658 | 0.99047 | 0.62341 | 0.995 | 0.97167 | 0.98702 | 0.99482 | 0.65997 | 0.99194 | 0.97843 | 0.97613 | 0.99694 | 0.98403 | 0.83944 | 0.99478 | 0.63618 | 0.96536 | 0.9899 | 0.62263 | 0.99452 | 0.97177 | 0.98908 | 0.99434 | 0.6573 | 0.98928 | 0.97843 | 0.97613 | 0.99697 | 0.98403 | 0
Jul | 10 | 13 | Weekday | Monday | 0.92199 | 0.95191 | 0.91872 | 0.85292 | 0.0044583 | 0.85292 | 0.85292 | 0.98954 | 0.85292 | 0.92199 | 0.92199 | 0.75197 | 0.99291 | 0.6111 | 0.95476 | 0.97096 | 0.62744 | 1 | 0.9997 | 0.79848 | 1 | 0.66697 | 0.99738 | 0.98954 | 0.98937 | 0.9757 | 0.99556 | 0.80726 | 0.99644 | 0.63786 | 0.95481 | 0.97129 | 0.63168 | 1 | 0.99997 | 0.79862 | 1 | 0.66214 | 0.99549 | 0.98954 | 0.98937 | 0.97576 | 0.99556 | 0
Jul | 10 | 14 | Weekday | Monday | 0.90658 | 0.95856 | 0.91124 | 0.88552 | 0.0044583 | 0.88552 | 0.88552 | 1 | 0.88552 | 0.90658 | 0.90658 | 0.76831 | 0.9912 | 0.61223 | 0.95886 | 0.97684 | 0.66575 | 0.97154 | 1 | 0.78221 | 0.99047 | 0.66041 | 1 | 1 | 1 | 0.9607 | 1 | 0.7861 | 0.99697 | 0.63846 | 0.95888 | 0.97766 | 0.66757 | 0.98156 | 1 | 0.78252 | 0.99021 | 0.65915 | 1 | 1 | 1 | 0.96088 | 1 | 0
Jul | 10 | 15 | Weekday | Monday | 0.86846 | 0.95722 | 0.89437 | 0.9212 | 0.0044583 | 0.9212 | 0.9212 | 0.98359 | 0.9212 | 0.86846 | 0.86846 | 0.94713 | 0.99266 | 0.64699 | 0.98685 | 1 | 0.81338 | 0.96677 | 0.98242 | 0.7701 | 0.96941 | 0.6575 | 0.99619 | 0.98359 | 0.98118 | 0.9516 | 0.98938 | 0.93217 | 1 | 0.70154 | 0.98635 | 1 | 0.81787 | 0.97359 | 0.98236 | 0.76993 | 0.96931 | 0.68755 | 0.9943 | 0.98359 | 0.98118 | 0.95188 | 0.98938 | 0
Jul | 10 | 16 | Weekday | Monday | 0.82444 | 0.93521 | 0.87444 | 0.96472 | 0.0044583 | 0.96472 | 0.96472 | 0.94726 | 0.96472 | 0.82444 | 0.82444 | 0.96722 | 0.98962 | 0.7443 | 0.91473 | 0.90932 | 0.936 | 0.94734 | 0.81541 | 0.94121 | 0.91703 | 0.75161 | 0.66682 | 0.94726 | 0.93825 | 0.93668 | 0.30136 | 0.94733 | 0.99762 | 0.78157 | 0.91517 | 0.91025 | 0.93367 | 0.94976 | 0.81477 | 0.93922 | 0.91769 | 0.7855 | 0.66321 | 0.94726 | 0.93825 | 0.9367 | 0.30136 | 0
Jul | 10 | 17 | Weekday | Monday | 0.78253 | 0.89752 | 0.85198 | 0.9988 | 0.0044583 | 0.9988 | 0.9988 | 0.74543 | 0.9988 | 0.78253 | 0.78253 | 1 | 0.81378 | 0.91024 | 0.79034 | 0.61836 | 0.99108 | 0.61857 | 0.66846 | 0.94589 | 0.84155 | 0.81803 | 0.52961 | 0.74543 | 0.71961 | 0.9122 | 0.11056 | 0.97324 | 0.80889 | 0.89872 | 0.79069 | 0.61866 | 0.98179 | 0.59923 | 0.6639 | 0.93587 | 0.84063 | 0.84645 | 0.5272 | 0.74543 | 0.71961 | 0.91242 | 0.11056 | 0
Jul | 10 | 18 | Weekday | Monday | 0.73902 | 0.85719 | 0.82681 | 0.98303 | 0.0044583 | 0.98303 | 0.98303 | 0.67103 | 0.98303 | 0.73902 | 0.73902 | 0.81214 | 0.81947 | 0.88687 | 0.77581 | 0.58322 | 0.95425 | 0.61259 | 0.668 | 0.94374 | 0.83093 | 0.83817 | 0.51273 | 0.67103 | 0.63827 | 0.86916 | 0.10238 | 0.80933 | 0.80963 | 0.91296 | 0.77659 | 0.58355 | 0.94589 | 0.58656 | 0.66 | 0.93055 | 0.82963 | 0.87191 | 0.50945 | 0.67103 | 0.63827 | 0.86922 | 0.10238 | 0
Jul | 10 | 19 | Weekday | Monday | 0.72339 | 0.83528 | 0.80656 | 0.93022 | 1 | 0.93022 | 0.93022 | 0.68558 | 0.93022 | 0.72339 | 0.72339 | 0.83806 | 0.75351 | 0.95917 | 0.71432 | 0.54629 | 1 | 0.60223 | 0.53158 | 0.82491 | 0.73417 | 0.95738 | 0.58784 | 0.68558 | 0.69763 | 0.81569 | 0.19432 | 0.85391 | 0.72827 | 1 | 0.71482 | 0.54655 | 1 | 0.55926 | 0.5245 | 0.81466 | 0.73285 | 1 | 0.58561 | 0.68558 | 0.69763 | 0.8156 | 0.19432 | 0
Jul | 10 | 20 | Weekday | Monday | 0.71611 | 0.79889 | 0.78611 | 0.89152 | 1 | 0.89152 | 0.89152 | 0.29069 | 0.89152 | 0.71611 | 0.71611 | 0.77934 | 0.73083 | 0.96936 | 0.70152 | 0.54275 | 0.87678 | 0.43319 | 0.30972 | 0.82084 | 0.17075 | 0.92438 | 0.59423 | 0.29069 | 0.34051 | 0.60197 | 0.20414 | 0.81498 | 0.70176 | 0.95123 | 0.70216 | 0.54332 | 0.88037 | 0.40544 | 0.30204 | 0.80737 | 0.16869 | 0.95628 | 0.59204 | 0.29069 | 0.34051 | 0.60238 | 0.20414 | 0
Jul | 10 | 21 | Weekday | Monday | 0.66727 | 0.7343 | 0.75528 | 0.85824 | 1 | 0.85824 | 0.85824 | 0.15476 | 0.85824 | 0.66727 | 0.66727 | 0.71345 | 0.69054 | 0.8101 | 0.22829 | 0.24925 | 0.71089 | 0.44046 | 0.30539 | 0.79476 | 0.17411 | 0.69251 | 0.32371 | 0.15476 | 0.21204 | 0.40041 | 0.20414 | 0.78296 | 0.6546 | 0.80475 | 0.22844 | 0.24953 | 0.7107 | 0.39183 | 0.30132 | 0.78756 | 0.17294 | 0.71556 | 0.32017 | 0.15476 | 0.21204 | 0.40007 | 0.20414 | 0
Jul | 10 | 22 | Weekday | Monday | 0.64114 | 0.68245 | 0.71767 | 0.77593 | 1 | 0.77593 | 0.77593 | 0.15476 | 0.77593 | 0.64114 | 0.64114 | 0.65102 | 0.69472 | 0.63049 | 0.21416 | 0.2385 | 0.55185 | 0.35409 | 0.30833 | 0.80378 | 0.15123 | 0.48841 | 0.30671 | 0.15476 | 0.21204 | 0.49002 | 0.20414 | 0.76744 | 0.65698 | 0.65621 | 0.2143 | 0.23839 | 0.561 | 0.32135 | 0.30572 | 0.80568 | 0.15058 | 0.50801 | 0.30344 | 0.15476 | 0.21204 | 0.4904 | 0.20414 | 0
Jul | 10 | 23 | Weekday | Monday | 0.58873 | 0.66177 | 0.69822 | 0.67765 | 1 | 0.67765 | 0.67765 | 0.15618 | 0.67765 | 0.58873 | 0.58873 | 0.36493 | 0.69222 | 0.52363 | 0.19393 | 0.23146 | 0.43355 | 0.44353 | 0.30155 | 0.45673 | 0.13982 | 0.42994 | 0.30079 | 0.15618 | 0.21325 | 0.42171 | 0.20414 | 0.42582 | 0.65045 | 0.55607 | 0.194 | 0.23115 | 0.45215 | 0.38682 | 0.3013 | 0.45514 | 0.13906 | 0.44572 | 0.29748 | 0.15618 | 0.21325 | 0.42192 | 0.20414 | 0
Jul | 11 | 24 | Weekday | Tuesday | 0.5529 | 0.62726 | 0.669 | 0.60376 | 1 | 0.60376 | 0.60376 | 0.15476 | 0.60376 | 0.5529 | 0.5529 | 0.22175 | 0.69619 | 0.48412 | 0.19294 | 0.23775 | 0.40175 | 0.35206 | 0.30317 | 0.30052 | 0.13038 | 0.40049 | 0.31113 | 0.15476 | 0.21204 | 0.3883 | 0.20414 | 0.26733 | 0.65407 | 0.52551 | 0.193 | 0.23816 | 0.42159 | 0.31608 | 0.30125 | 0.30546 | 0.13009 | 0.41705 | 0.30752 | 0.15476 | 0.21204 | 0.38829 | 0.20414 | 0
Jul | 11 | 1 | Weekday | Tuesday | 0.5425 | 0.58323 | 0.65741 | 0.5579 | 1 | 0.5579 | 0.5579 | 0.15476 | 0.5579 | 0.5425 | 0.5425 | 0.22195 | 0.69722 | 0.46219 | 0.1904 | 0.23453 | 0.38104 | 0.43499 | 0.30167 | 0.30012 | 0.12749 | 0.37111 | 0.31037 | 0.15476 | 0.21204 | 0.38534 | 0.20414 | 0.26773 | 0.65393 | 0.49944 | 0.1905 | 0.23415 | 0.402 | 0.37584 | 0.30119 | 0.30599 | 0.12719 | 0.38911 | 0.3075 | 0.15476 | 0.21204 | 0.38541 | 0.20414 | 0
Jul | 11 | 2 | Weekday | Tuesday | 0.52873 | 0.56982 | 0.65066 | 0.52432 | 1 | 0.52432 | 0.52432 | 0.15476 | 0.52432 | 0.52873 | 0.52873 | 0.22186 | 0.69734 | 0.46531 | 0.19805 | 0.23539 | 0.36741 | 0.33168 | 0.30281 | 0.30167 | 0.12276 | 0.36684 | 0.30959 | 0.15476 | 0.21204 | 0.38257 | 0.20414 | 0.26789 | 0.65376 | 0.5032 | 0.19811 | 0.23563 | 0.38754 | 0.29457 | 0.30114 | 0.30616 | 0.12234 | 0.38126 | 0.30596 | 0.15476 | 0.21204 | 0.38288 | 0.20414 | 0
Jul | 11 | 3 | Weekday | Tuesday | 0.51985 | 0.5694 | 0.65102 | 0.4926 | 1 | 0.4926 | 0.4926 | 0.15476 | 0.4926 | 0.51985 | 0.51985 | 0.22763 | 0.75356 | 0.47603 | 0.19547 | 0.23586 | 0.39946 | 0.55975 | 0.30558 | 0.31164 | 0.12241 | 0.37207 | 0.30787 | 0.15476 | 0.21204 | 0.42528 | 0.20414 | 0.27477 | 0.71619 | 0.49966 | 0.1955 | 0.23584 | 0.41916 | 0.49374 | 0.30487 | 0.31805 | 0.12166 | 0.38816 | 0.30498 | 0.15476 | 0.21204 | 0.42535 | 0.20414 | 0
Jul | 11 | 4 | Weekday | Tuesday | 0.5215 | 0.57482 | 0.66459 | 0.47467 | 1 | 0.47467 | 0.47467 | 0.089402 | 0.47467 | 0.5215 | 0.5215 | 0.32412 | 0.77583 | 0.55038 | 0.21047 | 0.19272 | 0.44102 | 0.58787 | 0.27136 | 0.39276 | 0.11148 | 0.40275 | 0.23083 | 0.089402 | 0.10896 | 0.39444 | 0.12724 | 0.3713 | 0.70826 | 0.54145 | 0.2104 | 0.19237 | 0.44498 | 0.47342 | 0.26977 | 0.39888 | 0.11124 | 0.41207 | 0.22633 | 0.089402 | 0.10896 | 0.39438 | 0.12724 | 0
Jul | 11 | 5 | Weekday | Tuesday | 0.50087 | 0.59537 | 0.70905 | 0.49439 | 0.0044583 | 0.49439 | 0.49439 | 0.20614 | 0.49439 | 0.50087 | 0.50087 | 0.57763 | 0.88779 | 0.79761 | 0.58335 | 0.35252 | 0.57956 | 0.74768 | 0.44492 | 0.82526 | 0.62039 | 0.67042 | 0.42451 | 0.20614 | 0.15847 | 0.55846 | 0.22133 | 0.64176 | 0.85966 | 0.7554 | 0.58395 | 0.35263 | 0.53875 | 0.67988 | 0.44484 | 0.83558 | 0.62095 | 0.686 | 0.42198 | 0.20614 | 0.15847 | 0.55279 | 0.22133 | 0
Jul | 11 | 6 | Weekday | Tuesday | 0.52296 | 0.63775 | 0.77105 | 0.51763 | 0.0044583 | 0.51763 | 0.51763 | 0.30744 | 0.51763 | 0.52296 | 0.52296 | 0.79671 | 0.95673 | 0.98555 | 0.66013 | 0.48056 | 0.66322 | 0.8743 | 0.47083 | 0.87332 | 0.66842 | 0.87247 | 0.47997 | 0.30744 | 0.25993 | 0.62189 | 0.4858 | 0.8334 | 0.94122 | 0.90368 | 0.65999 | 0.48083 | 0.62276 | 0.82699 | 0.46756 | 0.86 | 0.66674 | 0.89014 | 0.47585 | 0.30744 | 0.25993 | 0.60882 | 0.4858 | 0
Jul | 11 | 7 | Weekday | Tuesday | 0.60102 | 0.70648 | 0.82191 | 0.54888 | 0.0044583 | 0.54888 | 0.54888 | 0.51691 | 0.54888 | 0.60102 | 0.60102 | 0.85329 | 0.98078 | 0.87216 | 1 | 0.94479 | 0.66497 | 0.92516 | 0.78857 | 0.73001 | 0.85901 | 0.82335 | 0.92836 | 0.51691 | 0.46835 | 0.83793 | 0.74012 | 0.86956 | 0.97092 | 0.82565 | 1 | 0.94505 | 0.62779 | 0.88887 | 0.78768 | 0.71492 | 0.85719 | 0.8152 | 0.92753 | 0.51691 | 0.46835 | 0.83313 | 0.74012 | 0
Jul | 11 | 8 | Weekday | Tuesday | 0.70019 | 0.76238 | 0.85726 | 0.60145 | 0.0044583 | 0.60145 | 0.60145 | 0.78911 | 0.60145 | 0.70019 | 0.70019 | 0.71398 | 0.99645 | 0.77299 | 0.98653 | 0.92643 | 0.62636 | 0.9784 | 0.82809 | 0.73759 | 0.91033 | 0.79884 | 0.95638 | 0.78911 | 0.75416 | 0.93562 | 0.90742 | 0.7438 | 0.99074 | 0.76238 | 0.9864 | 0.92654 | 0.59636 | 0.95871 | 0.82776 | 0.72844 | 0.90965 | 0.79404 | 0.95461 | 0.78911 | 0.75416 | 0.93518 | 0.90742 | 0
Jul | 11 | 9 | Weekday | Tuesday | 0.80888 | 0.8208 | 0.88258 | 0.64582 | 0.0044583 | 0.64582 | 0.64582 | 0.87429 | 0.64582 | 0.80888 | 0.80888 | 0.90068 | 1 | 0.65535 | 0.95653 | 0.93074 | 0.59794 | 0.98846 | 0.88285 | 0.91973 | 0.94366 | 0.64017 | 0.97264 | 0.87429 | 0.85057 | 0.93373 | 0.93116 | 0.90283 | 0.99667 | 0.65555 | 0.9562 | 0.9313 | 0.57256 | 0.97517 | 0.88231 | 0.91742 | 0.94376 | 0.6308 | 0.97097 | 0.87429 | 0.85057 | 0.93405 | 0.93116 | 0
Jul | 11 | 10 | Weekday | Tuesday | 0.89153 | 0.88268 | 0.90301 | 0.70588 | 0.0044583 | 0.70588 | 0.70588 | 0.92776 | 0.70588 | 0.89153 | 0.89153 | 0.95499 | 0.99963 | 0.63112 | 0.95938 | 0.95715 | 0.61425 | 0.99274 | 0.92348 | 0.99786 | 0.98718 | 0.64169 | 0.98255 | 0.92776 | 0.91416 | 1 | 0.95576 | 0.96707 | 0.99919 | 0.65772 | 0.9586 | 0.95683 | 0.60179 | 0.98631 | 0.92289 | 0.99445 | 0.98673 | 0.63788 | 0.9802 | 0.92776 | 0.91416 | 1 | 0.95576 | 0
Jul | 11 | 11 | Weekday | Tuesday | 0.93274 | 0.92628 | 0.91368 | 0.76109 | 0.0044583 | 0.76109 | 0.76109 | 0.96195 | 0.76109 | 0.93274 | 0.93274 | 0.97535 | 0.9708 | 0.62853 | 0.93778 | 0.95307 | 0.62082 | 0.96026 | 0.95691 | 1 | 0.99069 | 0.65279 | 0.93773 | 0.96195 | 0.95492 | 0.98578 | 0.88604 | 1 | 0.97178 | 0.65662 | 0.93632 | 0.95185 | 0.61512 | 0.95441 | 0.95673 | 1 | 0.99004 | 0.64769 | 0.93473 | 0.96195 | 0.95492 | 0.98564 | 0.88604 | 0
Jul | 11 | 12 | Weekday | Tuesday | 0.93237 | 0.94033 | 0.91398 | 0.81387 | 0.0044583 | 0.81387 | 0.81387 | 0.97843 | 0.81387 | 0.93237 | 0.93237 | 0.81416 | 0.99277 | 0.61042 | 0.96658 | 0.99047 | 0.62341 | 0.995 | 0.97167 | 0.98702 | 0.99482 | 0.65997 | 0.99194 | 0.97843 | 0.97613 | 0.99694 | 0.98403 | 0.83944 | 0.99478 | 0.63618 | 0.96536 | 0.9899 | 0.62263 | 0.99452 | 0.97177 | 0.98908 | 0.99434 | 0.6573 | 0.98928 | 0.97843 | 0.97613 | 0.99697 | 0.98403 | 0
Jul | 11 | 13 | Weekday | Tuesday | 0.92199 | 0.95191 | 0.91872 | 0.85292 | 0.0044583 | 0.85292 | 0.85292 | 0.98954 | 0.85292 | 0.92199 | 0.92199 | 0.75197 | 0.99291 | 0.6111 | 0.95476 | 0.97096 | 0.62744 | 1 | 0.9997 | 0.79848 | 1 | 0.66697 | 0.99738 | 0.98954 | 0.98937 | 0.9757 | 0.99556 | 0.80726 | 0.99644 | 0.63786 | 0.95481 | 0.97129 | 0.63168 | 1 | 0.99997 | 0.79862 | 1 | 0.66214 | 0.99549 | 0.98954 | 0.98937 | 0.97576 | 0.99556 | 0
Jul | 11 | 14 | Weekday | Tuesday | 0.90658 | 0.95856 | 0.91124 | 0.88552 | 0.0044583 | 0.88552 | 0.88552 | 1 | 0.88552 | 0.90658 | 0.90658 | 0.76831 | 0.9912 | 0.61223 | 0.95886 | 0.97684 | 0.66575 | 0.97154 | 1 | 0.78221 | 0.99047 | 0.66041 | 1 | 1 | 1 | 0.9607 | 1 | 0.7861 | 0.99697 | 0.63846 | 0.95888 | 0.97766 | 0.66757 | 0.98156 | 1 | 0.78252 | 0.99021 | 0.65915 | 1 | 1 | 1 | 0.96088 | 1 | 0
Jul | 11 | 15 | Weekday | Tuesday | 0.86846 | 0.95722 | 0.89437 | 0.9212 | 0.0044583 | 0.9212 | 0.9212 | 0.98359 | 0.9212 | 0.86846 | 0.86846 | 0.94713 | 0.99266 | 0.64699 | 0.98685 | 1 | 0.81338 | 0.96677 | 0.98242 | 0.7701 | 0.96941 | 0.6575 | 0.99619 | 0.98359 | 0.98118 | 0.9516 | 0.98938 | 0.93217 | 1 | 0.70154 | 0.98635 | 1 | 0.81787 | 0.97359 | 0.98236 | 0.76993 | 0.96931 | 0.68755 | 0.9943 | 0.98359 | 0.98118 | 0.95188 | 0.98938 | 0
Jul | 11 | 16 | Weekday | Tuesday | 0.82444 | 0.93521 | 0.87444 | 0.96472 | 0.0044583 | 0.96472 | 0.96472 | 0.94726 | 0.96472 | 0.82444 | 0.82444 | 0.96722 | 0.98962 | 0.7443 | 0.91473 | 0.90932 | 0.936 | 0.94734 | 0.81541 | 0.94121 | 0.91703 | 0.75161 | 0.66682 | 0.94726 | 0.93825 | 0.93668 | 0.30136 | 0.94733 | 0.99762 | 0.78157 | 0.91517 | 0.91025 | 0.93367 | 0.94976 | 0.81477 | 0.93922 | 0.91769 | 0.7855 | 0.66321 | 0.94726 | 0.93825 | 0.9367 | 0.30136 | 0
Jul | 11 | 17 | Weekday | Tuesday | 0.78253 | 0.89752 | 0.85198 | 0.9988 | 0.0044583 | 0.9988 | 0.9988 | 0.74543 | 0.9988 | 0.78253 | 0.78253 | 1 | 0.81378 | 0.91024 | 0.79034 | 0.61836 | 0.99108 | 0.61857 | 0.66846 | 0.94589 | 0.84155 | 0.81803 | 0.52961 | 0.74543 | 0.71961 | 0.9122 | 0.11056 | 0.97324 | 0.80889 | 0.89872 | 0.79069 | 0.61866 | 0.98179 | 0.59923 | 0.6639 | 0.93587 | 0.84063 | 0.84645 | 0.5272 | 0.74543 | 0.71961 | 0.91242 | 0.11056 | 0
Jul | 11 | 18 | Weekday | Tuesday | 0.73902 | 0.85719 | 0.82681 | 0.98303 | 0.0044583 | 0.98303 | 0.98303 | 0.67103 | 0.98303 | 0.73902 | 0.73902 | 0.81214 | 0.81947 | 0.88687 | 0.77581 | 0.58322 | 0.95425 | 0.61259 | 0.668 | 0.94374 | 0.83093 | 0.83817 | 0.51273 | 0.67103 | 0.63827 | 0.86916 | 0.10238 | 0.80933 | 0.80963 | 0.91296 | 0.77659 | 0.58355 | 0.94589 | 0.58656 | 0.66 | 0.93055 | 0.82963 | 0.87191 | 0.50945 | 0.67103 | 0.63827 | 0.86922 | 0.10238 | 0
Jul | 11 | 19 | Weekday | Tuesday | 0.72339 | 0.83528 | 0.80656 | 0.93022 | 1 | 0.93022 | 0.93022 | 0.68558 | 0.93022 | 0.72339 | 0.72339 | 0.83806 | 0.75351 | 0.95917 | 0.71432 | 0.54629 | 1 | 0.60223 | 0.53158 | 0.82491 | 0.73417 | 0.95738 | 0.58784 | 0.68558 | 0.69763 | 0.81569 | 0.19432 | 0.85391 | 0.72827 | 1 | 0.71482 | 0.54655 | 1 | 0.55926 | 0.5245 | 0.81466 | 0.73285 | 1 | 0.58561 | 0.68558 | 0.69763 | 0.8156 | 0.19432 | 0
Jul | 11 | 20 | Weekday | Tuesday | 0.71611 | 0.79889 | 0.78611 | 0.89152 | 1 | 0.89152 | 0.89152 | 0.29069 | 0.89152 | 0.71611 | 0.71611 | 0.77934 | 0.73083 | 0.96936 | 0.70152 | 0.54275 | 0.87678 | 0.43319 | 0.30972 | 0.82084 | 0.17075 | 0.92438 | 0.59423 | 0.29069 | 0.34051 | 0.60197 | 0.20414 | 0.81498 | 0.70176 | 0.95123 | 0.70216 | 0.54332 | 0.88037 | 0.40544 | 0.30204 | 0.80737 | 0.16869 | 0.95628 | 0.59204 | 0.29069 | 0.34051 | 0.60238 | 0.20414 | 0
Jul | 11 | 21 | Weekday | Tuesday | 0.66727 | 0.7343 | 0.75528 | 0.85824 | 1 | 0.85824 | 0.85824 | 0.15476 | 0.85824 | 0.66727 | 0.66727 | 0.71345 | 0.69054 | 0.8101 | 0.22829 | 0.24925 | 0.71089 | 0.44046 | 0.30539 | 0.79476 | 0.17411 | 0.69251 | 0.32371 | 0.15476 | 0.21204 | 0.40041 | 0.20414 | 0.78296 | 0.6546 | 0.80475 | 0.22844 | 0.24953 | 0.7107 | 0.39183 | 0.30132 | 0.78756 | 0.17294 | 0.71556 | 0.32017 | 0.15476 | 0.21204 | 0.40007 | 0.20414 | 0
Jul | 11 | 22 | Weekday | Tuesday | 0.64114 | 0.68245 | 0.71767 | 0.77593 | 1 | 0.77593 | 0.77593 | 0.15476 | 0.77593 | 0.64114 | 0.64114 | 0.65102 | 0.69472 | 0.63049 | 0.21416 | 0.2385 | 0.55185 | 0.35409 | 0.30833 | 0.80378 | 0.15123 | 0.48841 | 0.30671 | 0.15476 | 0.21204 | 0.49002 | 0.20414 | 0.76744 | 0.65698 | 0.65621 | 0.2143 | 0.23839 | 0.561 | 0.32135 | 0.30572 | 0.80568 | 0.15058 | 0.50801 | 0.30344 | 0.15476 | 0.21204 | 0.4904 | 0.20414 | 0
Jul | 11 | 23 | Weekday | Tuesday | 0.58873 | 0.66177 | 0.69822 | 0.67765 | 1 | 0.67765 | 0.67765 | 0.15618 | 0.67765 | 0.58873 | 0.58873 | 0.36493 | 0.69222 | 0.52363 | 0.19393 | 0.23146 | 0.43355 | 0.44353 | 0.30155 | 0.45673 | 0.13982 | 0.42994 | 0.30079 | 0.15618 | 0.21325 | 0.42171 | 0.20414 | 0.42582 | 0.65045 | 0.55607 | 0.194 | 0.23115 | 0.45215 | 0.38682 | 0.3013 | 0.45514 | 0.13906 | 0.44572 | 0.29748 | 0.15618 | 0.21325 | 0.42192 | 0.20414 | 0
Jul | 12 | 24 | Weekday | Wednesday | 0.5529 | 0.62726 | 0.669 | 0.60376 | 1 | 0.60376 | 0.60376 | 0.15476 | 0.60376 | 0.5529 | 0.5529 | 0.22175 | 0.69619 | 0.48412 | 0.19294 | 0.23775 | 0.40175 | 0.35206 | 0.30317 | 0.30052 | 0.13038 | 0.40049 | 0.31113 | 0.15476 | 0.21204 | 0.3883 | 0.20414 | 0.26733 | 0.65407 | 0.52551 | 0.193 | 0.23816 | 0.42159 | 0.31608 | 0.30125 | 0.30546 | 0.13009 | 0.41705 | 0.30752 | 0.15476 | 0.21204 | 0.38829 | 0.20414 | 0
Jul | 12 | 1 | Weekday | Wednesday | 0.5425 | 0.58323 | 0.65741 | 0.5579 | 1 | 0.5579 | 0.5579 | 0.15476 | 0.5579 | 0.5425 | 0.5425 | 0.22195 | 0.69722 | 0.46219 | 0.1904 | 0.23453 | 0.38104 | 0.43499 | 0.30167 | 0.30012 | 0.12749 | 0.37111 | 0.31037 | 0.15476 | 0.21204 | 0.38534 | 0.20414 | 0.26773 | 0.65393 | 0.49944 | 0.1905 | 0.23415 | 0.402 | 0.37584 | 0.30119 | 0.30599 | 0.12719 | 0.38911 | 0.3075 | 0.15476 | 0.21204 | 0.38541 | 0.20414 | 0
Jul | 12 | 2 | Weekday | Wednesday | 0.52873 | 0.56982 | 0.65066 | 0.52432 | 1 | 0.52432 | 0.52432 | 0.15476 | 0.52432 | 0.52873 | 0.52873 | 0.22186 | 0.69734 | 0.46531 | 0.19805 | 0.23539 | 0.36741 | 0.33168 | 0.30281 | 0.30167 | 0.12276 | 0.36684 | 0.30959 | 0.15476 | 0.21204 | 0.38257 | 0.20414 | 0.26789 | 0.65376 | 0.5032 | 0.19811 | 0.23563 | 0.38754 | 0.29457 | 0.30114 | 0.30616 | 0.12234 | 0.38126 | 0.30596 | 0.15476 | 0.21204 | 0.38288 | 0.20414 | 0
Jul | 12 | 3 | Weekday | Wednesday | 0.51985 | 0.5694 | 0.65102 | 0.4926 | 1 | 0.4926 | 0.4926 | 0.15476 | 0.4926 | 0.51985 | 0.51985 | 0.22763 | 0.75356 | 0.47603 | 0.19547 | 0.23586 | 0.39946 | 0.55975 | 0.30558 | 0.31164 | 0.12241 | 0.37207 | 0.30787 | 0.15476 | 0.21204 | 0.42528 | 0.20414 | 0.27477 | 0.71619 | 0.49966 | 0.1955 | 0.23584 | 0.41916 | 0.49374 | 0.30487 | 0.31805 | 0.12166 | 0.38816 | 0.30498 | 0.15476 | 0.21204 | 0.42535 | 0.20414 | 0
Jul | 12 | 4 | Weekday | Wednesday | 0.5215 | 0.57482 | 0.66459 | 0.47467 | 1 | 0.47467 | 0.47467 | 0.089402 | 0.47467 | 0.5215 | 0.5215 | 0.32412 | 0.77583 | 0.55038 | 0.21047 | 0.19272 | 0.44102 | 0.58787 | 0.27136 | 0.39276 | 0.11148 | 0.40275 | 0.23083 | 0.089402 | 0.10896 | 0.39444 | 0.12724 | 0.3713 | 0.70826 | 0.54145 | 0.2104 | 0.19237 | 0.44498 | 0.47342 | 0.26977 | 0.39888 | 0.11124 | 0.41207 | 0.22633 | 0.089402 | 0.10896 | 0.39438 | 0.12724 | 0
Jul | 12 | 5 | Weekday | Wednesday | 0.50087 | 0.59537 | 0.70905 | 0.49439 | 0.0044583 | 0.49439 | 0.49439 | 0.20614 | 0.49439 | 0.50087 | 0.50087 | 0.57763 | 0.88779 | 0.79761 | 0.58335 | 0.35252 | 0.57956 | 0.74768 | 0.44492 | 0.82526 | 0.62039 | 0.67042 | 0.42451 | 0.20614 | 0.15847 | 0.55846 | 0.22133 | 0.64176 | 0.85966 | 0.7554 | 0.58395 | 0.35263 | 0.53875 | 0.67988 | 0.44484 | 0.83558 | 0.62095 | 0.686 | 0.42198 | 0.20614 | 0.15847 | 0.55279 | 0.22133 | 0
Jul | 12 | 6 | Weekday | Wednesday | 0.52296 | 0.63775 | 0.77105 | 0.51763 | 0.0044583 | 0.51763 | 0.51763 | 0.30744 | 0.51763 | 0.52296 | 0.52296 | 0.79671 | 0.95673 | 0.98555 | 0.66013 | 0.48056 | 0.66322 | 0.8743 | 0.47083 | 0.87332 | 0.66842 | 0.87247 | 0.47997 | 0.30744 | 0.25993 | 0.62189 | 0.4858 | 0.8334 | 0.94122 | 0.90368 | 0.65999 | 0.48083 | 0.62276 | 0.82699 | 0.46756 | 0.86 | 0.66674 | 0.89014 | 0.47585 | 0.30744 | 0.25993 | 0.60882 | 0.4858 | 0
Jul | 12 | 7 | Weekday | Wednesday | 0.60102 | 0.70648 | 0.82191 | 0.54888 | 0.0044583 | 0.54888 | 0.54888 | 0.51691 | 0.54888 | 0.60102 | 0.60102 | 0.85329 | 0.98078 | 0.87216 | 1 | 0.94479 | 0.66497 | 0.92516 | 0.78857 | 0.73001 | 0.85901 | 0.82335 | 0.92836 | 0.51691 | 0.46835 | 0.83793 | 0.74012 | 0.86956 | 0.97092 | 0.82565 | 1 | 0.94505 | 0.62779 | 0.88887 | 0.78768 | 0.71492 | 0.85719 | 0.8152 | 0.92753 | 0.51691 | 0.46835 | 0.83313 | 0.74012 | 0
Jul | 12 | 8 | Weekday | Wednesday | 0.70019 | 0.76238 | 0.85726 | 0.60145 | 0.0044583 | 0.60145 | 0.60145 | 0.78911 | 0.60145 | 0.70019 | 0.70019 | 0.71398 | 0.99645 | 0.77299 | 0.98653 | 0.92643 | 0.62636 | 0.9784 | 0.82809 | 0.73759 | 0.91033 | 0.79884 | 0.95638 | 0.78911 | 0.75416 | 0.93562 | 0.90742 | 0.7438 | 0.99074 | 0.76238 | 0.9864 | 0.92654 | 0.59636 | 0.95871 | 0.82776 | 0.72844 | 0.90965 | 0.79404 | 0.95461 | 0.78911 | 0.75416 | 0.93518 | 0.90742 | 0
Jul | 12 | 9 | Weekday | Wednesday | 0.80888 | 0.8208 | 0.88258 | 0.64582 | 0.0044583 | 0.64582 | 0.64582 | 0.87429 | 0.64582 | 0.80888 | 0.80888 | 0.90068 | 1 | 0.65535 | 0.95653 | 0.93074 | 0.59794 | 0.98846 | 0.88285 | 0.91973 | 0.94366 | 0.64017 | 0.97264 | 0.87429 | 0.85057 | 0.93373 | 0.93116 | 0.90283 | 0.99667 | 0.65555 | 0.9562 | 0.9313 | 0.57256 | 0.97517 | 0.88231 | 0.91742 | 0.94376 | 0.6308 | 0.97097 | 0.87429 | 0.85057 | 0.93405 | 0.93116 | 0
Jul | 12 | 10 | Weekday | Wednesday | 0.89153 | 0.88268 | 0.90301 | 0.70588 | 0.0044583 | 0.70588 | 0.70588 | 0.92776 | 0.70588 | 0.89153 | 0.89153 | 0.95499 | 0.99963 | 0.63112 | 0.95938 | 0.95715 | 0.61425 | 0.99274 | 0.92348 | 0.99786 | 0.98718 | 0.64169 | 0.98255 | 0.92776 | 0.91416 | 1 | 0.95576 | 0.96707 | 0.99919 | 0.65772 | 0.9586 | 0.95683 | 0.60179 | 0.98631 | 0.92289 | 0.99445 | 0.98673 | 0.63788 | 0.9802 | 0.92776 | 0.91416 | 1 | 0.95576 | 0
Jul | 12 | 11 | Weekday | Wednesday | 0.93274 | 0.92628 | 0.91368 | 0.76109 | 0.0044583 | 0.76109 | 0.76109 | 0.96195 | 0.76109 | 0.93274 | 0.93274 | 0.97535 | 0.9708 | 0.62853 | 0.93778 | 0.95307 | 0.62082 | 0.96026 | 0.95691 | 1 | 0.99069 | 0.65279 | 0.93773 | 0.96195 | 0.95492 | 0.98578 | 0.88604 | 1 | 0.97178 | 0.65662 | 0.93632 | 0.95185 | 0.61512 | 0.95441 | 0.95673 | 1 | 0.99004 | 0.64769 | 0.93473 | 0.96195 | 0.95492 | 0.98564 | 0.88604 | 0
Jul | 12 | 12 | Weekday | Wednesday | 0.93237 | 0.94033 | 0.91398 | 0.81387 | 0.0044583 | 0.81387 | 0.81387 | 0.97843 | 0.81387 | 0.93237 | 0.93237 | 0.81416 | 0.99277 | 0.61042 | 0.96658 | 0.99047 | 0.62341 | 0.995 | 0.97167 | 0.98702 | 0.99482 | 0.65997 | 0.99194 | 0.97843 | 0.97613 | 0.99694 | 0.98403 | 0.83944 | 0.99478 | 0.63618 | 0.96536 | 0.9899 | 0.62263 | 0.99452 | 0.97177 | 0.98908 | 0.99434 | 0.6573 | 0.98928 | 0.97843 | 0.97613 | 0.99697 | 0.98403 | 0
Jul | 12 | 13 | Weekday | Wednesday | 0.92199 | 0.95191 | 0.91872 | 0.85292 | 0.0044583 | 0.85292 | 0.85292 | 0.98954 | 0.85292 | 0.92199 | 0.92199 | 0.75197 | 0.99291 | 0.6111 | 0.95476 | 0.97096 | 0.62744 | 1 | 0.9997 | 0.79848 | 1 | 0.66697 | 0.99738 | 0.98954 | 0.98937 | 0.9757 | 0.99556 | 0.80726 | 0.99644 | 0.63786 | 0.95481 | 0.97129 | 0.63168 | 1 | 0.99997 | 0.79862 | 1 | 0.66214 | 0.99549 | 0.98954 | 0.98937 | 0.97576 | 0.99556 | 0
Jul | 12 | 14 | Weekday | Wednesday | 0.90658 | 0.95856 | 0.91124 | 0.88552 | 0.0044583 | 0.88552 | 0.88552 | 1 | 0.88552 | 0.90658 | 0.90658 | 0.76831 | 0.9912 | 0.61223 | 0.95886 | 0.97684 | 0.66575 | 0.97154 | 1 | 0.78221 | 0.99047 | 0.66041 | 1 | 1 | 1 | 0.9607 | 1 | 0.7861 | 0.99697 | 0.63846 | 0.95888 | 0.97766 | 0.66757 | 0.98156 | 1 | 0.78252 | 0.99021 | 0.65915 | 1 | 1 | 1 | 0.96088 | 1 | 0
Jul | 12 | 15 | Weekday | Wednesday | 0.86846 | 0.95722 | 0.89437 | 0.9212 | 0.0044583 | 0.9212 | 0.9212 | 0.98359 | 0.9212 | 0.86846 | 0.86846 | 0.94713 | 0.99266 | 0.64699 | 0.98685 | 1 | 0.81338 | 0.96677 | 0.98242 | 0.7701 | 0.96941 | 0.6575 | 0.99619 | 0.98359 | 0.98118 | 0.9516 | 0.98938 | 0.93217 | 1 | 0.70154 | 0.98635 | 1 | 0.81787 | 0.97359 | 0.98236 | 0.76993 | 0.96931 | 0.68755 | 0.9943 | 0.98359 | 0.98118 | 0.95188 | 0.98938 | 0
Jul | 12 | 16 | Weekday | Wednesday | 0.82444 | 0.93521 | 0.87444 | 0.96472 | 0.0044583 | 0.96472 | 0.96472 | 0.94726 | 0.96472 | 0.82444 | 0.82444 | 0.96722 | 0.98962 | 0.7443 | 0.91473 | 0.90932 | 0.936 | 0.94734 | 0.81541 | 0.94121 | 0.91703 | 0.75161 | 0.66682 | 0.94726 | 0.93825 | 0.93668 | 0.30136 | 0.94733 | 0.99762 | 0.78157 | 0.91517 | 0.91025 | 0.93367 | 0.94976 | 0.81477 | 0.93922 | 0.91769 | 0.7855 | 0.66321 | 0.94726 | 0.93825 | 0.9367 | 0.30136 | 0
Jul | 12 | 17 | Weekday | Wednesday | 0.78253 | 0.89752 | 0.85198 | 0.9988 | 0.0044583 | 0.9988 | 0.9988 | 0.74543 | 0.9988 | 0.78253 | 0.78253 | 1 | 0.81378 | 0.91024 | 0.79034 | 0.61836 | 0.99108 | 0.61857 | 0.66846 | 0.94589 | 0.84155 | 0.81803 | 0.52961 | 0.74543 | 0.71961 | 0.9122 | 0.11056 | 0.97324 | 0.80889 | 0.89872 | 0.79069 | 0.61866 | 0.98179 | 0.59923 | 0.6639 | 0.93587 | 0.84063 | 0.84645 | 0.5272 | 0.74543 | 0.71961 | 0.91242 | 0.11056 | 0
Jul | 12 | 18 | Weekday | Wednesday | 0.73902 | 0.85719 | 0.82681 | 0.98303 | 0.0044583 | 0.98303 | 0.98303 | 0.67103 | 0.98303 | 0.73902 | 0.73902 | 0.81214 | 0.81947 | 0.88687 | 0.77581 | 0.58322 | 0.95425 | 0.61259 | 0.668 | 0.94374 | 0.83093 | 0.83817 | 0.51273 | 0.67103 | 0.63827 | 0.86916 | 0.10238 | 0.80933 | 0.80963 | 0.91296 | 0.77659 | 0.58355 | 0.94589 | 0.58656 | 0.66 | 0.93055 | 0.82963 | 0.87191 | 0.50945 | 0.67103 | 0.63827 | 0.86922 | 0.10238 | 0
Jul | 12 | 19 | Weekday | Wednesday | 0.72339 | 0.83528 | 0.80656 | 0.93022 | 1 | 0.93022 | 0.93022 | 0.68558 | 0.93022 | 0.72339 | 0.72339 | 0.83806 | 0.75351 | 0.95917 | 0.71432 | 0.54629 | 1 | 0.60223 | 0.53158 | 0.82491 | 0.73417 | 0.95738 | 0.58784 | 0.68558 | 0.69763 | 0.81569 | 0.19432 | 0.85391 | 0.72827 | 1 | 0.71482 | 0.54655 | 1 | 0.55926 | 0.5245 | 0.81466 | 0.73285 | 1 | 0.58561 | 0.68558 | 0.69763 | 0.8156 | 0.19432 | 0
Jul | 12 | 20 | Weekday | Wednesday | 0.71611 | 0.79889 | 0.78611 | 0.89152 | 1 | 0.89152 | 0.89152 | 0.29069 | 0.89152 | 0.71611 | 0.71611 | 0.77934 | 0.73083 | 0.96936 | 0.70152 | 0.54275 | 0.87678 | 0.43319 | 0.30972 | 0.82084 | 0.17075 | 0.92438 | 0.59423 | 0.29069 | 0.34051 | 0.60197 | 0.20414 | 0.81498 | 0.70176 | 0.95123 | 0.70216 | 0.54332 | 0.88037 | 0.40544 | 0.30204 | 0.80737 | 0.16869 | 0.95628 | 0.59204 | 0.29069 | 0.34051 | 0.60238 | 0.20414 | 0
Jul | 12 | 21 | Weekday | Wednesday | 0.66727 | 0.7343 | 0.75528 | 0.85824 | 1 | 0.85824 | 0.85824 | 0.15476 | 0.85824 | 0.66727 | 0.66727 | 0.71345 | 0.69054 | 0.8101 | 0.22829 | 0.24925 | 0.71089 | 0.44046 | 0.30539 | 0.79476 | 0.17411 | 0.69251 | 0.32371 | 0.15476 | 0.21204 | 0.40041 | 0.20414 | 0.78296 | 0.6546 | 0.80475 | 0.22844 | 0.24953 | 0.7107 | 0.39183 | 0.30132 | 0.78756 | 0.17294 | 0.71556 | 0.32017 | 0.15476 | 0.21204 | 0.40007 | 0.20414 | 0
Jul | 12 | 22 | Weekday | Wednesday | 0.64114 | 0.68245 | 0.71767 | 0.77593 | 1 | 0.77593 | 0.77593 | 0.15476 | 0.77593 | 0.64114 | 0.64114 | 0.65102 | 0.69472 | 0.63049 | 0.21416 | 0.2385 | 0.55185 | 0.35409 | 0.30833 | 0.80378 | 0.15123 | 0.48841 | 0.30671 | 0.15476 | 0.21204 | 0.49002 | 0.20414 | 0.76744 | 0.65698 | 0.65621 | 0.2143 | 0.23839 | 0.561 | 0.32135 | 0.30572 | 0.80568 | 0.15058 | 0.50801 | 0.30344 | 0.15476 | 0.21204 | 0.4904 | 0.20414 | 0
Jul | 12 | 23 | Weekday | Wednesday | 0.58873 | 0.66177 | 0.69822 | 0.67765 | 1 | 0.67765 | 0.67765 | 0.15618 | 0.67765 | 0.58873 | 0.58873 | 0.36493 | 0.69222 | 0.52363 | 0.19393 | 0.23146 | 0.43355 | 0.44353 | 0.30155 | 0.45673 | 0.13982 | 0.42994 | 0.30079 | 0.15618 | 0.21325 | 0.42171 | 0.20414 | 0.42582 | 0.65045 | 0.55607 | 0.194 | 0.23115 | 0.45215 | 0.38682 | 0.3013 | 0.45514 | 0.13906 | 0.44572 | 0.29748 | 0.15618 | 0.21325 | 0.42192 | 0.20414 | 0
Jul | 13 | 24 | Weekday | Thursday | 0.5529 | 0.62726 | 0.669 | 0.60376 | 1 | 0.60376 | 0.60376 | 0.15476 | 0.60376 | 0.5529 | 0.5529 | 0.22175 | 0.69619 | 0.48412 | 0.19294 | 0.23775 | 0.40175 | 0.35206 | 0.30317 | 0.30052 | 0.13038 | 0.40049 | 0.31113 | 0.15476 | 0.21204 | 0.3883 | 0.20414 | 0.26733 | 0.65407 | 0.52551 | 0.193 | 0.23816 | 0.42159 | 0.31608 | 0.30125 | 0.30546 | 0.13009 | 0.41705 | 0.30752 | 0.15476 | 0.21204 | 0.38829 | 0.20414 | 0
Jul | 13 | 1 | Weekday | Thursday | 0.5425 | 0.58323 | 0.65741 | 0.5579 | 1 | 0.5579 | 0.5579 | 0.15476 | 0.5579 | 0.5425 | 0.5425 | 0.22195 | 0.69722 | 0.46219 | 0.1904 | 0.23453 | 0.38104 | 0.43499 | 0.30167 | 0.30012 | 0.12749 | 0.37111 | 0.31037 | 0.15476 | 0.21204 | 0.38534 | 0.20414 | 0.26773 | 0.65393 | 0.49944 | 0.1905 | 0.23415 | 0.402 | 0.37584 | 0.30119 | 0.30599 | 0.12719 | 0.38911 | 0.3075 | 0.15476 | 0.21204 | 0.38541 | 0.20414 | 0
Jul | 13 | 2 | Weekday | Thursday | 0.52873 | 0.56982 | 0.65066 | 0.52432 | 1 | 0.52432 | 0.52432 | 0.15476 | 0.52432 | 0.52873 | 0.52873 | 0.22186 | 0.69734 | 0.46531 | 0.19805 | 0.23539 | 0.36741 | 0.33168 | 0.30281 | 0.30167 | 0.12276 | 0.36684 | 0.30959 | 0.15476 | 0.21204 | 0.38257 | 0.20414 | 0.26789 | 0.65376 | 0.5032 | 0.19811 | 0.23563 | 0.38754 | 0.29457 | 0.30114 | 0.30616 | 0.12234 | 0.38126 | 0.30596 | 0.15476 | 0.21204 | 0.38288 | 0.20414 | 0
Jul | 13 | 3 | Weekday | Thursday | 0.51985 | 0.5694 | 0.65102 | 0.4926 | 1 | 0.4926 | 0.4926 | 0.15476 | 0.4926 | 0.51985 | 0.51985 | 0.22763 | 0.75356 | 0.47603 | 0.19547 | 0.23586 | 0.39946 | 0.55975 | 0.30558 | 0.31164 | 0.12241 | 0.37207 | 0.30787 | 0.15476 | 0.21204 | 0.42528 | 0.20414 | 0.27477 | 0.71619 | 0.49966 | 0.1955 | 0.23584 | 0.41916 | 0.49374 | 0.30487 | 0.31805 | 0.12166 | 0.38816 | 0.30498 | 0.15476 | 0.21204 | 0.42535 | 0.20414 | 0
Jul | 13 | 4 | Weekday | Thursday | 0.5215 | 0.57482 | 0.66459 | 0.47467 | 1 | 0.47467 | 0.47467 | 0.089402 | 0.47467 | 0.5215 | 0.5215 | 0.32412 | 0.77583 | 0.55038 | 0.21047 | 0.19272 | 0.44102 | 0.58787 | 0.27136 | 0.39276 | 0.11148 | 0.40275 | 0.23083 | 0.089402 | 0.10896 | 0.39444 | 0.12724 | 0.3713 | 0.70826 | 0.54145 | 0.2104 | 0.19237 | 0.44498 | 0.47342 | 0.26977 | 0.39888 | 0.11124 | 0.41207 | 0.22633 | 0.089402 | 0.10896 | 0.39438 | 0.12724 | 0
Jul | 13 | 5 | Weekday | Thursday | 0.50087 | 0.59537 | 0.70905 | 0.49439 | 0.0044583 | 0.49439 | 0.49439 | 0.20614 | 0.49439 | 0.50087 | 0.50087 | 0.57763 | 0.88779 | 0.79761 | 0.58335 | 0.35252 | 0.57956 | 0.74768 | 0.44492 | 0.82526 | 0.62039 | 0.67042 | 0.42451 | 0.20614 | 0.15847 | 0.55846 | 0.22133 | 0.64176 | 0.85966 | 0.7554 | 0.58395 | 0.35263 | 0.53875 | 0.67988 | 0.44484 | 0.83558 | 0.62095 | 0.686 | 0.42198 | 0.20614 | 0.15847 | 0.55279 | 0.22133 | 0
Jul | 13 | 6 | Weekday | Thursday | 0.52296 | 0.63775 | 0.77105 | 0.51763 | 0.0044583 | 0.51763 | 0.51763 | 0.30744 | 0.51763 | 0.52296 | 0.52296 | 0.79671 | 0.95673 | 0.98555 | 0.66013 | 0.48056 | 0.66322 | 0.8743 | 0.47083 | 0.87332 | 0.66842 | 0.87247 | 0.47997 | 0.30744 | 0.25993 | 0.62189 | 0.4858 | 0.8334 | 0.94122 | 0.90368 | 0.65999 | 0.48083 | 0.62276 | 0.82699 | 0.46756 | 0.86 | 0.66674 | 0.89014 | 0.47585 | 0.30744 | 0.25993 | 0.60882 | 0.4858 | 0
Jul | 13 | 7 | Weekday | Thursday | 0.60102 | 0.70648 | 0.82191 | 0.54888 | 0.0044583 | 0.54888 | 0.54888 | 0.51691 | 0.54888 | 0.60102 | 0.60102 | 0.85329 | 0.98078 | 0.87216 | 1 | 0.94479 | 0.66497 | 0.92516 | 0.78857 | 0.73001 | 0.85901 | 0.82335 | 0.92836 | 0.51691 | 0.46835 | 0.83793 | 0.74012 | 0.86956 | 0.97092 | 0.82565 | 1 | 0.94505 | 0.62779 | 0.88887 | 0.78768 | 0.71492 | 0.85719 | 0.8152 | 0.92753 | 0.51691 | 0.46835 | 0.83313 | 0.74012 | 0
Jul | 13 | 8 | Weekday | Thursday | 0.70019 | 0.76238 | 0.85726 | 0.60145 | 0.0044583 | 0.60145 | 0.60145 | 0.78911 | 0.60145 | 0.70019 | 0.70019 | 0.71398 | 0.99645 | 0.77299 | 0.98653 | 0.92643 | 0.62636 | 0.9784 | 0.82809 | 0.73759 | 0.91033 | 0.79884 | 0.95638 | 0.78911 | 0.75416 | 0.93562 | 0.90742 | 0.7438 | 0.99074 | 0.76238 | 0.9864 | 0.92654 | 0.59636 | 0.95871 | 0.82776 | 0.72844 | 0.90965 | 0.79404 | 0.95461 | 0.78911 | 0.75416 | 0.93518 | 0.90742 | 0
Jul | 13 | 9 | Weekday | Thursday | 0.80888 | 0.8208 | 0.88258 | 0.64582 | 0.0044583 | 0.64582 | 0.64582 | 0.87429 | 0.64582 | 0.80888 | 0.80888 | 0.90068 | 1 | 0.65535 | 0.95653 | 0.93074 | 0.59794 | 0.98846 | 0.88285 | 0.91973 | 0.94366 | 0.64017 | 0.97264 | 0.87429 | 0.85057 | 0.93373 | 0.93116 | 0.90283 | 0.99667 | 0.65555 | 0.9562 | 0.9313 | 0.57256 | 0.97517 | 0.88231 | 0.91742 | 0.94376 | 0.6308 | 0.97097 | 0.87429 | 0.85057 | 0.93405 | 0.93116 | 0
Jul | 13 | 10 | Weekday | Thursday | 0.89153 | 0.88268 | 0.90301 | 0.70588 | 0.0044583 | 0.70588 | 0.70588 | 0.92776 | 0.70588 | 0.89153 | 0.89153 | 0.95499 | 0.99963 | 0.63112 | 0.95938 | 0.95715 | 0.61425 | 0.99274 | 0.92348 | 0.99786 | 0.98718 | 0.64169 | 0.98255 | 0.92776 | 0.91416 | 1 | 0.95576 | 0.96707 | 0.99919 | 0.65772 | 0.9586 | 0.95683 | 0.60179 | 0.98631 | 0.92289 | 0.99445 | 0.98673 | 0.63788 | 0.9802 | 0.92776 | 0.91416 | 1 | 0.95576 | 0
Jul | 13 | 11 | Weekday | Thursday | 0.93274 | 0.92628 | 0.91368 | 0.76109 | 0.0044583 | 0.76109 | 0.76109 | 0.96195 | 0.76109 | 0.93274 | 0.93274 | 0.97535 | 0.9708 | 0.62853 | 0.93778 | 0.95307 | 0.62082 | 0.96026 | 0.95691 | 1 | 0.99069 | 0.65279 | 0.93773 | 0.96195 | 0.95492 | 0.98578 | 0.88604 | 1 | 0.97178 | 0.65662 | 0.93632 | 0.95185 | 0.61512 | 0.95441 | 0.95673 | 1 | 0.99004 | 0.64769 | 0.93473 | 0.96195 | 0.95492 | 0.98564 | 0.88604 | 0
Jul | 13 | 12 | Weekday | Thursday | 0.93237 | 0.94033 | 0.91398 | 0.81387 | 0.0044583 | 0.81387 | 0.81387 | 0.97843 | 0.81387 | 0.93237 | 0.93237 | 0.81416 | 0.99277 | 0.61042 | 0.96658 | 0.99047 | 0.62341 | 0.995 | 0.97167 | 0.98702 | 0.99482 | 0.65997 | 0.99194 | 0.97843 | 0.97613 | 0.99694 | 0.98403 | 0.83944 | 0.99478 | 0.63618 | 0.96536 | 0.9899 | 0.62263 | 0.99452 | 0.97177 | 0.98908 | 0.99434 | 0.6573 | 0.98928 | 0.97843 | 0.97613 | 0.99697 | 0.98403 | 0
Jul | 13 | 13 | Weekday | Thursday | 0.92199 | 0.95191 | 0.91872 | 0.85292 | 0.0044583 | 0.85292 | 0.85292 | 0.98954 | 0.85292 | 0.92199 | 0.92199 | 0.75197 | 0.99291 | 0.6111 | 0.95476 | 0.97096 | 0.62744 | 1 | 0.9997 | 0.79848 | 1 | 0.66697 | 0.99738 | 0.98954 | 0.98937 | 0.9757 | 0.99556 | 0.80726 | 0.99644 | 0.63786 | 0.95481 | 0.97129 | 0.63168 | 1 | 0.99997 | 0.79862 | 1 | 0.66214 | 0.99549 | 0.98954 | 0.98937 | 0.97576 | 0.99556 | 0
Jul | 13 | 14 | Weekday | Thursday | 0.90658 | 0.95856 | 0.91124 | 0.88552 | 0.0044583 | 0.88552 | 0.88552 | 1 | 0.88552 | 0.90658 | 0.90658 | 0.76831 | 0.9912 | 0.61223 | 0.95886 | 0.97684 | 0.66575 | 0.97154 | 1 | 0.78221 | 0.99047 | 0.66041 | 1 | 1 | 1 | 0.9607 | 1 | 0.7861 | 0.99697 | 0.63846 | 0.95888 | 0.97766 | 0.66757 | 0.98156 | 1 | 0.78252 | 0.99021 | 0.65915 | 1 | 1 | 1 | 0.96088 | 1 | 0
Jul | 13 | 15 | Weekday | Thursday | 0.86846 | 0.95722 | 0.89437 | 0.9212 | 0.0044583 | 0.9212 | 0.9212 | 0.98359 | 0.9212 | 0.86846 | 0.86846 | 0.94713 | 0.99266 | 0.64699 | 0.98685 | 1 | 0.81338 | 0.96677 | 0.98242 | 0.7701 | 0.96941 | 0.6575 | 0.99619 | 0.98359 | 0.98118 | 0.9516 | 0.98938 | 0.93217 | 1 | 0.70154 | 0.98635 | 1 | 0.81787 | 0.97359 | 0.98236 | 0.76993 | 0.96931 | 0.68755 | 0.9943 | 0.98359 | 0.98118 | 0.95188 | 0.98938 | 0
Jul | 13 | 16 | Weekday | Thursday | 0.82444 | 0.93521 | 0.87444 | 0.96472 | 0.0044583 | 0.96472 | 0.96472 | 0.94726 | 0.96472 | 0.82444 | 0.82444 | 0.96722 | 0.98962 | 0.7443 | 0.91473 | 0.90932 | 0.936 | 0.94734 | 0.81541 | 0.94121 | 0.91703 | 0.75161 | 0.66682 | 0.94726 | 0.93825 | 0.93668 | 0.30136 | 0.94733 | 0.99762 | 0.78157 | 0.91517 | 0.91025 | 0.93367 | 0.94976 | 0.81477 | 0.93922 | 0.91769 | 0.7855 | 0.66321 | 0.94726 | 0.93825 | 0.9367 | 0.30136 | 0
Jul | 13 | 17 | Weekday | Thursday | 0.78253 | 0.89752 | 0.85198 | 0.9988 | 0.0044583 | 0.9988 | 0.9988 | 0.74543 | 0.9988 | 0.78253 | 0.78253 | 1 | 0.81378 | 0.91024 | 0.79034 | 0.61836 | 0.99108 | 0.61857 | 0.66846 | 0.94589 | 0.84155 | 0.81803 | 0.52961 | 0.74543 | 0.71961 | 0.9122 | 0.11056 | 0.97324 | 0.80889 | 0.89872 | 0.79069 | 0.61866 | 0.98179 | 0.59923 | 0.6639 | 0.93587 | 0.84063 | 0.84645 | 0.5272 | 0.74543 | 0.71961 | 0.91242 | 0.11056 | 0
Jul | 13 | 18 | Weekday | Thursday | 0.73902 | 0.85719 | 0.82681 | 0.98303 | 0.0044583 | 0.98303 | 0.98303 | 0.67103 | 0.98303 | 0.73902 | 0.73902 | 0.81214 | 0.81947 | 0.88687 | 0.77581 | 0.58322 | 0.95425 | 0.61259 | 0.668 | 0.94374 | 0.83093 | 0.83817 | 0.51273 | 0.67103 | 0.63827 | 0.86916 | 0.10238 | 0.80933 | 0.80963 | 0.91296 | 0.77659 | 0.58355 | 0.94589 | 0.58656 | 0.66 | 0.93055 | 0.82963 | 0.87191 | 0.50945 | 0.67103 | 0.63827 | 0.86922 | 0.10238 | 0
Jul | 13 | 19 | Weekday | Thursday | 0.72339 | 0.83528 | 0.80656 | 0.93022 | 1 | 0.93022 | 0.93022 | 0.68558 | 0.93022 | 0.72339 | 0.72339 | 0.83806 | 0.75351 | 0.95917 | 0.71432 | 0.54629 | 1 | 0.60223 | 0.53158 | 0.82491 | 0.73417 | 0.95738 | 0.58784 | 0.68558 | 0.69763 | 0.81569 | 0.19432 | 0.85391 | 0.72827 | 1 | 0.71482 | 0.54655 | 1 | 0.55926 | 0.5245 | 0.81466 | 0.73285 | 1 | 0.58561 | 0.68558 | 0.69763 | 0.8156 | 0.19432 | 0
Jul | 13 | 20 | Weekday | Thursday | 0.71611 | 0.79889 | 0.78611 | 0.89152 | 1 | 0.89152 | 0.89152 | 0.29069 | 0.89152 | 0.71611 | 0.71611 | 0.77934 | 0.73083 | 0.96936 | 0.70152 | 0.54275 | 0.87678 | 0.43319 | 0.30972 | 0.82084 | 0.17075 | 0.92438 | 0.59423 | 0.29069 | 0.34051 | 0.60197 | 0.20414 | 0.81498 | 0.70176 | 0.95123 | 0.70216 | 0.54332 | 0.88037 | 0.40544 | 0.30204 | 0.80737 | 0.16869 | 0.95628 | 0.59204 | 0.29069 | 0.34051 | 0.60238 | 0.20414 | 0
Jul | 13 | 21 | Weekday | Thursday | 0.66727 | 0.7343 | 0.75528 | 0.85824 | 1 | 0.85824 | 0.85824 | 0.15476 | 0.85824 | 0.66727 | 0.66727 | 0.71345 | 0.69054 | 0.8101 | 0.22829 | 0.24925 | 0.71089 | 0.44046 | 0.30539 | 0.79476 | 0.17411 | 0.69251 | 0.32371 | 0.15476 | 0.21204 | 0.40041 | 0.20414 | 0.78296 | 0.6546 | 0.80475 | 0.22844 | 0.24953 | 0.7107 | 0.39183 | 0.30132 | 0.78756 | 0.17294 | 0.71556 | 0.32017 | 0.15476 | 0.21204 | 0.40007 | 0.20414 | 0
Jul | 13 | 22 | Weekday | Thursday | 0.64114 | 0.68245 | 0.71767 | 0.77593 | 1 | 0.77593 | 0.77593 | 0.15476 | 0.77593 | 0.64114 | 0.64114 | 0.65102 | 0.69472 | 0.63049 | 0.21416 | 0.2385 | 0.55185 | 0.35409 | 0.30833 | 0.80378 | 0.15123 | 0.48841 | 0.30671 | 0.15476 | 0.21204 | 0.49002 | 0.20414 | 0.76744 | 0.65698 | 0.65621 | 0.2143 | 0.23839 | 0.561 | 0.32135 | 0.30572 | 0.80568 | 0.15058 | 0.50801 | 0.30344 | 0.15476 | 0.21204 | 0.4904 | 0.20414 | 0
Jul | 13 | 23 | Weekday | Thursday | 0.58873 | 0.66177 | 0.69822 | 0.67765 | 1 | 0.67765 | 0.67765 | 0.15618 | 0.67765 | 0.58873 | 0.58873 | 0.36493 | 0.69222 | 0.52363 | 0.19393 | 0.23146 | 0.43355 | 0.44353 | 0.30155 | 0.45673 | 0.13982 | 0.42994 | 0.30079 | 0.15618 | 0.21325 | 0.42171 | 0.20414 | 0.42582 | 0.65045 | 0.55607 | 0.194 | 0.23115 | 0.45215 | 0.38682 | 0.3013 | 0.45514 | 0.13906 | 0.44572 | 0.29748 | 0.15618 | 0.21325 | 0.42192 | 0.20414 | 0
Jul | 14 | 24 | Weekday | Friday | 0.5529 | 0.62726 | 0.669 | 0.60376 | 1 | 0.60376 | 0.60376 | 0.15476 | 0.60376 | 0.5529 | 0.5529 | 0.22175 | 0.69619 | 0.48412 | 0.19294 | 0.23775 | 0.40175 | 0.35206 | 0.30317 | 0.30052 | 0.13038 | 0.40049 | 0.31113 | 0.15476 | 0.21204 | 0.3883 | 0.20414 | 0.26733 | 0.65407 | 0.52551 | 0.193 | 0.23816 | 0.42159 | 0.31608 | 0.30125 | 0.30546 | 0.13009 | 0.41705 | 0.30752 | 0.15476 | 0.21204 | 0.38829 | 0.20414 | 0
Jul | 14 | 1 | Weekday | Friday | 0.5425 | 0.58323 | 0.65741 | 0.5579 | 1 | 0.5579 | 0.5579 | 0.15476 | 0.5579 | 0.5425 | 0.5425 | 0.22195 | 0.69722 | 0.46219 | 0.1904 | 0.23453 | 0.38104 | 0.43499 | 0.30167 | 0.30012 | 0.12749 | 0.37111 | 0.31037 | 0.15476 | 0.21204 | 0.38534 | 0.20414 | 0.26773 | 0.65393 | 0.49944 | 0.1905 | 0.23415 | 0.402 | 0.37584 | 0.30119 | 0.30599 | 0.12719 | 0.38911 | 0.3075 | 0.15476 | 0.21204 | 0.38541 | 0.20414 | 0
Jul | 14 | 2 | Weekday | Friday | 0.52873 | 0.56982 | 0.65066 | 0.52432 | 1 | 0.52432 | 0.52432 | 0.15476 | 0.52432 | 0.52873 | 0.52873 | 0.22186 | 0.69734 | 0.46531 | 0.19805 | 0.23539 | 0.36741 | 0.33168 | 0.30281 | 0.30167 | 0.12276 | 0.36684 | 0.30959 | 0.15476 | 0.21204 | 0.38257 | 0.20414 | 0.26789 | 0.65376 | 0.5032 | 0.19811 | 0.23563 | 0.38754 | 0.29457 | 0.30114 | 0.30616 | 0.12234 | 0.38126 | 0.30596 | 0.15476 | 0.21204 | 0.38288 | 0.20414 | 0
Jul | 14 | 3 | Weekday | Friday | 0.51985 | 0.5694 | 0.65102 | 0.4926 | 1 | 0.4926 | 0.4926 | 0.15476 | 0.4926 | 0.51985 | 0.51985 | 0.22763 | 0.75356 | 0.47603 | 0.19547 | 0.23586 | 0.39946 | 0.55975 | 0.30558 | 0.31164 | 0.12241 | 0.37207 | 0.30787 | 0.15476 | 0.21204 | 0.42528 | 0.20414 | 0.27477 | 0.71619 | 0.49966 | 0.1955 | 0.23584 | 0.41916 | 0.49374 | 0.30487 | 0.31805 | 0.12166 | 0.38816 | 0.30498 | 0.15476 | 0.21204 | 0.42535 | 0.20414 | 0
Jul | 14 | 4 | Weekday | Friday | 0.5215 | 0.57482 | 0.66459 | 0.47467 | 1 | 0.47467 | 0.47467 | 0.089402 | 0.47467 | 0.5215 | 0.5215 | 0.32412 | 0.77583 | 0.55038 | 0.21047 | 0.19272 | 0.44102 | 0.58787 | 0.27136 | 0.39276 | 0.11148 | 0.40275 | 0.23083 | 0.089402 | 0.10896 | 0.39444 | 0.12724 | 0.3713 | 0.70826 | 0.54145 | 0.2104 | 0.19237 | 0.44498 | 0.47342 | 0.26977 | 0.39888 | 0.11124 | 0.41207 | 0.22633 | 0.089402 | 0.10896 | 0.39438 | 0.12724 | 0
Jul | 14 | 5 | Weekday | Friday | 0.50087 | 0.59537 | 0.70905 | 0.49439 | 0.0044583 | 0.49439 | 0.49439 | 0.20614 | 0.49439 | 0.50087 | 0.50087 | 0.57763 | 0.88779 | 0.79761 | 0.58335 | 0.35252 | 0.57956 | 0.74768 | 0.44492 | 0.82526 | 0.62039 | 0.67042 | 0.42451 | 0.20614 | 0.15847 | 0.55846 | 0.22133 | 0.64176 | 0.85966 | 0.7554 | 0.58395 | 0.35263 | 0.53875 | 0.67988 | 0.44484 | 0.83558 | 0.62095 | 0.686 | 0.42198 | 0.20614 | 0.15847 | 0.55279 | 0.22133 | 0
Jul | 14 | 6 | Weekday | Friday | 0.52296 | 0.63775 | 0.77105 | 0.51763 | 0.0044583 | 0.51763 | 0.51763 | 0.30744 | 0.51763 | 0.52296 | 0.52296 | 0.79671 | 0.95673 | 0.98555 | 0.66013 | 0.48056 | 0.66322 | 0.8743 | 0.47083 | 0.87332 | 0.66842 | 0.87247 | 0.47997 | 0.30744 | 0.25993 | 0.62189 | 0.4858 | 0.8334 | 0.94122 | 0.90368 | 0.65999 | 0.48083 | 0.62276 | 0.82699 | 0.46756 | 0.86 | 0.66674 | 0.89014 | 0.47585 | 0.30744 | 0.25993 | 0.60882 | 0.4858 | 0
Jul | 14 | 7 | Weekday | Friday | 0.60102 | 0.70648 | 0.82191 | 0.54888 | 0.0044583 | 0.54888 | 0.54888 | 0.51691 | 0.54888 | 0.60102 | 0.60102 | 0.85329 | 0.98078 | 0.87216 | 1 | 0.94479 | 0.66497 | 0.92516 | 0.78857 | 0.73001 | 0.85901 | 0.82335 | 0.92836 | 0.51691 | 0.46835 | 0.83793 | 0.74012 | 0.86956 | 0.97092 | 0.82565 | 1 | 0.94505 | 0.62779 | 0.88887 | 0.78768 | 0.71492 | 0.85719 | 0.8152 | 0.92753 | 0.51691 | 0.46835 | 0.83313 | 0.74012 | 0
Jul | 14 | 8 | Weekday | Friday | 0.70019 | 0.76238 | 0.85726 | 0.60145 | 0.0044583 | 0.60145 | 0.60145 | 0.78911 | 0.60145 | 0.70019 | 0.70019 | 0.71398 | 0.99645 | 0.77299 | 0.98653 | 0.92643 | 0.62636 | 0.9784 | 0.82809 | 0.73759 | 0.91033 | 0.79884 | 0.95638 | 0.78911 | 0.75416 | 0.93562 | 0.90742 | 0.7438 | 0.99074 | 0.76238 | 0.9864 | 0.92654 | 0.59636 | 0.95871 | 0.82776 | 0.72844 | 0.90965 | 0.79404 | 0.95461 | 0.78911 | 0.75416 | 0.93518 | 0.90742 | 0
Jul | 14 | 9 | Weekday | Friday | 0.80888 | 0.8208 | 0.88258 | 0.64582 | 0.0044583 | 0.64582 | 0.64582 | 0.87429 | 0.64582 | 0.80888 | 0.80888 | 0.90068 | 1 | 0.65535 | 0.95653 | 0.93074 | 0.59794 | 0.98846 | 0.88285 | 0.91973 | 0.94366 | 0.64017 | 0.97264 | 0.87429 | 0.85057 | 0.93373 | 0.93116 | 0.90283 | 0.99667 | 0.65555 | 0.9562 | 0.9313 | 0.57256 | 0.97517 | 0.88231 | 0.91742 | 0.94376 | 0.6308 | 0.97097 | 0.87429 | 0.85057 | 0.93405 | 0.93116 | 0
Jul | 14 | 10 | Weekday | Friday | 0.89153 | 0.88268 | 0.90301 | 0.70588 | 0.0044583 | 0.70588 | 0.70588 | 0.92776 | 0.70588 | 0.89153 | 0.89153 | 0.95499 | 0.99963 | 0.63112 | 0.95938 | 0.95715 | 0.61425 | 0.99274 | 0.92348 | 0.99786 | 0.98718 | 0.64169 | 0.98255 | 0.92776 | 0.91416 | 1 | 0.95576 | 0.96707 | 0.99919 | 0.65772 | 0.9586 | 0.95683 | 0.60179 | 0.98631 | 0.92289 | 0.99445 | 0.98673 | 0.63788 | 0.9802 | 0.92776 | 0.91416 | 1 | 0.95576 | 0
Jul | 14 | 11 | Weekday | Friday | 0.93274 | 0.92628 | 0.91368 | 0.76109 | 0.0044583 | 0.76109 | 0.76109 | 0.96195 | 0.76109 | 0.93274 | 0.93274 | 0.97535 | 0.9708 | 0.62853 | 0.93778 | 0.95307 | 0.62082 | 0.96026 | 0.95691 | 1 | 0.99069 | 0.65279 | 0.93773 | 0.96195 | 0.95492 | 0.98578 | 0.88604 | 1 | 0.97178 | 0.65662 | 0.93632 | 0.95185 | 0.61512 | 0.95441 | 0.95673 | 1 | 0.99004 | 0.64769 | 0.93473 | 0.96195 | 0.95492 | 0.98564 | 0.88604 | 0
Jul | 14 | 12 | Weekday | Friday | 0.93237 | 0.94033 | 0.91398 | 0.81387 | 0.0044583 | 0.81387 | 0.81387 | 0.97843 | 0.81387 | 0.93237 | 0.93237 | 0.81416 | 0.99277 | 0.61042 | 0.96658 | 0.99047 | 0.62341 | 0.995 | 0.97167 | 0.98702 | 0.99482 | 0.65997 | 0.99194 | 0.97843 | 0.97613 | 0.99694 | 0.98403 | 0.83944 | 0.99478 | 0.63618 | 0.96536 | 0.9899 | 0.62263 | 0.99452 | 0.97177 | 0.98908 | 0.99434 | 0.6573 | 0.98928 | 0.97843 | 0.97613 | 0.99697 | 0.98403 | 0
Jul | 14 | 13 | Weekday | Friday | 0.92199 | 0.95191 | 0.91872 | 0.85292 | 0.0044583 | 0.85292 | 0.85292 | 0.98954 | 0.85292 | 0.92199 | 0.92199 | 0.75197 | 0.99291 | 0.6111 | 0.95476 | 0.97096 | 0.62744 | 1 | 0.9997 | 0.79848 | 1 | 0.66697 | 0.99738 | 0.98954 | 0.98937 | 0.9757 | 0.99556 | 0.80726 | 0.99644 | 0.63786 | 0.95481 | 0.97129 | 0.63168 | 1 | 0.99997 | 0.79862 | 1 | 0.66214 | 0.99549 | 0.98954 | 0.98937 | 0.97576 | 0.99556 | 0
Jul | 14 | 14 | Weekday | Friday | 0.90658 | 0.95856 | 0.91124 | 0.88552 | 0.0044583 | 0.88552 | 0.88552 | 1 | 0.88552 | 0.90658 | 0.90658 | 0.76831 | 0.9912 | 0.61223 | 0.95886 | 0.97684 | 0.66575 | 0.97154 | 1 | 0.78221 | 0.99047 | 0.66041 | 1 | 1 | 1 | 0.9607 | 1 | 0.7861 | 0.99697 | 0.63846 | 0.95888 | 0.97766 | 0.66757 | 0.98156 | 1 | 0.78252 | 0.99021 | 0.65915 | 1 | 1 | 1 | 0.96088 | 1 | 0
Jul | 14 | 15 | Weekday | Friday | 0.86846 | 0.95722 | 0.89437 | 0.9212 | 0.0044583 | 0.9212 | 0.9212 | 0.98359 | 0.9212 | 0.86846 | 0.86846 | 0.94713 | 0.99266 | 0.64699 | 0.98685 | 1 | 0.81338 | 0.96677 | 0.98242 | 0.7701 | 0.96941 | 0.6575 | 0.99619 | 0.98359 | 0.98118 | 0.9516 | 0.98938 | 0.93217 | 1 | 0.70154 | 0.98635 | 1 | 0.81787 | 0.97359 | 0.98236 | 0.76993 | 0.96931 | 0.68755 | 0.9943 | 0.98359 | 0.98118 | 0.95188 | 0.98938 | 0
Jul | 14 | 16 | Weekday | Friday | 0.82444 | 0.93521 | 0.87444 | 0.96472 | 0.0044583 | 0.96472 | 0.96472 | 0.94726 | 0.96472 | 0.82444 | 0.82444 | 0.96722 | 0.98962 | 0.7443 | 0.91473 | 0.90932 | 0.936 | 0.94734 | 0.81541 | 0.94121 | 0.91703 | 0.75161 | 0.66682 | 0.94726 | 0.93825 | 0.93668 | 0.30136 | 0.94733 | 0.99762 | 0.78157 | 0.91517 | 0.91025 | 0.93367 | 0.94976 | 0.81477 | 0.93922 | 0.91769 | 0.7855 | 0.66321 | 0.94726 | 0.93825 | 0.9367 | 0.30136 | 0
Jul | 14 | 17 | Weekday | Friday | 0.78253 | 0.89752 | 0.85198 | 0.9988 | 0.0044583 | 0.9988 | 0.9988 | 0.74543 | 0.9988 | 0.78253 | 0.78253 | 1 | 0.81378 | 0.91024 | 0.79034 | 0.61836 | 0.99108 | 0.61857 | 0.66846 | 0.94589 | 0.84155 | 0.81803 | 0.52961 | 0.74543 | 0.71961 | 0.9122 | 0.11056 | 0.97324 | 0.80889 | 0.89872 | 0.79069 | 0.61866 | 0.98179 | 0.59923 | 0.6639 | 0.93587 | 0.84063 | 0.84645 | 0.5272 | 0.74543 | 0.71961 | 0.91242 | 0.11056 | 0
Jul | 14 | 18 | Weekday | Friday | 0.73902 | 0.85719 | 0.82681 | 0.98303 | 0.0044583 | 0.98303 | 0.98303 | 0.67103 | 0.98303 | 0.73902 | 0.73902 | 0.81214 | 0.81947 | 0.88687 | 0.77581 | 0.58322 | 0.95425 | 0.61259 | 0.668 | 0.94374 | 0.83093 | 0.83817 | 0.51273 | 0.67103 | 0.63827 | 0.86916 | 0.10238 | 0.80933 | 0.80963 | 0.91296 | 0.77659 | 0.58355 | 0.94589 | 0.58656 | 0.66 | 0.93055 | 0.82963 | 0.87191 | 0.50945 | 0.67103 | 0.63827 | 0.86922 | 0.10238 | 0
Jul | 14 | 19 | Weekday | Friday | 0.72339 | 0.83528 | 0.80656 | 0.93022 | 1 | 0.93022 | 0.93022 | 0.68558 | 0.93022 | 0.72339 | 0.72339 | 0.83806 | 0.75351 | 0.95917 | 0.71432 | 0.54629 | 1 | 0.60223 | 0.53158 | 0.82491 | 0.73417 | 0.95738 | 0.58784 | 0.68558 | 0.69763 | 0.81569 | 0.19432 | 0.85391 | 0.72827 | 1 | 0.71482 | 0.54655 | 1 | 0.55926 | 0.5245 | 0.81466 | 0.73285 | 1 | 0.58561 | 0.68558 | 0.69763 | 0.8156 | 0.19432 | 0
Jul | 14 | 20 | Weekday | Friday | 0.71611 | 0.79889 | 0.78611 | 0.89152 | 1 | 0.89152 | 0.89152 | 0.29069 | 0.89152 | 0.71611 | 0.71611 | 0.77934 | 0.73083 | 0.96936 | 0.70152 | 0.54275 | 0.87678 | 0.43319 | 0.30972 | 0.82084 | 0.17075 | 0.92438 | 0.59423 | 0.29069 | 0.34051 | 0.60197 | 0.20414 | 0.81498 | 0.70176 | 0.95123 | 0.70216 | 0.54332 | 0.88037 | 0.40544 | 0.30204 | 0.80737 | 0.16869 | 0.95628 | 0.59204 | 0.29069 | 0.34051 | 0.60238 | 0.20414 | 0
Jul | 14 | 21 | Weekday | Friday | 0.66727 | 0.7343 | 0.75528 | 0.85824 | 1 | 0.85824 | 0.85824 | 0.15476 | 0.85824 | 0.66727 | 0.66727 | 0.71345 | 0.69054 | 0.8101 | 0.22829 | 0.24925 | 0.71089 | 0.44046 | 0.30539 | 0.79476 | 0.17411 | 0.69251 | 0.32371 | 0.15476 | 0.21204 | 0.40041 | 0.20414 | 0.78296 | 0.6546 | 0.80475 | 0.22844 | 0.24953 | 0.7107 | 0.39183 | 0.30132 | 0.78756 | 0.17294 | 0.71556 | 0.32017 | 0.15476 | 0.21204 | 0.40007 | 0.20414 | 0
Jul | 14 | 22 | Weekday | Friday | 0.64114 | 0.68245 | 0.71767 | 0.77593 | 1 | 0.77593 | 0.77593 | 0.15476 | 0.77593 | 0.64114 | 0.64114 | 0.65102 | 0.69472 | 0.63049 | 0.21416 | 0.2385 | 0.55185 | 0.35409 | 0.30833 | 0.80378 | 0.15123 | 0.48841 | 0.30671 | 0.15476 | 0.21204 | 0.49002 | 0.20414 | 0.76744 | 0.65698 | 0.65621 | 0.2143 | 0.23839 | 0.561 | 0.32135 | 0.30572 | 0.80568 | 0.15058 | 0.50801 | 0.30344 | 0.15476 | 0.21204 | 0.4904 | 0.20414 | 0
Jul | 14 | 23 | Weekday | Friday | 0.58873 | 0.66177 | 0.69822 | 0.67765 | 1 | 0.67765 | 0.67765 | 0.14908 | 0.67765 | 0.58873 | 0.58873 | 0.37298 | 0.70585 | 0.50056 | 0.18878 | 0.22267 | 0.42563 | 0.38574 | 0.30703 | 0.46442 | 0.14053 | 0.42908 | 0.29333 | 0.14908 | 0.2072 | 0.41337 | 0.20414 | 0.43468 | 0.66481 | 0.52785 | 0.18888 | 0.22302 | 0.44373 | 0.33394 | 0.30648 | 0.46012 | 0.14023 | 0.44447 | 0.29013 | 0.14908 | 0.2072 | 0.4134 | 0.20414 | 0
Jul | 15 | 24 | Weekend | Saturday | 0.5564 | 0.6372 | 0.69917 | 0.62708 | 1 | 0.62708 | 0.62708 | 0.15281 | 0.62708 | 0.5564 | 0.5564 | 0.22084 | 0.70236 | 0.49444 | 0.16933 | 0.21061 | 0.39171 | 0.32924 | 0.30367 | 0.29922 | 0.15746 | 0.41962 | 0.276 | 0.15281 | 0.21038 | 0.37297 | 0.20414 | 0.26696 | 0.6601 | 0.53742 | 0.16937 | 0.21055 | 0.41093 | 0.29054 | 0.3026 | 0.30474 | 0.15744 | 0.43721 | 0.2719 | 0.15281 | 0.21038 | 0.37296 | 0.20414 | 0
Jul | 15 | 1 | Weekend | Saturday | 0.55306 | 0.5953 | 0.68452 | 0.58171 | 1 | 0.58171 | 0.58171 | 0.15281 | 0.58171 | 0.55306 | 0.55306 | 0.22247 | 0.70181 | 0.44916 | 0.16273 | 0.20313 | 0.36823 | 0.36376 | 0.30066 | 0.3002 | 0.14449 | 0.36567 | 0.27471 | 0.15281 | 0.21038 | 0.36808 | 0.20414 | 0.26733 | 0.65802 | 0.48382 | 0.16271 | 0.20267 | 0.38841 | 0.31269 | 0.30109 | 0.30524 | 0.14343 | 0.38262 | 0.2706 | 0.15281 | 0.21038 | 0.36827 | 0.20414 | 0
Jul | 15 | 2 | Weekend | Saturday | 0.53688 | 0.5832 | 0.67616 | 0.54308 | 1 | 0.54308 | 0.54308 | 0.15281 | 0.54308 | 0.53688 | 0.53688 | 0.22122 | 0.70517 | 0.4487 | 0.15534 | 0.20257 | 0.35242 | 0.32536 | 0.30159 | 0.2998 | 0.14125 | 0.35898 | 0.27333 | 0.15281 | 0.21038 | 0.36481 | 0.20414 | 0.26744 | 0.65974 | 0.48239 | 0.15533 | 0.20267 | 0.37163 | 0.28544 | 0.30101 | 0.30534 | 0.14146 | 0.37248 | 0.26999 | 0.15281 | 0.21038 | 0.36489 | 0.20414 | 0
Jul | 15 | 3 | Weekend | Saturday | 0.52766 | 0.5819 | 0.67584 | 0.51 | 1 | 0.51 | 0.51 | 0.15281 | 0.51 | 0.52766 | 0.52766 | 0.22475 | 0.71516 | 0.44963 | 0.16322 | 0.20276 | 0.38488 | 0.46721 | 0.30312 | 0.30547 | 0.13165 | 0.36591 | 0.27333 | 0.15281 | 0.21038 | 0.38724 | 0.20414 | 0.27055 | 0.67129 | 0.46722 | 0.16331 | 0.20267 | 0.40368 | 0.40608 | 0.30255 | 0.31065 | 0.13134 | 0.37959 | 0.26999 | 0.15281 | 0.21038 | 0.38714 | 0.20414 | 0
Jul | 15 | 4 | Weekend | Saturday | 0.52885 | 0.59333 | 0.69278 | 0.49121 | 1 | 0.49121 | 0.49121 | 0.087614 | 0.49121 | 0.52885 | 0.52885 | 0.33205 | 0.71017 | 0.47693 | 0.17069 | 0.15079 | 0.42558 | 0.46988 | 0.2676 | 0.38724 | 0.12461 | 0.36068 | 0.17911 | 0.087614 | 0.10755 | 0.35609 | 0.12734 | 0.36816 | 0.66641 | 0.48206 | 0.1705 | 0.15053 | 0.42855 | 0.37551 | 0.26786 | 0.39144 | 0.1248 | 0.37113 | 0.1744 | 0.087614 | 0.10755 | 0.35627 | 0.12734 | 0
Jul | 15 | 5 | Weekend | Saturday | 0.50907 | 0.62355 | 0.75112 | 0.51851 | 0.0044583 | 0.51851 | 0.51851 | 0.13726 | 0.51851 | 0.50907 | 0.50907 | 0.57551 | 0.74297 | 0.65219 | 0.42387 | 0.24304 | 0.56226 | 0.57435 | 0.25063 | 0.8134 | 0.12002 | 0.52379 | 0.27963 | 0.13726 | 0.11082 | 0.49103 | 0.08598 | 0.63273 | 0.71455 | 0.65612 | 0.42412 | 0.24291 | 0.52021 | 0.49869 | 0.2493 | 0.82312 | 0.11994 | 0.53912 | 0.27555 | 0.13726 | 0.11065 | 0.47522 | 0.08598 | 0
Jul | 15 | 6 | Weekend | Saturday | 0.5392 | 0.67505 | 0.82971 | 0.54891 | 0.0044583 | 0.54891 | 0.54891 | 0.19054 | 0.54891 | 0.5392 | 0.5392 | 0.74312 | 0.78604 | 0.85905 | 0.49004 | 0.27917 | 0.64011 | 0.63477 | 0.25522 | 0.83341 | 0.13591 | 0.70096 | 0.26881 | 0.19054 | 0.16604 | 0.56698 | 0.15704 | 0.8124 | 0.75249 | 0.81356 | 0.48988 | 0.27898 | 0.59804 | 0.57647 | 0.25491 | 0.84365 | 0.13586 | 0.71944 | 0.26545 | 0.19054 | 0.16604 | 0.5371 | 0.15704 | 0
Jul | 15 | 7 | Weekend | Saturday | 0.63634 | 0.75377 | 0.8903 | 0.57318 | 0.0044583 | 0.57318 | 0.57318 | 0.41505 | 0.57318 | 0.63634 | 0.63634 | 0.79811 | 0.8069 | 1 | 0.5737 | 0.3735 | 0.60164 | 0.72245 | 0.25642 | 0.69238 | 0.18761 | 1 | 0.34181 | 0.41505 | 0.36836 | 0.71086 | 0.1667 | 0.84148 | 0.78005 | 0.90313 | 0.57413 | 0.3738 | 0.5604 | 0.67739 | 0.25612 | 0.6975 | 0.18662 | 0.99112 | 0.33813 | 0.41505 | 0.36793 | 0.69059 | 0.1667 | 0
Jul | 15 | 8 | Weekend | Saturday | 0.74282 | 0.81415 | 0.9282 | 0.60942 | 0.0044583 | 0.60942 | 0.60942 | 0.5602 | 0.60942 | 0.74282 | 0.74282 | 0.67742 | 0.83268 | 0.83678 | 0.55926 | 0.39677 | 0.56031 | 0.74945 | 0.26553 | 0.7151 | 0.19423 | 0.88259 | 0.35289 | 0.5602 | 0.51969 | 0.72023 | 0.23687 | 0.70814 | 0.81099 | 0.79155 | 0.55962 | 0.39678 | 0.52611 | 0.711 | 0.26326 | 0.71326 | 0.19376 | 0.87386 | 0.35006 | 0.5602 | 0.51968 | 0.70817 | 0.23687 | 0
Jul | 15 | 9 | Weekend | Saturday | 0.8543 | 0.87039 | 0.95529 | 0.6315 | 0.0044583 | 0.6315 | 0.6315 | 0.68894 | 0.6315 | 0.8543 | 0.8543 | 0.88167 | 0.8351 | 0.70615 | 0.52954 | 0.39129 | 0.52755 | 0.76447 | 0.27146 | 0.90094 | 0.22943 | 0.65774 | 0.36347 | 0.68894 | 0.65674 | 0.8141 | 0.2518 | 0.87055 | 0.8161 | 0.68475 | 0.52995 | 0.39128 | 0.49772 | 0.72973 | 0.27052 | 0.89334 | 0.22977 | 0.64627 | 0.35914 | 0.68894 | 0.65674 | 0.80895 | 0.2518 | 0
Jul | 15 | 10 | Weekend | Saturday | 0.94602 | 0.93167 | 0.97682 | 0.68368 | 0.0044583 | 0.68368 | 0.68368 | 0.71179 | 0.68368 | 0.94602 | 0.94602 | 0.92444 | 0.83371 | 0.66937 | 0.53273 | 0.40122 | 0.54323 | 0.75778 | 0.28754 | 0.97188 | 0.27639 | 0.64022 | 0.36237 | 0.71179 | 0.68869 | 0.8916 | 0.25747 | 0.92241 | 0.81707 | 0.67268 | 0.53296 | 0.40144 | 0.5263 | 0.72726 | 0.2861 | 0.96459 | 0.27655 | 0.63095 | 0.3596 | 0.71179 | 0.68869 | 0.88905 | 0.25747 | 0
Jul | 15 | 11 | Weekend | Saturday | 0.99487 | 0.97075 | 0.98942 | 0.74036 | 0.0044583 | 0.74036 | 0.74036 | 0.80427 | 0.74036 | 0.99487 | 0.99487 | 0.93107 | 0.82125 | 0.64227 | 0.54073 | 0.39411 | 0.55518 | 0.74666 | 0.29769 | 0.96515 | 0.32536 | 0.64279 | 0.3075 | 0.80427 | 0.78935 | 0.91247 | 0.1994 | 0.93741 | 0.80532 | 0.67178 | 0.54106 | 0.39374 | 0.54536 | 0.71566 | 0.29659 | 0.96172 | 0.32432 | 0.63914 | 0.30204 | 0.80427 | 0.78935 | 0.91219 | 0.1994 | 0
Jul | 15 | 12 | Weekend | Saturday | 1 | 0.98306 | 0.99286 | 0.7953 | 0.0044583 | 0.7953 | 0.7953 | 0.83211 | 0.7953 | 1 | 1 | 0.78417 | 0.81398 | 0.61718 | 0.54471 | 0.39565 | 0.55895 | 0.76833 | 0.3059 | 0.95783 | 0.39497 | 0.65606 | 0.30625 | 0.83211 | 0.82073 | 0.91873 | 0.20772 | 0.79173 | 0.79907 | 0.64292 | 0.54497 | 0.39584 | 0.55414 | 0.74179 | 0.30484 | 0.95521 | 0.39531 | 0.64955 | 0.30312 | 0.83211 | 0.82073 | 0.91902 | 0.20772 | 0
Jul | 15 | 13 | Weekend | Saturday | 0.99792 | 0.99375 | 1 | 0.82788 | 0.0044583 | 0.82788 | 0.82788 | 0.84873 | 0.82788 | 0.99792 | 0.99792 | 0.72613 | 0.81257 | 0.61822 | 0.46171 | 0.3024 | 0.56174 | 0.77398 | 0.33002 | 0.78042 | 0.43996 | 0.65504 | 0.30765 | 0.84873 | 0.84061 | 0.89799 | 0.22114 | 0.76869 | 0.79876 | 0.64466 | 0.46193 | 0.30172 | 0.56188 | 0.75145 | 0.33058 | 0.77726 | 0.44011 | 0.6527 | 0.30375 | 0.84873 | 0.84061 | 0.89806 | 0.22114 | 0
Jul | 15 | 14 | Weekend | Saturday | 0.98854 | 1 | 0.98998 | 0.86238 | 0.0044583 | 0.86238 | 0.86238 | 0.86115 | 0.86238 | 0.98854 | 0.98854 | 0.75625 | 0.78201 | 0.61922 | 0.49757 | 0.31472 | 0.60354 | 0.77151 | 0.35221 | 0.77585 | 0.44825 | 0.65453 | 0.31241 | 0.86115 | 0.85498 | 0.88388 | 0.2198 | 0.76514 | 0.77343 | 0.64619 | 0.4976 | 0.31519 | 0.60146 | 0.74625 | 0.35179 | 0.77257 | 0.44893 | 0.65074 | 0.30854 | 0.86115 | 0.85498 | 0.88393 | 0.2198 | 0
Jul | 15 | 15 | Weekend | Saturday | 0.94967 | 0.99715 | 0.96773 | 0.89772 | 0.0044583 | 0.89772 | 0.89772 | 0.86254 | 0.89772 | 0.94967 | 0.94967 | 0.94003 | 0.77786 | 0.65572 | 0.51497 | 0.31728 | 0.76207 | 0.74443 | 0.3565 | 0.77063 | 0.47093 | 0.65047 | 0.31549 | 0.86254 | 0.85478 | 0.88476 | 0.13892 | 0.92067 | 0.76925 | 0.71106 | 0.51465 | 0.31702 | 0.76331 | 0.72034 | 0.35605 | 0.76973 | 0.47139 | 0.68187 | 0.31164 | 0.86254 | 0.85478 | 0.88471 | 0.13892 | 0
Jul | 15 | 16 | Weekend | Saturday | 0.88556 | 0.96753 | 0.94058 | 0.9519 | 0.0044583 | 0.9519 | 0.9519 | 0.77901 | 0.9519 | 0.88556 | 0.88556 | 0.94509 | 0.75016 | 0.72385 | 0.5154 | 0.29417 | 0.92302 | 0.70737 | 0.3594 | 0.92768 | 0.44424 | 0.71404 | 0.28 | 0.77901 | 0.76328 | 0.83278 | 0.12605 | 0.91811 | 0.7392 | 0.77027 | 0.51467 | 0.29421 | 0.91976 | 0.68146 | 0.35952 | 0.92579 | 0.44441 | 0.74807 | 0.27671 | 0.77901 | 0.76328 | 0.8324 | 0.12605 | 0
Jul | 15 | 17 | Weekend | Saturday | 0.82002 | 0.9239 | 0.91085 | 1 | 0.0044583 | 1 | 1 | 0.61208 | 1 | 0.82002 | 0.82002 | 0.96746 | 0.73466 | 0.85171 | 0.3986 | 0.20637 | 0.97982 | 0.51072 | 0.34376 | 0.93939 | 0.40741 | 0.8409 | 0.15537 | 0.61208 | 0.58595 | 0.80151 | 0.13267 | 0.93369 | 0.71756 | 0.90384 | 0.39918 | 0.20667 | 0.96967 | 0.47841 | 0.34384 | 0.92976 | 0.40726 | 0.88012 | 0.15051 | 0.61208 | 0.58595 | 0.798 | 0.13267 | 0
Jul | 15 | 18 | Weekend | Saturday | 0.77333 | 0.88077 | 0.87885 | 0.98799 | 0.0044583 | 0.98799 | 0.98799 | 0.39491 | 0.98799 | 0.77333 | 0.77333 | 0.7871 | 0.73551 | 0.87308 | 0.34982 | 0.1882 | 0.94416 | 0.50429 | 0.32966 | 0.93524 | 0.39155 | 0.8552 | 0.15248 | 0.39491 | 0.37852 | 0.71988 | 0.11191 | 0.78461 | 0.71532 | 0.89665 | 0.35012 | 0.18733 | 0.93502 | 0.4691 | 0.32912 | 0.925 | 0.39163 | 0.88958 | 0.14838 | 0.39491 | 0.37852 | 0.71337 | 0.11191 | 0
Jul | 15 | 19 | Weekend | Saturday | 0.74909 | 0.85999 | 0.8545 | 0.9416 | 1 | 0.9416 | 0.9416 | 0.4453 | 0.9416 | 0.74909 | 0.74909 | 0.81062 | 0.70644 | 0.92556 | 0.30058 | 0.22716 | 0.99053 | 0.51587 | 0.34993 | 0.8201 | 0.35257 | 0.95466 | 0.27805 | 0.4453 | 0.47734 | 0.70627 | 0.21325 | 0.82431 | 0.67431 | 0.96074 | 0.30085 | 0.22771 | 0.9898 | 0.47297 | 0.35009 | 0.81294 | 0.35259 | 0.99656 | 0.27396 | 0.4453 | 0.47734 | 0.69789 | 0.21325 | 0
Jul | 15 | 20 | Weekend | Saturday | 0.73368 | 0.82052 | 0.82886 | 0.90494 | 1 | 0.90494 | 0.90494 | 0.20339 | 0.90494 | 0.73368 | 0.73368 | 0.76339 | 0.71308 | 0.89577 | 0.2545 | 0.22294 | 0.86264 | 0.41693 | 0.33641 | 0.81358 | 0.2983 | 0.92952 | 0.2918 | 0.20339 | 0.26177 | 0.58051 | 0.21147 | 0.79612 | 0.67805 | 0.92218 | 0.25455 | 0.22218 | 0.86525 | 0.38125 | 0.336 | 0.80122 | 0.29875 | 0.97237 | 0.2878 | 0.20339 | 0.26177 | 0.57846 | 0.21147 | 0
Jul | 15 | 21 | Weekend | Saturday | 0.68012 | 0.75012 | 0.79412 | 0.86971 | 1 | 0.86971 | 0.86971 | 0.15281 | 0.86971 | 0.68012 | 0.68012 | 0.6953 | 0.71606 | 0.84964 | 0.22348 | 0.21658 | 0.68922 | 0.41496 | 0.3234 | 0.783 | 0.23159 | 0.72984 | 0.2852 | 0.15281 | 0.21038 | 0.38165 | 0.20618 | 0.76511 | 0.67528 | 0.8048 | 0.22366 | 0.21691 | 0.6876 | 0.36555 | 0.32342 | 0.77689 | 0.23194 | 0.74715 | 0.28272 | 0.15281 | 0.21038 | 0.38166 | 0.20618 | 0
Jul | 15 | 22 | Weekend | Saturday | 0.65364 | 0.69424 | 0.75074 | 0.78304 | 1 | 0.78304 | 0.78304 | 0.15281 | 0.78304 | 0.65364 | 0.65364 | 0.64459 | 0.71766 | 0.65501 | 0.18622 | 0.2099 | 0.52833 | 0.35506 | 0.31341 | 0.79374 | 0.21666 | 0.49977 | 0.28227 | 0.15281 | 0.21038 | 0.47283 | 0.20414 | 0.75829 | 0.6755 | 0.6529 | 0.18628 | 0.20984 | 0.53599 | 0.31543 | 0.31289 | 0.79645 | 0.21673 | 0.51658 | 0.27821 | 0.15281 | 0.21038 | 0.47304 | 0.20414 | 0
Jul | 15 | 23 | Weekend | Saturday | 0.59986 | 0.66972 | 0.73652 | 0.68701 | 1 | 0.68701 | 0.68701 | 0.14908 | 0.68701 | 0.59986 | 0.59986 | 0.37298 | 0.70585 | 0.50056 | 0.18878 | 0.22267 | 0.42563 | 0.38574 | 0.30703 | 0.46442 | 0.14053 | 0.42908 | 0.29333 | 0.14908 | 0.2072 | 0.41337 | 0.20414 | 0.43468 | 0.66481 | 0.52785 | 0.18888 | 0.22302 | 0.44373 | 0.33394 | 0.30648 | 0.46012 | 0.14023 | 0.44447 | 0.29013 | 0.14908 | 0.2072 | 0.4134 | 0.20414 | 0
Jul | 16 | 24 | Weekend | Sunday | 0.5564 | 0.6372 | 0.69917 | 0.62708 | 1 | 0.62708 | 0.62708 | 0.15281 | 0.62708 | 0.5564 | 0.5564 | 0.22084 | 0.70236 | 0.49444 | 0.16933 | 0.21061 | 0.39171 | 0.32924 | 0.30367 | 0.29922 | 0.15746 | 0.41962 | 0.276 | 0.15281 | 0.21038 | 0.37297 | 0.20414 | 0.26696 | 0.6601 | 0.53742 | 0.16937 | 0.21055 | 0.41093 | 0.29054 | 0.3026 | 0.30474 | 0.15744 | 0.43721 | 0.2719 | 0.15281 | 0.21038 | 0.37296 | 0.20414 | 0
Jul | 16 | 1 | Weekend | Sunday | 0.55306 | 0.5953 | 0.68452 | 0.58171 | 1 | 0.58171 | 0.58171 | 0.15281 | 0.58171 | 0.55306 | 0.55306 | 0.22247 | 0.70181 | 0.44916 | 0.16273 | 0.20313 | 0.36823 | 0.36376 | 0.30066 | 0.3002 | 0.14449 | 0.36567 | 0.27471 | 0.15281 | 0.21038 | 0.36808 | 0.20414 | 0.26733 | 0.65802 | 0.48382 | 0.16271 | 0.20267 | 0.38841 | 0.31269 | 0.30109 | 0.30524 | 0.14343 | 0.38262 | 0.2706 | 0.15281 | 0.21038 | 0.36827 | 0.20414 | 0
Jul | 16 | 2 | Weekend | Sunday | 0.53688 | 0.5832 | 0.67616 | 0.54308 | 1 | 0.54308 | 0.54308 | 0.15281 | 0.54308 | 0.53688 | 0.53688 | 0.22122 | 0.70517 | 0.4487 | 0.15534 | 0.20257 | 0.35242 | 0.32536 | 0.30159 | 0.2998 | 0.14125 | 0.35898 | 0.27333 | 0.15281 | 0.21038 | 0.36481 | 0.20414 | 0.26744 | 0.65974 | 0.48239 | 0.15533 | 0.20267 | 0.37163 | 0.28544 | 0.30101 | 0.30534 | 0.14146 | 0.37248 | 0.26999 | 0.15281 | 0.21038 | 0.36489 | 0.20414 | 0
Jul | 16 | 3 | Weekend | Sunday | 0.52766 | 0.5819 | 0.67584 | 0.51 | 1 | 0.51 | 0.51 | 0.15281 | 0.51 | 0.52766 | 0.52766 | 0.22475 | 0.71516 | 0.44963 | 0.16322 | 0.20276 | 0.38488 | 0.46721 | 0.30312 | 0.30547 | 0.13165 | 0.36591 | 0.27333 | 0.15281 | 0.21038 | 0.38724 | 0.20414 | 0.27055 | 0.67129 | 0.46722 | 0.16331 | 0.20267 | 0.40368 | 0.40608 | 0.30255 | 0.31065 | 0.13134 | 0.37959 | 0.26999 | 0.15281 | 0.21038 | 0.38714 | 0.20414 | 0
Jul | 16 | 4 | Weekend | Sunday | 0.52885 | 0.59333 | 0.69278 | 0.49121 | 1 | 0.49121 | 0.49121 | 0.087614 | 0.49121 | 0.52885 | 0.52885 | 0.33205 | 0.71017 | 0.47693 | 0.17069 | 0.15079 | 0.42558 | 0.46988 | 0.2676 | 0.38724 | 0.12461 | 0.36068 | 0.17911 | 0.087614 | 0.10755 | 0.35609 | 0.12734 | 0.36816 | 0.66641 | 0.48206 | 0.1705 | 0.15053 | 0.42855 | 0.37551 | 0.26786 | 0.39144 | 0.1248 | 0.37113 | 0.1744 | 0.087614 | 0.10755 | 0.35627 | 0.12734 | 0
Jul | 16 | 5 | Weekend | Sunday | 0.50907 | 0.62355 | 0.75112 | 0.51851 | 0.0044583 | 0.51851 | 0.51851 | 0.13726 | 0.51851 | 0.50907 | 0.50907 | 0.57551 | 0.74297 | 0.65219 | 0.42387 | 0.24304 | 0.56226 | 0.57435 | 0.25063 | 0.8134 | 0.12002 | 0.52379 | 0.27963 | 0.13726 | 0.11082 | 0.49103 | 0.08598 | 0.63273 | 0.71455 | 0.65612 | 0.42412 | 0.24291 | 0.52021 | 0.49869 | 0.2493 | 0.82312 | 0.11994 | 0.53912 | 0.27555 | 0.13726 | 0.11065 | 0.47522 | 0.08598 | 0
Jul | 16 | 6 | Weekend | Sunday | 0.5392 | 0.67505 | 0.82971 | 0.54891 | 0.0044583 | 0.54891 | 0.54891 | 0.19054 | 0.54891 | 0.5392 | 0.5392 | 0.74312 | 0.78604 | 0.85905 | 0.49004 | 0.27917 | 0.64011 | 0.63477 | 0.25522 | 0.83341 | 0.13591 | 0.70096 | 0.26881 | 0.19054 | 0.16604 | 0.56698 | 0.15704 | 0.8124 | 0.75249 | 0.81356 | 0.48988 | 0.27898 | 0.59804 | 0.57647 | 0.25491 | 0.84365 | 0.13586 | 0.71944 | 0.26545 | 0.19054 | 0.16604 | 0.5371 | 0.15704 | 0
Jul | 16 | 7 | Weekend | Sunday | 0.63634 | 0.75377 | 0.8903 | 0.57318 | 0.0044583 | 0.57318 | 0.57318 | 0.41505 | 0.57318 | 0.63634 | 0.63634 | 0.79811 | 0.8069 | 1 | 0.5737 | 0.3735 | 0.60164 | 0.72245 | 0.25642 | 0.69238 | 0.18761 | 1 | 0.34181 | 0.41505 | 0.36836 | 0.71086 | 0.1667 | 0.84148 | 0.78005 | 0.90313 | 0.57413 | 0.3738 | 0.5604 | 0.67739 | 0.25612 | 0.6975 | 0.18662 | 0.99112 | 0.33813 | 0.41505 | 0.36793 | 0.69059 | 0.1667 | 0
Jul | 16 | 8 | Weekend | Sunday | 0.74282 | 0.81415 | 0.9282 | 0.60942 | 0.0044583 | 0.60942 | 0.60942 | 0.5602 | 0.60942 | 0.74282 | 0.74282 | 0.67742 | 0.83268 | 0.83678 | 0.55926 | 0.39677 | 0.56031 | 0.74945 | 0.26553 | 0.7151 | 0.19423 | 0.88259 | 0.35289 | 0.5602 | 0.51969 | 0.72023 | 0.23687 | 0.70814 | 0.81099 | 0.79155 | 0.55962 | 0.39678 | 0.52611 | 0.711 | 0.26326 | 0.71326 | 0.19376 | 0.87386 | 0.35006 | 0.5602 | 0.51968 | 0.70817 | 0.23687 | 0
Jul | 16 | 9 | Weekend | Sunday | 0.8543 | 0.87039 | 0.95529 | 0.6315 | 0.0044583 | 0.6315 | 0.6315 | 0.68894 | 0.6315 | 0.8543 | 0.8543 | 0.88167 | 0.8351 | 0.70615 | 0.52954 | 0.39129 | 0.52755 | 0.76447 | 0.27146 | 0.90094 | 0.22943 | 0.65774 | 0.36347 | 0.68894 | 0.65674 | 0.8141 | 0.2518 | 0.87055 | 0.8161 | 0.68475 | 0.52995 | 0.39128 | 0.49772 | 0.72973 | 0.27052 | 0.89334 | 0.22977 | 0.64627 | 0.35914 | 0.68894 | 0.65674 | 0.80895 | 0.2518 | 0
Jul | 16 | 10 | Weekend | Sunday | 0.94602 | 0.93167 | 0.97682 | 0.68368 | 0.0044583 | 0.68368 | 0.68368 | 0.71179 | 0.68368 | 0.94602 | 0.94602 | 0.92444 | 0.83371 | 0.66937 | 0.53273 | 0.40122 | 0.54323 | 0.75778 | 0.28754 | 0.97188 | 0.27639 | 0.64022 | 0.36237 | 0.71179 | 0.68869 | 0.8916 | 0.25747 | 0.92241 | 0.81707 | 0.67268 | 0.53296 | 0.40144 | 0.5263 | 0.72726 | 0.2861 | 0.96459 | 0.27655 | 0.63095 | 0.3596 | 0.71179 | 0.68869 | 0.88905 | 0.25747 | 0
Jul | 16 | 11 | Weekend | Sunday | 0.99487 | 0.97075 | 0.98942 | 0.74036 | 0.0044583 | 0.74036 | 0.74036 | 0.80427 | 0.74036 | 0.99487 | 0.99487 | 0.93107 | 0.82125 | 0.64227 | 0.54073 | 0.39411 | 0.55518 | 0.74666 | 0.29769 | 0.96515 | 0.32536 | 0.64279 | 0.3075 | 0.80427 | 0.78935 | 0.91247 | 0.1994 | 0.93741 | 0.80532 | 0.67178 | 0.54106 | 0.39374 | 0.54536 | 0.71566 | 0.29659 | 0.96172 | 0.32432 | 0.63914 | 0.30204 | 0.80427 | 0.78935 | 0.91219 | 0.1994 | 0
Jul | 16 | 12 | Weekend | Sunday | 1 | 0.98306 | 0.99286 | 0.7953 | 0.0044583 | 0.7953 | 0.7953 | 0.83211 | 0.7953 | 1 | 1 | 0.78417 | 0.81398 | 0.61718 | 0.54471 | 0.39565 | 0.55895 | 0.76833 | 0.3059 | 0.95783 | 0.39497 | 0.65606 | 0.30625 | 0.83211 | 0.82073 | 0.91873 | 0.20772 | 0.79173 | 0.79907 | 0.64292 | 0.54497 | 0.39584 | 0.55414 | 0.74179 | 0.30484 | 0.95521 | 0.39531 | 0.64955 | 0.30312 | 0.83211 | 0.82073 | 0.91902 | 0.20772 | 0
Jul | 16 | 13 | Weekend | Sunday | 0.99792 | 0.99375 | 1 | 0.82788 | 0.0044583 | 0.82788 | 0.82788 | 0.84873 | 0.82788 | 0.99792 | 0.99792 | 0.72613 | 0.81257 | 0.61822 | 0.46171 | 0.3024 | 0.56174 | 0.77398 | 0.33002 | 0.78042 | 0.43996 | 0.65504 | 0.30765 | 0.84873 | 0.84061 | 0.89799 | 0.22114 | 0.76869 | 0.79876 | 0.64466 | 0.46193 | 0.30172 | 0.56188 | 0.75145 | 0.33058 | 0.77726 | 0.44011 | 0.6527 | 0.30375 | 0.84873 | 0.84061 | 0.89806 | 0.22114 | 0
Jul | 16 | 14 | Weekend | Sunday | 0.98854 | 1 | 0.98998 | 0.86238 | 0.0044583 | 0.86238 | 0.86238 | 0.86115 | 0.86238 | 0.98854 | 0.98854 | 0.75625 | 0.78201 | 0.61922 | 0.49757 | 0.31472 | 0.60354 | 0.77151 | 0.35221 | 0.77585 | 0.44825 | 0.65453 | 0.31241 | 0.86115 | 0.85498 | 0.88388 | 0.2198 | 0.76514 | 0.77343 | 0.64619 | 0.4976 | 0.31519 | 0.60146 | 0.74625 | 0.35179 | 0.77257 | 0.44893 | 0.65074 | 0.30854 | 0.86115 | 0.85498 | 0.88393 | 0.2198 | 0
Jul | 16 | 15 | Weekend | Sunday | 0.94967 | 0.99715 | 0.96773 | 0.89772 | 0.0044583 | 0.89772 | 0.89772 | 0.86254 | 0.89772 | 0.94967 | 0.94967 | 0.94003 | 0.77786 | 0.65572 | 0.51497 | 0.31728 | 0.76207 | 0.74443 | 0.3565 | 0.77063 | 0.47093 | 0.65047 | 0.31549 | 0.86254 | 0.85478 | 0.88476 | 0.13892 | 0.92067 | 0.76925 | 0.71106 | 0.51465 | 0.31702 | 0.76331 | 0.72034 | 0.35605 | 0.76973 | 0.47139 | 0.68187 | 0.31164 | 0.86254 | 0.85478 | 0.88471 | 0.13892 | 0
Jul | 16 | 16 | Weekend | Sunday | 0.88556 | 0.96753 | 0.94058 | 0.9519 | 0.0044583 | 0.9519 | 0.9519 | 0.77901 | 0.9519 | 0.88556 | 0.88556 | 0.94509 | 0.75016 | 0.72385 | 0.5154 | 0.29417 | 0.92302 | 0.70737 | 0.3594 | 0.92768 | 0.44424 | 0.71404 | 0.28 | 0.77901 | 0.76328 | 0.83278 | 0.12605 | 0.91811 | 0.7392 | 0.77027 | 0.51467 | 0.29421 | 0.91976 | 0.68146 | 0.35952 | 0.92579 | 0.44441 | 0.74807 | 0.27671 | 0.77901 | 0.76328 | 0.8324 | 0.12605 | 0
Jul | 16 | 17 | Weekend | Sunday | 0.82002 | 0.9239 | 0.91085 | 1 | 0.0044583 | 1 | 1 | 0.61208 | 1 | 0.82002 | 0.82002 | 0.96746 | 0.73466 | 0.85171 | 0.3986 | 0.20637 | 0.97982 | 0.51072 | 0.34376 | 0.93939 | 0.40741 | 0.8409 | 0.15537 | 0.61208 | 0.58595 | 0.80151 | 0.13267 | 0.93369 | 0.71756 | 0.90384 | 0.39918 | 0.20667 | 0.96967 | 0.47841 | 0.34384 | 0.92976 | 0.40726 | 0.88012 | 0.15051 | 0.61208 | 0.58595 | 0.798 | 0.13267 | 0
Jul | 16 | 18 | Weekend | Sunday | 0.77333 | 0.88077 | 0.87885 | 0.98799 | 0.0044583 | 0.98799 | 0.98799 | 0.39491 | 0.98799 | 0.77333 | 0.77333 | 0.7871 | 0.73551 | 0.87308 | 0.34982 | 0.1882 | 0.94416 | 0.50429 | 0.32966 | 0.93524 | 0.39155 | 0.8552 | 0.15248 | 0.39491 | 0.37852 | 0.71988 | 0.11191 | 0.78461 | 0.71532 | 0.89665 | 0.35012 | 0.18733 | 0.93502 | 0.4691 | 0.32912 | 0.925 | 0.39163 | 0.88958 | 0.14838 | 0.39491 | 0.37852 | 0.71337 | 0.11191 | 0
Jul | 16 | 19 | Weekend | Sunday | 0.74909 | 0.85999 | 0.8545 | 0.9416 | 1 | 0.9416 | 0.9416 | 0.4453 | 0.9416 | 0.74909 | 0.74909 | 0.81062 | 0.70644 | 0.92556 | 0.30058 | 0.22716 | 0.99053 | 0.51587 | 0.34993 | 0.8201 | 0.35257 | 0.95466 | 0.27805 | 0.4453 | 0.47734 | 0.70627 | 0.21325 | 0.82431 | 0.67431 | 0.96074 | 0.30085 | 0.22771 | 0.9898 | 0.47297 | 0.35009 | 0.81294 | 0.35259 | 0.99656 | 0.27396 | 0.4453 | 0.47734 | 0.69789 | 0.21325 | 0
Jul | 16 | 20 | Weekend | Sunday | 0.73368 | 0.82052 | 0.82886 | 0.90494 | 1 | 0.90494 | 0.90494 | 0.20339 | 0.90494 | 0.73368 | 0.73368 | 0.76339 | 0.71308 | 0.89577 | 0.2545 | 0.22294 | 0.86264 | 0.41693 | 0.33641 | 0.81358 | 0.2983 | 0.92952 | 0.2918 | 0.20339 | 0.26177 | 0.58051 | 0.21147 | 0.79612 | 0.67805 | 0.92218 | 0.25455 | 0.22218 | 0.86525 | 0.38125 | 0.336 | 0.80122 | 0.29875 | 0.97237 | 0.2878 | 0.20339 | 0.26177 | 0.57846 | 0.21147 | 0
Jul | 16 | 21 | Weekend | Sunday | 0.68012 | 0.75012 | 0.79412 | 0.86971 | 1 | 0.86971 | 0.86971 | 0.15281 | 0.86971 | 0.68012 | 0.68012 | 0.6953 | 0.71606 | 0.84964 | 0.22348 | 0.21658 | 0.68922 | 0.41496 | 0.3234 | 0.783 | 0.23159 | 0.72984 | 0.2852 | 0.15281 | 0.21038 | 0.38165 | 0.20618 | 0.76511 | 0.67528 | 0.8048 | 0.22366 | 0.21691 | 0.6876 | 0.36555 | 0.32342 | 0.77689 | 0.23194 | 0.74715 | 0.28272 | 0.15281 | 0.21038 | 0.38166 | 0.20618 | 0
Jul | 16 | 22 | Weekend | Sunday | 0.65364 | 0.69424 | 0.75074 | 0.78304 | 1 | 0.78304 | 0.78304 | 0.15281 | 0.78304 | 0.65364 | 0.65364 | 0.64459 | 0.71766 | 0.65501 | 0.18622 | 0.2099 | 0.52833 | 0.35506 | 0.31341 | 0.79374 | 0.21666 | 0.49977 | 0.28227 | 0.15281 | 0.21038 | 0.47283 | 0.20414 | 0.75829 | 0.6755 | 0.6529 | 0.18628 | 0.20984 | 0.53599 | 0.31543 | 0.31289 | 0.79645 | 0.21673 | 0.51658 | 0.27821 | 0.15281 | 0.21038 | 0.47304 | 0.20414 | 0
Jul | 16 | 23 | Weekend | Sunday | 0.59986 | 0.66972 | 0.73652 | 0.68701 | 1 | 0.68701 | 0.68701 | 0.15618 | 0.68701 | 0.59986 | 0.59986 | 0.36493 | 0.69222 | 0.52363 | 0.19393 | 0.23146 | 0.43355 | 0.44353 | 0.30155 | 0.45673 | 0.13982 | 0.42994 | 0.30079 | 0.15618 | 0.21325 | 0.42171 | 0.20414 | 0.42582 | 0.65045 | 0.55607 | 0.194 | 0.23115 | 0.45215 | 0.38682 | 0.3013 | 0.45514 | 0.13906 | 0.44572 | 0.29748 | 0.15618 | 0.21325 | 0.42192 | 0.20414 | 0
Jul | 17 | 24 | Weekday | Monday | 0.5529 | 0.62726 | 0.669 | 0.60376 | 1 | 0.60376 | 0.60376 | 0.15476 | 0.60376 | 0.5529 | 0.5529 | 0.22175 | 0.69619 | 0.48412 | 0.19294 | 0.23775 | 0.40175 | 0.35206 | 0.30317 | 0.30052 | 0.13038 | 0.40049 | 0.31113 | 0.15476 | 0.21204 | 0.3883 | 0.20414 | 0.26733 | 0.65407 | 0.52551 | 0.193 | 0.23816 | 0.42159 | 0.31608 | 0.30125 | 0.30546 | 0.13009 | 0.41705 | 0.30752 | 0.15476 | 0.21204 | 0.38829 | 0.20414 | 0
Jul | 17 | 1 | Weekday | Monday | 0.5425 | 0.58323 | 0.65741 | 0.5579 | 1 | 0.5579 | 0.5579 | 0.15476 | 0.5579 | 0.5425 | 0.5425 | 0.22195 | 0.69722 | 0.46219 | 0.1904 | 0.23453 | 0.38104 | 0.43499 | 0.30167 | 0.30012 | 0.12749 | 0.37111 | 0.31037 | 0.15476 | 0.21204 | 0.38534 | 0.20414 | 0.26773 | 0.65393 | 0.49944 | 0.1905 | 0.23415 | 0.402 | 0.37584 | 0.30119 | 0.30599 | 0.12719 | 0.38911 | 0.3075 | 0.15476 | 0.21204 | 0.38541 | 0.20414 | 0
Jul | 17 | 2 | Weekday | Monday | 0.52873 | 0.56982 | 0.65066 | 0.52432 | 1 | 0.52432 | 0.52432 | 0.15476 | 0.52432 | 0.52873 | 0.52873 | 0.22186 | 0.69734 | 0.46531 | 0.19805 | 0.23539 | 0.36741 | 0.33168 | 0.30281 | 0.30167 | 0.12276 | 0.36684 | 0.30959 | 0.15476 | 0.21204 | 0.38257 | 0.20414 | 0.26789 | 0.65376 | 0.5032 | 0.19811 | 0.23563 | 0.38754 | 0.29457 | 0.30114 | 0.30616 | 0.12234 | 0.38126 | 0.30596 | 0.15476 | 0.21204 | 0.38288 | 0.20414 | 0
Jul | 17 | 3 | Weekday | Monday | 0.51985 | 0.5694 | 0.65102 | 0.4926 | 1 | 0.4926 | 0.4926 | 0.15476 | 0.4926 | 0.51985 | 0.51985 | 0.22763 | 0.75356 | 0.47603 | 0.19547 | 0.23586 | 0.39946 | 0.55975 | 0.30558 | 0.31164 | 0.12241 | 0.37207 | 0.30787 | 0.15476 | 0.21204 | 0.42528 | 0.20414 | 0.27477 | 0.71619 | 0.49966 | 0.1955 | 0.23584 | 0.41916 | 0.49374 | 0.30487 | 0.31805 | 0.12166 | 0.38816 | 0.30498 | 0.15476 | 0.21204 | 0.42535 | 0.20414 | 0
Jul | 17 | 4 | Weekday | Monday | 0.5215 | 0.57482 | 0.66459 | 0.47467 | 1 | 0.47467 | 0.47467 | 0.089402 | 0.47467 | 0.5215 | 0.5215 | 0.32412 | 0.77583 | 0.55038 | 0.21047 | 0.19272 | 0.44102 | 0.58787 | 0.27136 | 0.39276 | 0.11148 | 0.40275 | 0.23083 | 0.089402 | 0.10896 | 0.39444 | 0.12724 | 0.3713 | 0.70826 | 0.54145 | 0.2104 | 0.19237 | 0.44498 | 0.47342 | 0.26977 | 0.39888 | 0.11124 | 0.41207 | 0.22633 | 0.089402 | 0.10896 | 0.39438 | 0.12724 | 0
Jul | 17 | 5 | Weekday | Monday | 0.50087 | 0.59537 | 0.70905 | 0.49439 | 0.0044583 | 0.49439 | 0.49439 | 0.20614 | 0.49439 | 0.50087 | 0.50087 | 0.57763 | 0.88779 | 0.79761 | 0.58335 | 0.35252 | 0.57956 | 0.74768 | 0.44492 | 0.82526 | 0.62039 | 0.67042 | 0.42451 | 0.20614 | 0.15847 | 0.55846 | 0.22133 | 0.64176 | 0.85966 | 0.7554 | 0.58395 | 0.35263 | 0.53875 | 0.67988 | 0.44484 | 0.83558 | 0.62095 | 0.686 | 0.42198 | 0.20614 | 0.15847 | 0.55279 | 0.22133 | 0
Jul | 17 | 6 | Weekday | Monday | 0.52296 | 0.63775 | 0.77105 | 0.51763 | 0.0044583 | 0.51763 | 0.51763 | 0.30744 | 0.51763 | 0.52296 | 0.52296 | 0.79671 | 0.95673 | 0.98555 | 0.66013 | 0.48056 | 0.66322 | 0.8743 | 0.47083 | 0.87332 | 0.66842 | 0.87247 | 0.47997 | 0.30744 | 0.25993 | 0.62189 | 0.4858 | 0.8334 | 0.94122 | 0.90368 | 0.65999 | 0.48083 | 0.62276 | 0.82699 | 0.46756 | 0.86 | 0.66674 | 0.89014 | 0.47585 | 0.30744 | 0.25993 | 0.60882 | 0.4858 | 0
Jul | 17 | 7 | Weekday | Monday | 0.60102 | 0.70648 | 0.82191 | 0.54888 | 0.0044583 | 0.54888 | 0.54888 | 0.51691 | 0.54888 | 0.60102 | 0.60102 | 0.85329 | 0.98078 | 0.87216 | 1 | 0.94479 | 0.66497 | 0.92516 | 0.78857 | 0.73001 | 0.85901 | 0.82335 | 0.92836 | 0.51691 | 0.46835 | 0.83793 | 0.74012 | 0.86956 | 0.97092 | 0.82565 | 1 | 0.94505 | 0.62779 | 0.88887 | 0.78768 | 0.71492 | 0.85719 | 0.8152 | 0.92753 | 0.51691 | 0.46835 | 0.83313 | 0.74012 | 0
Jul | 17 | 8 | Weekday | Monday | 0.70019 | 0.76238 | 0.85726 | 0.60145 | 0.0044583 | 0.60145 | 0.60145 | 0.78911 | 0.60145 | 0.70019 | 0.70019 | 0.71398 | 0.99645 | 0.77299 | 0.98653 | 0.92643 | 0.62636 | 0.9784 | 0.82809 | 0.73759 | 0.91033 | 0.79884 | 0.95638 | 0.78911 | 0.75416 | 0.93562 | 0.90742 | 0.7438 | 0.99074 | 0.76238 | 0.9864 | 0.92654 | 0.59636 | 0.95871 | 0.82776 | 0.72844 | 0.90965 | 0.79404 | 0.95461 | 0.78911 | 0.75416 | 0.93518 | 0.90742 | 0
Jul | 17 | 9 | Weekday | Monday | 0.80888 | 0.8208 | 0.88258 | 0.64582 | 0.0044583 | 0.64582 | 0.64582 | 0.87429 | 0.64582 | 0.80888 | 0.80888 | 0.90068 | 1 | 0.65535 | 0.95653 | 0.93074 | 0.59794 | 0.98846 | 0.88285 | 0.91973 | 0.94366 | 0.64017 | 0.97264 | 0.87429 | 0.85057 | 0.93373 | 0.93116 | 0.90283 | 0.99667 | 0.65555 | 0.9562 | 0.9313 | 0.57256 | 0.97517 | 0.88231 | 0.91742 | 0.94376 | 0.6308 | 0.97097 | 0.87429 | 0.85057 | 0.93405 | 0.93116 | 0
Jul | 17 | 10 | Weekday | Monday | 0.89153 | 0.88268 | 0.90301 | 0.70588 | 0.0044583 | 0.70588 | 0.70588 | 0.92776 | 0.70588 | 0.89153 | 0.89153 | 0.95499 | 0.99963 | 0.63112 | 0.95938 | 0.95715 | 0.61425 | 0.99274 | 0.92348 | 0.99786 | 0.98718 | 0.64169 | 0.98255 | 0.92776 | 0.91416 | 1 | 0.95576 | 0.96707 | 0.99919 | 0.65772 | 0.9586 | 0.95683 | 0.60179 | 0.98631 | 0.92289 | 0.99445 | 0.98673 | 0.63788 | 0.9802 | 0.92776 | 0.91416 | 1 | 0.95576 | 0
Jul | 17 | 11 | Weekday | Monday | 0.93274 | 0.92628 | 0.91368 | 0.76109 | 0.0044583 | 0.76109 | 0.76109 | 0.96195 | 0.76109 | 0.93274 | 0.93274 | 0.97535 | 0.9708 | 0.62853 | 0.93778 | 0.95307 | 0.62082 | 0.96026 | 0.95691 | 1 | 0.99069 | 0.65279 | 0.93773 | 0.96195 | 0.95492 | 0.98578 | 0.88604 | 1 | 0.97178 | 0.65662 | 0.93632 | 0.95185 | 0.61512 | 0.95441 | 0.95673 | 1 | 0.99004 | 0.64769 | 0.93473 | 0.96195 | 0.95492 | 0.98564 | 0.88604 | 0
Jul | 17 | 12 | Weekday | Monday | 0.93237 | 0.94033 | 0.91398 | 0.81387 | 0.0044583 | 0.81387 | 0.81387 | 0.97843 | 0.81387 | 0.93237 | 0.93237 | 0.81416 | 0.99277 | 0.61042 | 0.96658 | 0.99047 | 0.62341 | 0.995 | 0.97167 | 0.98702 | 0.99482 | 0.65997 | 0.99194 | 0.97843 | 0.97613 | 0.99694 | 0.98403 | 0.83944 | 0.99478 | 0.63618 | 0.96536 | 0.9899 | 0.62263 | 0.99452 | 0.97177 | 0.98908 | 0.99434 | 0.6573 | 0.98928 | 0.97843 | 0.97613 | 0.99697 | 0.98403 | 0
Jul | 17 | 13 | Weekday | Monday | 0.92199 | 0.95191 | 0.91872 | 0.85292 | 0.0044583 | 0.85292 | 0.85292 | 0.98954 | 0.85292 | 0.92199 | 0.92199 | 0.75197 | 0.99291 | 0.6111 | 0.95476 | 0.97096 | 0.62744 | 1 | 0.9997 | 0.79848 | 1 | 0.66697 | 0.99738 | 0.98954 | 0.98937 | 0.9757 | 0.99556 | 0.80726 | 0.99644 | 0.63786 | 0.95481 | 0.97129 | 0.63168 | 1 | 0.99997 | 0.79862 | 1 | 0.66214 | 0.99549 | 0.98954 | 0.98937 | 0.97576 | 0.99556 | 0
Jul | 17 | 14 | Weekday | Monday | 0.90658 | 0.95856 | 0.91124 | 0.88552 | 0.0044583 | 0.88552 | 0.88552 | 1 | 0.88552 | 0.90658 | 0.90658 | 0.76831 | 0.9912 | 0.61223 | 0.95886 | 0.97684 | 0.66575 | 0.97154 | 1 | 0.78221 | 0.99047 | 0.66041 | 1 | 1 | 1 | 0.9607 | 1 | 0.7861 | 0.99697 | 0.63846 | 0.95888 | 0.97766 | 0.66757 | 0.98156 | 1 | 0.78252 | 0.99021 | 0.65915 | 1 | 1 | 1 | 0.96088 | 1 | 0
Jul | 17 | 15 | Weekday | Monday | 0.86846 | 0.95722 | 0.89437 | 0.9212 | 0.0044583 | 0.9212 | 0.9212 | 0.98359 | 0.9212 | 0.86846 | 0.86846 | 0.94713 | 0.99266 | 0.64699 | 0.98685 | 1 | 0.81338 | 0.96677 | 0.98242 | 0.7701 | 0.96941 | 0.6575 | 0.99619 | 0.98359 | 0.98118 | 0.9516 | 0.98938 | 0.93217 | 1 | 0.70154 | 0.98635 | 1 | 0.81787 | 0.97359 | 0.98236 | 0.76993 | 0.96931 | 0.68755 | 0.9943 | 0.98359 | 0.98118 | 0.95188 | 0.98938 | 0
Jul | 17 | 16 | Weekday | Monday | 0.82444 | 0.93521 | 0.87444 | 0.96472 | 0.0044583 | 0.96472 | 0.96472 | 0.94726 | 0.96472 | 0.82444 | 0.82444 | 0.96722 | 0.98962 | 0.7443 | 0.91473 | 0.90932 | 0.936 | 0.94734 | 0.81541 | 0.94121 | 0.91703 | 0.75161 | 0.66682 | 0.94726 | 0.93825 | 0.93668 | 0.30136 | 0.94733 | 0.99762 | 0.78157 | 0.91517 | 0.91025 | 0.93367 | 0.94976 | 0.81477 | 0.93922 | 0.91769 | 0.7855 | 0.66321 | 0.94726 | 0.93825 | 0.9367 | 0.30136 | 0
Jul | 17 | 17 | Weekday | Monday | 0.78253 | 0.89752 | 0.85198 | 0.9988 | 0.0044583 | 0.9988 | 0.9988 | 0.74543 | 0.9988 | 0.78253 | 0.78253 | 1 | 0.81378 | 0.91024 | 0.79034 | 0.61836 | 0.99108 | 0.61857 | 0.66846 | 0.94589 | 0.84155 | 0.81803 | 0.52961 | 0.74543 | 0.71961 | 0.9122 | 0.11056 | 0.97324 | 0.80889 | 0.89872 | 0.79069 | 0.61866 | 0.98179 | 0.59923 | 0.6639 | 0.93587 | 0.84063 | 0.84645 | 0.5272 | 0.74543 | 0.71961 | 0.91242 | 0.11056 | 0
Jul | 17 | 18 | Weekday | Monday | 0.73902 | 0.85719 | 0.82681 | 0.98303 | 0.0044583 | 0.98303 | 0.98303 | 0.67103 | 0.98303 | 0.73902 | 0.73902 | 0.81214 | 0.81947 | 0.88687 | 0.77581 | 0.58322 | 0.95425 | 0.61259 | 0.668 | 0.94374 | 0.83093 | 0.83817 | 0.51273 | 0.67103 | 0.63827 | 0.86916 | 0.10238 | 0.80933 | 0.80963 | 0.91296 | 0.77659 | 0.58355 | 0.94589 | 0.58656 | 0.66 | 0.93055 | 0.82963 | 0.87191 | 0.50945 | 0.67103 | 0.63827 | 0.86922 | 0.10238 | 0
Jul | 17 | 19 | Weekday | Monday | 0.72339 | 0.83528 | 0.80656 | 0.93022 | 1 | 0.93022 | 0.93022 | 0.68558 | 0.93022 | 0.72339 | 0.72339 | 0.83806 | 0.75351 | 0.95917 | 0.71432 | 0.54629 | 1 | 0.60223 | 0.53158 | 0.82491 | 0.73417 | 0.95738 | 0.58784 | 0.68558 | 0.69763 | 0.81569 | 0.19432 | 0.85391 | 0.72827 | 1 | 0.71482 | 0.54655 | 1 | 0.55926 | 0.5245 | 0.81466 | 0.73285 | 1 | 0.58561 | 0.68558 | 0.69763 | 0.8156 | 0.19432 | 0
Jul | 17 | 20 | Weekday | Monday | 0.71611 | 0.79889 | 0.78611 | 0.89152 | 1 | 0.89152 | 0.89152 | 0.29069 | 0.89152 | 0.71611 | 0.71611 | 0.77934 | 0.73083 | 0.96936 | 0.70152 | 0.54275 | 0.87678 | 0.43319 | 0.30972 | 0.82084 | 0.17075 | 0.92438 | 0.59423 | 0.29069 | 0.34051 | 0.60197 | 0.20414 | 0.81498 | 0.70176 | 0.95123 | 0.70216 | 0.54332 | 0.88037 | 0.40544 | 0.30204 | 0.80737 | 0.16869 | 0.95628 | 0.59204 | 0.29069 | 0.34051 | 0.60238 | 0.20414 | 0
Jul | 17 | 21 | Weekday | Monday | 0.66727 | 0.7343 | 0.75528 | 0.85824 | 1 | 0.85824 | 0.85824 | 0.15476 | 0.85824 | 0.66727 | 0.66727 | 0.71345 | 0.69054 | 0.8101 | 0.22829 | 0.24925 | 0.71089 | 0.44046 | 0.30539 | 0.79476 | 0.17411 | 0.69251 | 0.32371 | 0.15476 | 0.21204 | 0.40041 | 0.20414 | 0.78296 | 0.6546 | 0.80475 | 0.22844 | 0.24953 | 0.7107 | 0.39183 | 0.30132 | 0.78756 | 0.17294 | 0.71556 | 0.32017 | 0.15476 | 0.21204 | 0.40007 | 0.20414 | 0
Jul | 17 | 22 | Weekday | Monday | 0.64114 | 0.68245 | 0.71767 | 0.77593 | 1 | 0.77593 | 0.77593 | 0.15476 | 0.77593 | 0.64114 | 0.64114 | 0.65102 | 0.69472 | 0.63049 | 0.21416 | 0.2385 | 0.55185 | 0.35409 | 0.30833 | 0.80378 | 0.15123 | 0.48841 | 0.30671 | 0.15476 | 0.21204 | 0.49002 | 0.20414 | 0.76744 | 0.65698 | 0.65621 | 0.2143 | 0.23839 | 0.561 | 0.32135 | 0.30572 | 0.80568 | 0.15058 | 0.50801 | 0.30344 | 0.15476 | 0.21204 | 0.4904 | 0.20414 | 0
Jul | 17 | 23 | Weekday | Monday | 0.58873 | 0.66177 | 0.69822 | 0.67765 | 1 | 0.67765 | 0.67765 | 0.15618 | 0.67765 | 0.58873 | 0.58873 | 0.36493 | 0.69222 | 0.52363 | 0.19393 | 0.23146 | 0.43355 | 0.44353 | 0.30155 | 0.45673 | 0.13982 | 0.42994 | 0.30079 | 0.15618 | 0.21325 | 0.42171 | 0.20414 | 0.42582 | 0.65045 | 0.55607 | 0.194 | 0.23115 | 0.45215 | 0.38682 | 0.3013 | 0.45514 | 0.13906 | 0.44572 | 0.29748 | 0.15618 | 0.21325 | 0.42192 | 0.20414 | 0
Jul | 18 | 24 | Weekday | Tuesday | 0.5529 | 0.62726 | 0.669 | 0.60376 | 1 | 0.60376 | 0.60376 | 0.15476 | 0.60376 | 0.5529 | 0.5529 | 0.22175 | 0.69619 | 0.48412 | 0.19294 | 0.23775 | 0.40175 | 0.35206 | 0.30317 | 0.30052 | 0.13038 | 0.40049 | 0.31113 | 0.15476 | 0.21204 | 0.3883 | 0.20414 | 0.26733 | 0.65407 | 0.52551 | 0.193 | 0.23816 | 0.42159 | 0.31608 | 0.30125 | 0.30546 | 0.13009 | 0.41705 | 0.30752 | 0.15476 | 0.21204 | 0.38829 | 0.20414 | 0
Jul | 18 | 1 | Weekday | Tuesday | 0.5425 | 0.58323 | 0.65741 | 0.5579 | 1 | 0.5579 | 0.5579 | 0.15476 | 0.5579 | 0.5425 | 0.5425 | 0.22195 | 0.69722 | 0.46219 | 0.1904 | 0.23453 | 0.38104 | 0.43499 | 0.30167 | 0.30012 | 0.12749 | 0.37111 | 0.31037 | 0.15476 | 0.21204 | 0.38534 | 0.20414 | 0.26773 | 0.65393 | 0.49944 | 0.1905 | 0.23415 | 0.402 | 0.37584 | 0.30119 | 0.30599 | 0.12719 | 0.38911 | 0.3075 | 0.15476 | 0.21204 | 0.38541 | 0.20414 | 0
Jul | 18 | 2 | Weekday | Tuesday | 0.52873 | 0.56982 | 0.65066 | 0.52432 | 1 | 0.52432 | 0.52432 | 0.15476 | 0.52432 | 0.52873 | 0.52873 | 0.22186 | 0.69734 | 0.46531 | 0.19805 | 0.23539 | 0.36741 | 0.33168 | 0.30281 | 0.30167 | 0.12276 | 0.36684 | 0.30959 | 0.15476 | 0.21204 | 0.38257 | 0.20414 | 0.26789 | 0.65376 | 0.5032 | 0.19811 | 0.23563 | 0.38754 | 0.29457 | 0.30114 | 0.30616 | 0.12234 | 0.38126 | 0.30596 | 0.15476 | 0.21204 | 0.38288 | 0.20414 | 0
Jul | 18 | 3 | Weekday | Tuesday | 0.51985 | 0.5694 | 0.65102 | 0.4926 | 1 | 0.4926 | 0.4926 | 0.15476 | 0.4926 | 0.51985 | 0.51985 | 0.22763 | 0.75356 | 0.47603 | 0.19547 | 0.23586 | 0.39946 | 0.55975 | 0.30558 | 0.31164 | 0.12241 | 0.37207 | 0.30787 | 0.15476 | 0.21204 | 0.42528 | 0.20414 | 0.27477 | 0.71619 | 0.49966 | 0.1955 | 0.23584 | 0.41916 | 0.49374 | 0.30487 | 0.31805 | 0.12166 | 0.38816 | 0.30498 | 0.15476 | 0.21204 | 0.42535 | 0.20414 | 0
Jul | 18 | 4 | Weekday | Tuesday | 0.5215 | 0.57482 | 0.66459 | 0.47467 | 1 | 0.47467 | 0.47467 | 0.089402 | 0.47467 | 0.5215 | 0.5215 | 0.32412 | 0.77583 | 0.55038 | 0.21047 | 0.19272 | 0.44102 | 0.58787 | 0.27136 | 0.39276 | 0.11148 | 0.40275 | 0.23083 | 0.089402 | 0.10896 | 0.39444 | 0.12724 | 0.3713 | 0.70826 | 0.54145 | 0.2104 | 0.19237 | 0.44498 | 0.47342 | 0.26977 | 0.39888 | 0.11124 | 0.41207 | 0.22633 | 0.089402 | 0.10896 | 0.39438 | 0.12724 | 0
Jul | 18 | 5 | Weekday | Tuesday | 0.50087 | 0.59537 | 0.70905 | 0.49439 | 0.0044583 | 0.49439 | 0.49439 | 0.20614 | 0.49439 | 0.50087 | 0.50087 | 0.57763 | 0.88779 | 0.79761 | 0.58335 | 0.35252 | 0.57956 | 0.74768 | 0.44492 | 0.82526 | 0.62039 | 0.67042 | 0.42451 | 0.20614 | 0.15847 | 0.55846 | 0.22133 | 0.64176 | 0.85966 | 0.7554 | 0.58395 | 0.35263 | 0.53875 | 0.67988 | 0.44484 | 0.83558 | 0.62095 | 0.686 | 0.42198 | 0.20614 | 0.15847 | 0.55279 | 0.22133 | 0
Jul | 18 | 6 | Weekday | Tuesday | 0.52296 | 0.63775 | 0.77105 | 0.51763 | 0.0044583 | 0.51763 | 0.51763 | 0.30744 | 0.51763 | 0.52296 | 0.52296 | 0.79671 | 0.95673 | 0.98555 | 0.66013 | 0.48056 | 0.66322 | 0.8743 | 0.47083 | 0.87332 | 0.66842 | 0.87247 | 0.47997 | 0.30744 | 0.25993 | 0.62189 | 0.4858 | 0.8334 | 0.94122 | 0.90368 | 0.65999 | 0.48083 | 0.62276 | 0.82699 | 0.46756 | 0.86 | 0.66674 | 0.89014 | 0.47585 | 0.30744 | 0.25993 | 0.60882 | 0.4858 | 0
Jul | 18 | 7 | Weekday | Tuesday | 0.60102 | 0.70648 | 0.82191 | 0.54888 | 0.0044583 | 0.54888 | 0.54888 | 0.51691 | 0.54888 | 0.60102 | 0.60102 | 0.85329 | 0.98078 | 0.87216 | 1 | 0.94479 | 0.66497 | 0.92516 | 0.78857 | 0.73001 | 0.85901 | 0.82335 | 0.92836 | 0.51691 | 0.46835 | 0.83793 | 0.74012 | 0.86956 | 0.97092 | 0.82565 | 1 | 0.94505 | 0.62779 | 0.88887 | 0.78768 | 0.71492 | 0.85719 | 0.8152 | 0.92753 | 0.51691 | 0.46835 | 0.83313 | 0.74012 | 0
Jul | 18 | 8 | Weekday | Tuesday | 0.70019 | 0.76238 | 0.85726 | 0.60145 | 0.0044583 | 0.60145 | 0.60145 | 0.78911 | 0.60145 | 0.70019 | 0.70019 | 0.71398 | 0.99645 | 0.77299 | 0.98653 | 0.92643 | 0.62636 | 0.9784 | 0.82809 | 0.73759 | 0.91033 | 0.79884 | 0.95638 | 0.78911 | 0.75416 | 0.93562 | 0.90742 | 0.7438 | 0.99074 | 0.76238 | 0.9864 | 0.92654 | 0.59636 | 0.95871 | 0.82776 | 0.72844 | 0.90965 | 0.79404 | 0.95461 | 0.78911 | 0.75416 | 0.93518 | 0.90742 | 0
Jul | 18 | 9 | Weekday | Tuesday | 0.80888 | 0.8208 | 0.88258 | 0.64582 | 0.0044583 | 0.64582 | 0.64582 | 0.87429 | 0.64582 | 0.80888 | 0.80888 | 0.90068 | 1 | 0.65535 | 0.95653 | 0.93074 | 0.59794 | 0.98846 | 0.88285 | 0.91973 | 0.94366 | 0.64017 | 0.97264 | 0.87429 | 0.85057 | 0.93373 | 0.93116 | 0.90283 | 0.99667 | 0.65555 | 0.9562 | 0.9313 | 0.57256 | 0.97517 | 0.88231 | 0.91742 | 0.94376 | 0.6308 | 0.97097 | 0.87429 | 0.85057 | 0.93405 | 0.93116 | 0
Jul | 18 | 10 | Weekday | Tuesday | 0.89153 | 0.88268 | 0.90301 | 0.70588 | 0.0044583 | 0.70588 | 0.70588 | 0.92776 | 0.70588 | 0.89153 | 0.89153 | 0.95499 | 0.99963 | 0.63112 | 0.95938 | 0.95715 | 0.61425 | 0.99274 | 0.92348 | 0.99786 | 0.98718 | 0.64169 | 0.98255 | 0.92776 | 0.91416 | 1 | 0.95576 | 0.96707 | 0.99919 | 0.65772 | 0.9586 | 0.95683 | 0.60179 | 0.98631 | 0.92289 | 0.99445 | 0.98673 | 0.63788 | 0.9802 | 0.92776 | 0.91416 | 1 | 0.95576 | 0
Jul | 18 | 11 | Weekday | Tuesday | 0.93274 | 0.92628 | 0.91368 | 0.76109 | 0.0044583 | 0.76109 | 0.76109 | 0.96195 | 0.76109 | 0.93274 | 0.93274 | 0.97535 | 0.9708 | 0.62853 | 0.93778 | 0.95307 | 0.62082 | 0.96026 | 0.95691 | 1 | 0.99069 | 0.65279 | 0.93773 | 0.96195 | 0.95492 | 0.98578 | 0.88604 | 1 | 0.97178 | 0.65662 | 0.93632 | 0.95185 | 0.61512 | 0.95441 | 0.95673 | 1 | 0.99004 | 0.64769 | 0.93473 | 0.96195 | 0.95492 | 0.98564 | 0.88604 | 0
Jul | 18 | 12 | Weekday | Tuesday | 0.93237 | 0.94033 | 0.91398 | 0.81387 | 0.0044583 | 0.81387 | 0.81387 | 0.97843 | 0.81387 | 0.93237 | 0.93237 | 0.81416 | 0.99277 | 0.61042 | 0.96658 | 0.99047 | 0.62341 | 0.995 | 0.97167 | 0.98702 | 0.99482 | 0.65997 | 0.99194 | 0.97843 | 0.97613 | 0.99694 | 0.98403 | 0.83944 | 0.99478 | 0.63618 | 0.96536 | 0.9899 | 0.62263 | 0.99452 | 0.97177 | 0.98908 | 0.99434 | 0.6573 | 0.98928 | 0.97843 | 0.97613 | 0.99697 | 0.98403 | 0
Jul | 18 | 13 | Weekday | Tuesday | 0.92199 | 0.95191 | 0.91872 | 0.85292 | 0.0044583 | 0.85292 | 0.85292 | 0.98954 | 0.85292 | 0.92199 | 0.92199 | 0.75197 | 0.99291 | 0.6111 | 0.95476 | 0.97096 | 0.62744 | 1 | 0.9997 | 0.79848 | 1 | 0.66697 | 0.99738 | 0.98954 | 0.98937 | 0.9757 | 0.99556 | 0.80726 | 0.99644 | 0.63786 | 0.95481 | 0.97129 | 0.63168 | 1 | 0.99997 | 0.79862 | 1 | 0.66214 | 0.99549 | 0.98954 | 0.98937 | 0.97576 | 0.99556 | 0
Jul | 18 | 14 | Weekday | Tuesday | 0.90658 | 0.95856 | 0.91124 | 0.88552 | 0.0044583 | 0.88552 | 0.88552 | 1 | 0.88552 | 0.90658 | 0.90658 | 0.76831 | 0.9912 | 0.61223 | 0.95886 | 0.97684 | 0.66575 | 0.97154 | 1 | 0.78221 | 0.99047 | 0.66041 | 1 | 1 | 1 | 0.9607 | 1 | 0.7861 | 0.99697 | 0.63846 | 0.95888 | 0.97766 | 0.66757 | 0.98156 | 1 | 0.78252 | 0.99021 | 0.65915 | 1 | 1 | 1 | 0.96088 | 1 | 0
Jul | 18 | 15 | Weekday | Tuesday | 0.86846 | 0.95722 | 0.89437 | 0.9212 | 0.0044583 | 0.9212 | 0.9212 | 0.98359 | 0.9212 | 0.86846 | 0.86846 | 0.94713 | 0.99266 | 0.64699 | 0.98685 | 1 | 0.81338 | 0.96677 | 0.98242 | 0.7701 | 0.96941 | 0.6575 | 0.99619 | 0.98359 | 0.98118 | 0.9516 | 0.98938 | 0.93217 | 1 | 0.70154 | 0.98635 | 1 | 0.81787 | 0.97359 | 0.98236 | 0.76993 | 0.96931 | 0.68755 | 0.9943 | 0.98359 | 0.98118 | 0.95188 | 0.98938 | 0
Jul | 18 | 16 | Weekday | Tuesday | 0.82444 | 0.93521 | 0.87444 | 0.96472 | 0.0044583 | 0.96472 | 0.96472 | 0.94726 | 0.96472 | 0.82444 | 0.82444 | 0.96722 | 0.98962 | 0.7443 | 0.91473 | 0.90932 | 0.936 | 0.94734 | 0.81541 | 0.94121 | 0.91703 | 0.75161 | 0.66682 | 0.94726 | 0.93825 | 0.93668 | 0.30136 | 0.94733 | 0.99762 | 0.78157 | 0.91517 | 0.91025 | 0.93367 | 0.94976 | 0.81477 | 0.93922 | 0.91769 | 0.7855 | 0.66321 | 0.94726 | 0.93825 | 0.9367 | 0.30136 | 0
Jul | 18 | 17 | Weekday | Tuesday | 0.78253 | 0.89752 | 0.85198 | 0.9988 | 0.0044583 | 0.9988 | 0.9988 | 0.74543 | 0.9988 | 0.78253 | 0.78253 | 1 | 0.81378 | 0.91024 | 0.79034 | 0.61836 | 0.99108 | 0.61857 | 0.66846 | 0.94589 | 0.84155 | 0.81803 | 0.52961 | 0.74543 | 0.71961 | 0.9122 | 0.11056 | 0.97324 | 0.80889 | 0.89872 | 0.79069 | 0.61866 | 0.98179 | 0.59923 | 0.6639 | 0.93587 | 0.84063 | 0.84645 | 0.5272 | 0.74543 | 0.71961 | 0.91242 | 0.11056 | 0
Jul | 18 | 18 | Weekday | Tuesday | 0.73902 | 0.85719 | 0.82681 | 0.98303 | 0.0044583 | 0.98303 | 0.98303 | 0.67103 | 0.98303 | 0.73902 | 0.73902 | 0.81214 | 0.81947 | 0.88687 | 0.77581 | 0.58322 | 0.95425 | 0.61259 | 0.668 | 0.94374 | 0.83093 | 0.83817 | 0.51273 | 0.67103 | 0.63827 | 0.86916 | 0.10238 | 0.80933 | 0.80963 | 0.91296 | 0.77659 | 0.58355 | 0.94589 | 0.58656 | 0.66 | 0.93055 | 0.82963 | 0.87191 | 0.50945 | 0.67103 | 0.63827 | 0.86922 | 0.10238 | 0
Jul | 18 | 19 | Weekday | Tuesday | 0.72339 | 0.83528 | 0.80656 | 0.93022 | 1 | 0.93022 | 0.93022 | 0.68558 | 0.93022 | 0.72339 | 0.72339 | 0.83806 | 0.75351 | 0.95917 | 0.71432 | 0.54629 | 1 | 0.60223 | 0.53158 | 0.82491 | 0.73417 | 0.95738 | 0.58784 | 0.68558 | 0.69763 | 0.81569 | 0.19432 | 0.85391 | 0.72827 | 1 | 0.71482 | 0.54655 | 1 | 0.55926 | 0.5245 | 0.81466 | 0.73285 | 1 | 0.58561 | 0.68558 | 0.69763 | 0.8156 | 0.19432 | 0
Jul | 18 | 20 | Weekday | Tuesday | 0.71611 | 0.79889 | 0.78611 | 0.89152 | 1 | 0.89152 | 0.89152 | 0.29069 | 0.89152 | 0.71611 | 0.71611 | 0.77934 | 0.73083 | 0.96936 | 0.70152 | 0.54275 | 0.87678 | 0.43319 | 0.30972 | 0.82084 | 0.17075 | 0.92438 | 0.59423 | 0.29069 | 0.34051 | 0.60197 | 0.20414 | 0.81498 | 0.70176 | 0.95123 | 0.70216 | 0.54332 | 0.88037 | 0.40544 | 0.30204 | 0.80737 | 0.16869 | 0.95628 | 0.59204 | 0.29069 | 0.34051 | 0.60238 | 0.20414 | 0
Jul | 18 | 21 | Weekday | Tuesday | 0.66727 | 0.7343 | 0.75528 | 0.85824 | 1 | 0.85824 | 0.85824 | 0.15476 | 0.85824 | 0.66727 | 0.66727 | 0.71345 | 0.69054 | 0.8101 | 0.22829 | 0.24925 | 0.71089 | 0.44046 | 0.30539 | 0.79476 | 0.17411 | 0.69251 | 0.32371 | 0.15476 | 0.21204 | 0.40041 | 0.20414 | 0.78296 | 0.6546 | 0.80475 | 0.22844 | 0.24953 | 0.7107 | 0.39183 | 0.30132 | 0.78756 | 0.17294 | 0.71556 | 0.32017 | 0.15476 | 0.21204 | 0.40007 | 0.20414 | 0
Jul | 18 | 22 | Weekday | Tuesday | 0.64114 | 0.68245 | 0.71767 | 0.77593 | 1 | 0.77593 | 0.77593 | 0.15476 | 0.77593 | 0.64114 | 0.64114 | 0.65102 | 0.69472 | 0.63049 | 0.21416 | 0.2385 | 0.55185 | 0.35409 | 0.30833 | 0.80378 | 0.15123 | 0.48841 | 0.30671 | 0.15476 | 0.21204 | 0.49002 | 0.20414 | 0.76744 | 0.65698 | 0.65621 | 0.2143 | 0.23839 | 0.561 | 0.32135 | 0.30572 | 0.80568 | 0.15058 | 0.50801 | 0.30344 | 0.15476 | 0.21204 | 0.4904 | 0.20414 | 0
Jul | 18 | 23 | Weekday | Tuesday | 0.58873 | 0.66177 | 0.69822 | 0.67765 | 1 | 0.67765 | 0.67765 | 0.15618 | 0.67765 | 0.58873 | 0.58873 | 0.36493 | 0.69222 | 0.52363 | 0.19393 | 0.23146 | 0.43355 | 0.44353 | 0.30155 | 0.45673 | 0.13982 | 0.42994 | 0.30079 | 0.15618 | 0.21325 | 0.42171 | 0.20414 | 0.42582 | 0.65045 | 0.55607 | 0.194 | 0.23115 | 0.45215 | 0.38682 | 0.3013 | 0.45514 | 0.13906 | 0.44572 | 0.29748 | 0.15618 | 0.21325 | 0.42192 | 0.20414 | 0
Jul | 19 | 24 | Weekday | Wednesday | 0.5529 | 0.62726 | 0.669 | 0.60376 | 1 | 0.60376 | 0.60376 | 0.15476 | 0.60376 | 0.5529 | 0.5529 | 0.22175 | 0.69619 | 0.48412 | 0.19294 | 0.23775 | 0.40175 | 0.35206 | 0.30317 | 0.30052 | 0.13038 | 0.40049 | 0.31113 | 0.15476 | 0.21204 | 0.3883 | 0.20414 | 0.26733 | 0.65407 | 0.52551 | 0.193 | 0.23816 | 0.42159 | 0.31608 | 0.30125 | 0.30546 | 0.13009 | 0.41705 | 0.30752 | 0.15476 | 0.21204 | 0.38829 | 0.20414 | 0
Jul | 19 | 1 | Weekday | Wednesday | 0.5425 | 0.58323 | 0.65741 | 0.5579 | 1 | 0.5579 | 0.5579 | 0.15476 | 0.5579 | 0.5425 | 0.5425 | 0.22195 | 0.69722 | 0.46219 | 0.1904 | 0.23453 | 0.38104 | 0.43499 | 0.30167 | 0.30012 | 0.12749 | 0.37111 | 0.31037 | 0.15476 | 0.21204 | 0.38534 | 0.20414 | 0.26773 | 0.65393 | 0.49944 | 0.1905 | 0.23415 | 0.402 | 0.37584 | 0.30119 | 0.30599 | 0.12719 | 0.38911 | 0.3075 | 0.15476 | 0.21204 | 0.38541 | 0.20414 | 0
Jul | 19 | 2 | Weekday | Wednesday | 0.52873 | 0.56982 | 0.65066 | 0.52432 | 1 | 0.52432 | 0.52432 | 0.15476 | 0.52432 | 0.52873 | 0.52873 | 0.22186 | 0.69734 | 0.46531 | 0.19805 | 0.23539 | 0.36741 | 0.33168 | 0.30281 | 0.30167 | 0.12276 | 0.36684 | 0.30959 | 0.15476 | 0.21204 | 0.38257 | 0.20414 | 0.26789 | 0.65376 | 0.5032 | 0.19811 | 0.23563 | 0.38754 | 0.29457 | 0.30114 | 0.30616 | 0.12234 | 0.38126 | 0.30596 | 0.15476 | 0.21204 | 0.38288 | 0.20414 | 0
Jul | 19 | 3 | Weekday | Wednesday | 0.51985 | 0.5694 | 0.65102 | 0.4926 | 1 | 0.4926 | 0.4926 | 0.15476 | 0.4926 | 0.51985 | 0.51985 | 0.22763 | 0.75356 | 0.47603 | 0.19547 | 0.23586 | 0.39946 | 0.55975 | 0.30558 | 0.31164 | 0.12241 | 0.37207 | 0.30787 | 0.15476 | 0.21204 | 0.42528 | 0.20414 | 0.27477 | 0.71619 | 0.49966 | 0.1955 | 0.23584 | 0.41916 | 0.49374 | 0.30487 | 0.31805 | 0.12166 | 0.38816 | 0.30498 | 0.15476 | 0.21204 | 0.42535 | 0.20414 | 0
Jul | 19 | 4 | Weekday | Wednesday | 0.5215 | 0.57482 | 0.66459 | 0.47467 | 1 | 0.47467 | 0.47467 | 0.089402 | 0.47467 | 0.5215 | 0.5215 | 0.32412 | 0.77583 | 0.55038 | 0.21047 | 0.19272 | 0.44102 | 0.58787 | 0.27136 | 0.39276 | 0.11148 | 0.40275 | 0.23083 | 0.089402 | 0.10896 | 0.39444 | 0.12724 | 0.3713 | 0.70826 | 0.54145 | 0.2104 | 0.19237 | 0.44498 | 0.47342 | 0.26977 | 0.39888 | 0.11124 | 0.41207 | 0.22633 | 0.089402 | 0.10896 | 0.39438 | 0.12724 | 0
Jul | 19 | 5 | Weekday | Wednesday | 0.50087 | 0.59537 | 0.70905 | 0.49439 | 0.0044583 | 0.49439 | 0.49439 | 0.20614 | 0.49439 | 0.50087 | 0.50087 | 0.57763 | 0.88779 | 0.79761 | 0.58335 | 0.35252 | 0.57956 | 0.74768 | 0.44492 | 0.82526 | 0.62039 | 0.67042 | 0.42451 | 0.20614 | 0.15847 | 0.55846 | 0.22133 | 0.64176 | 0.85966 | 0.7554 | 0.58395 | 0.35263 | 0.53875 | 0.67988 | 0.44484 | 0.83558 | 0.62095 | 0.686 | 0.42198 | 0.20614 | 0.15847 | 0.55279 | 0.22133 | 0
Jul | 19 | 6 | Weekday | Wednesday | 0.52296 | 0.63775 | 0.77105 | 0.51763 | 0.0044583 | 0.51763 | 0.51763 | 0.30744 | 0.51763 | 0.52296 | 0.52296 | 0.79671 | 0.95673 | 0.98555 | 0.66013 | 0.48056 | 0.66322 | 0.8743 | 0.47083 | 0.87332 | 0.66842 | 0.87247 | 0.47997 | 0.30744 | 0.25993 | 0.62189 | 0.4858 | 0.8334 | 0.94122 | 0.90368 | 0.65999 | 0.48083 | 0.62276 | 0.82699 | 0.46756 | 0.86 | 0.66674 | 0.89014 | 0.47585 | 0.30744 | 0.25993 | 0.60882 | 0.4858 | 0
Jul | 19 | 7 | Weekday | Wednesday | 0.60102 | 0.70648 | 0.82191 | 0.54888 | 0.0044583 | 0.54888 | 0.54888 | 0.51691 | 0.54888 | 0.60102 | 0.60102 | 0.85329 | 0.98078 | 0.87216 | 1 | 0.94479 | 0.66497 | 0.92516 | 0.78857 | 0.73001 | 0.85901 | 0.82335 | 0.92836 | 0.51691 | 0.46835 | 0.83793 | 0.74012 | 0.86956 | 0.97092 | 0.82565 | 1 | 0.94505 | 0.62779 | 0.88887 | 0.78768 | 0.71492 | 0.85719 | 0.8152 | 0.92753 | 0.51691 | 0.46835 | 0.83313 | 0.74012 | 0
Jul | 19 | 8 | Weekday | Wednesday | 0.70019 | 0.76238 | 0.85726 | 0.60145 | 0.0044583 | 0.60145 | 0.60145 | 0.78911 | 0.60145 | 0.70019 | 0.70019 | 0.71398 | 0.99645 | 0.77299 | 0.98653 | 0.92643 | 0.62636 | 0.9784 | 0.82809 | 0.73759 | 0.91033 | 0.79884 | 0.95638 | 0.78911 | 0.75416 | 0.93562 | 0.90742 | 0.7438 | 0.99074 | 0.76238 | 0.9864 | 0.92654 | 0.59636 | 0.95871 | 0.82776 | 0.72844 | 0.90965 | 0.79404 | 0.95461 | 0.78911 | 0.75416 | 0.93518 | 0.90742 | 0
Jul | 19 | 9 | Weekday | Wednesday | 0.80888 | 0.8208 | 0.88258 | 0.64582 | 0.0044583 | 0.64582 | 0.64582 | 0.87429 | 0.64582 | 0.80888 | 0.80888 | 0.90068 | 1 | 0.65535 | 0.95653 | 0.93074 | 0.59794 | 0.98846 | 0.88285 | 0.91973 | 0.94366 | 0.64017 | 0.97264 | 0.87429 | 0.85057 | 0.93373 | 0.93116 | 0.90283 | 0.99667 | 0.65555 | 0.9562 | 0.9313 | 0.57256 | 0.97517 | 0.88231 | 0.91742 | 0.94376 | 0.6308 | 0.97097 | 0.87429 | 0.85057 | 0.93405 | 0.93116 | 0
Jul | 19 | 10 | Weekday | Wednesday | 0.89153 | 0.88268 | 0.90301 | 0.70588 | 0.0044583 | 0.70588 | 0.70588 | 0.92776 | 0.70588 | 0.89153 | 0.89153 | 0.95499 | 0.99963 | 0.63112 | 0.95938 | 0.95715 | 0.61425 | 0.99274 | 0.92348 | 0.99786 | 0.98718 | 0.64169 | 0.98255 | 0.92776 | 0.91416 | 1 | 0.95576 | 0.96707 | 0.99919 | 0.65772 | 0.9586 | 0.95683 | 0.60179 | 0.98631 | 0.92289 | 0.99445 | 0.98673 | 0.63788 | 0.9802 | 0.92776 | 0.91416 | 1 | 0.95576 | 0
Jul | 19 | 11 | Weekday | Wednesday | 0.93274 | 0.92628 | 0.91368 | 0.76109 | 0.0044583 | 0.76109 | 0.76109 | 0.96195 | 0.76109 | 0.93274 | 0.93274 | 0.97535 | 0.9708 | 0.62853 | 0.93778 | 0.95307 | 0.62082 | 0.96026 | 0.95691 | 1 | 0.99069 | 0.65279 | 0.93773 | 0.96195 | 0.95492 | 0.98578 | 0.88604 | 1 | 0.97178 | 0.65662 | 0.93632 | 0.95185 | 0.61512 | 0.95441 | 0.95673 | 1 | 0.99004 | 0.64769 | 0.93473 | 0.96195 | 0.95492 | 0.98564 | 0.88604 | 0
Jul | 19 | 12 | Weekday | Wednesday | 0.93237 | 0.94033 | 0.91398 | 0.81387 | 0.0044583 | 0.81387 | 0.81387 | 0.97843 | 0.81387 | 0.93237 | 0.93237 | 0.81416 | 0.99277 | 0.61042 | 0.96658 | 0.99047 | 0.62341 | 0.995 | 0.97167 | 0.98702 | 0.99482 | 0.65997 | 0.99194 | 0.97843 | 0.97613 | 0.99694 | 0.98403 | 0.83944 | 0.99478 | 0.63618 | 0.96536 | 0.9899 | 0.62263 | 0.99452 | 0.97177 | 0.98908 | 0.99434 | 0.6573 | 0.98928 | 0.97843 | 0.97613 | 0.99697 | 0.98403 | 0
Jul | 19 | 13 | Weekday | Wednesday | 0.92199 | 0.95191 | 0.91872 | 0.85292 | 0.0044583 | 0.85292 | 0.85292 | 0.98954 | 0.85292 | 0.92199 | 0.92199 | 0.75197 | 0.99291 | 0.6111 | 0.95476 | 0.97096 | 0.62744 | 1 | 0.9997 | 0.79848 | 1 | 0.66697 | 0.99738 | 0.98954 | 0.98937 | 0.9757 | 0.99556 | 0.80726 | 0.99644 | 0.63786 | 0.95481 | 0.97129 | 0.63168 | 1 | 0.99997 | 0.79862 | 1 | 0.66214 | 0.99549 | 0.98954 | 0.98937 | 0.97576 | 0.99556 | 0
Jul | 19 | 14 | Weekday | Wednesday | 0.90658 | 0.95856 | 0.91124 | 0.88552 | 0.0044583 | 0.88552 | 0.88552 | 1 | 0.88552 | 0.90658 | 0.90658 | 0.76831 | 0.9912 | 0.61223 | 0.95886 | 0.97684 | 0.66575 | 0.97154 | 1 | 0.78221 | 0.99047 | 0.66041 | 1 | 1 | 1 | 0.9607 | 1 | 0.7861 | 0.99697 | 0.63846 | 0.95888 | 0.97766 | 0.66757 | 0.98156 | 1 | 0.78252 | 0.99021 | 0.65915 | 1 | 1 | 1 | 0.96088 | 1 | 0
Jul | 19 | 15 | Weekday | Wednesday | 0.86846 | 0.95722 | 0.89437 | 0.9212 | 0.0044583 | 0.9212 | 0.9212 | 0.98359 | 0.9212 | 0.86846 | 0.86846 | 0.94713 | 0.99266 | 0.64699 | 0.98685 | 1 | 0.81338 | 0.96677 | 0.98242 | 0.7701 | 0.96941 | 0.6575 | 0.99619 | 0.98359 | 0.98118 | 0.9516 | 0.98938 | 0.93217 | 1 | 0.70154 | 0.98635 | 1 | 0.81787 | 0.97359 | 0.98236 | 0.76993 | 0.96931 | 0.68755 | 0.9943 | 0.98359 | 0.98118 | 0.95188 | 0.98938 | 0
Jul | 19 | 16 | Weekday | Wednesday | 0.82444 | 0.93521 | 0.87444 | 0.96472 | 0.0044583 | 0.96472 | 0.96472 | 0.94726 | 0.96472 | 0.82444 | 0.82444 | 0.96722 | 0.98962 | 0.7443 | 0.91473 | 0.90932 | 0.936 | 0.94734 | 0.81541 | 0.94121 | 0.91703 | 0.75161 | 0.66682 | 0.94726 | 0.93825 | 0.93668 | 0.30136 | 0.94733 | 0.99762 | 0.78157 | 0.91517 | 0.91025 | 0.93367 | 0.94976 | 0.81477 | 0.93922 | 0.91769 | 0.7855 | 0.66321 | 0.94726 | 0.93825 | 0.9367 | 0.30136 | 0
Jul | 19 | 17 | Weekday | Wednesday | 0.78253 | 0.89752 | 0.85198 | 0.9988 | 0.0044583 | 0.9988 | 0.9988 | 0.74543 | 0.9988 | 0.78253 | 0.78253 | 1 | 0.81378 | 0.91024 | 0.79034 | 0.61836 | 0.99108 | 0.61857 | 0.66846 | 0.94589 | 0.84155 | 0.81803 | 0.52961 | 0.74543 | 0.71961 | 0.9122 | 0.11056 | 0.97324 | 0.80889 | 0.89872 | 0.79069 | 0.61866 | 0.98179 | 0.59923 | 0.6639 | 0.93587 | 0.84063 | 0.84645 | 0.5272 | 0.74543 | 0.71961 | 0.91242 | 0.11056 | 0
Jul | 19 | 18 | Weekday | Wednesday | 0.73902 | 0.85719 | 0.82681 | 0.98303 | 0.0044583 | 0.98303 | 0.98303 | 0.67103 | 0.98303 | 0.73902 | 0.73902 | 0.81214 | 0.81947 | 0.88687 | 0.77581 | 0.58322 | 0.95425 | 0.61259 | 0.668 | 0.94374 | 0.83093 | 0.83817 | 0.51273 | 0.67103 | 0.63827 | 0.86916 | 0.10238 | 0.80933 | 0.80963 | 0.91296 | 0.77659 | 0.58355 | 0.94589 | 0.58656 | 0.66 | 0.93055 | 0.82963 | 0.87191 | 0.50945 | 0.67103 | 0.63827 | 0.86922 | 0.10238 | 0
Jul | 19 | 19 | Weekday | Wednesday | 0.72339 | 0.83528 | 0.80656 | 0.93022 | 1 | 0.93022 | 0.93022 | 0.68558 | 0.93022 | 0.72339 | 0.72339 | 0.83806 | 0.75351 | 0.95917 | 0.71432 | 0.54629 | 1 | 0.60223 | 0.53158 | 0.82491 | 0.73417 | 0.95738 | 0.58784 | 0.68558 | 0.69763 | 0.81569 | 0.19432 | 0.85391 | 0.72827 | 1 | 0.71482 | 0.54655 | 1 | 0.55926 | 0.5245 | 0.81466 | 0.73285 | 1 | 0.58561 | 0.68558 | 0.69763 | 0.8156 | 0.19432 | 0
Jul | 19 | 20 | Weekday | Wednesday | 0.71611 | 0.79889 | 0.78611 | 0.89152 | 1 | 0.89152 | 0.89152 | 0.29069 | 0.89152 | 0.71611 | 0.71611 | 0.77934 | 0.73083 | 0.96936 | 0.70152 | 0.54275 | 0.87678 | 0.43319 | 0.30972 | 0.82084 | 0.17075 | 0.92438 | 0.59423 | 0.29069 | 0.34051 | 0.60197 | 0.20414 | 0.81498 | 0.70176 | 0.95123 | 0.70216 | 0.54332 | 0.88037 | 0.40544 | 0.30204 | 0.80737 | 0.16869 | 0.95628 | 0.59204 | 0.29069 | 0.34051 | 0.60238 | 0.20414 | 0
Jul | 19 | 21 | Weekday | Wednesday | 0.66727 | 0.7343 | 0.75528 | 0.85824 | 1 | 0.85824 | 0.85824 | 0.15476 | 0.85824 | 0.66727 | 0.66727 | 0.71345 | 0.69054 | 0.8101 | 0.22829 | 0.24925 | 0.71089 | 0.44046 | 0.30539 | 0.79476 | 0.17411 | 0.69251 | 0.32371 | 0.15476 | 0.21204 | 0.40041 | 0.20414 | 0.78296 | 0.6546 | 0.80475 | 0.22844 | 0.24953 | 0.7107 | 0.39183 | 0.30132 | 0.78756 | 0.17294 | 0.71556 | 0.32017 | 0.15476 | 0.21204 | 0.40007 | 0.20414 | 0
Jul | 19 | 22 | Weekday | Wednesday | 0.64114 | 0.68245 | 0.71767 | 0.77593 | 1 | 0.77593 | 0.77593 | 0.15476 | 0.77593 | 0.64114 | 0.64114 | 0.65102 | 0.69472 | 0.63049 | 0.21416 | 0.2385 | 0.55185 | 0.35409 | 0.30833 | 0.80378 | 0.15123 | 0.48841 | 0.30671 | 0.15476 | 0.21204 | 0.49002 | 0.20414 | 0.76744 | 0.65698 | 0.65621 | 0.2143 | 0.23839 | 0.561 | 0.32135 | 0.30572 | 0.80568 | 0.15058 | 0.50801 | 0.30344 | 0.15476 | 0.21204 | 0.4904 | 0.20414 | 0
Jul | 19 | 23 | Weekday | Wednesday | 0.58873 | 0.66177 | 0.69822 | 0.67765 | 1 | 0.67765 | 0.67765 | 0.15618 | 0.67765 | 0.58873 | 0.58873 | 0.36493 | 0.69222 | 0.52363 | 0.19393 | 0.23146 | 0.43355 | 0.44353 | 0.30155 | 0.45673 | 0.13982 | 0.42994 | 0.30079 | 0.15618 | 0.21325 | 0.42171 | 0.20414 | 0.42582 | 0.65045 | 0.55607 | 0.194 | 0.23115 | 0.45215 | 0.38682 | 0.3013 | 0.45514 | 0.13906 | 0.44572 | 0.29748 | 0.15618 | 0.21325 | 0.42192 | 0.20414 | 0
Jul | 20 | 24 | Weekday | Thursday | 0.5529 | 0.62726 | 0.669 | 0.60376 | 1 | 0.60376 | 0.60376 | 0.15476 | 0.60376 | 0.5529 | 0.5529 | 0.22175 | 0.69619 | 0.48412 | 0.19294 | 0.23775 | 0.40175 | 0.35206 | 0.30317 | 0.30052 | 0.13038 | 0.40049 | 0.31113 | 0.15476 | 0.21204 | 0.3883 | 0.20414 | 0.26733 | 0.65407 | 0.52551 | 0.193 | 0.23816 | 0.42159 | 0.31608 | 0.30125 | 0.30546 | 0.13009 | 0.41705 | 0.30752 | 0.15476 | 0.21204 | 0.38829 | 0.20414 | 0
Jul | 20 | 1 | Weekday | Thursday | 0.5425 | 0.58323 | 0.65741 | 0.5579 | 1 | 0.5579 | 0.5579 | 0.15476 | 0.5579 | 0.5425 | 0.5425 | 0.22195 | 0.69722 | 0.46219 | 0.1904 | 0.23453 | 0.38104 | 0.43499 | 0.30167 | 0.30012 | 0.12749 | 0.37111 | 0.31037 | 0.15476 | 0.21204 | 0.38534 | 0.20414 | 0.26773 | 0.65393 | 0.49944 | 0.1905 | 0.23415 | 0.402 | 0.37584 | 0.30119 | 0.30599 | 0.12719 | 0.38911 | 0.3075 | 0.15476 | 0.21204 | 0.38541 | 0.20414 | 0
Jul | 20 | 2 | Weekday | Thursday | 0.52873 | 0.56982 | 0.65066 | 0.52432 | 1 | 0.52432 | 0.52432 | 0.15476 | 0.52432 | 0.52873 | 0.52873 | 0.22186 | 0.69734 | 0.46531 | 0.19805 | 0.23539 | 0.36741 | 0.33168 | 0.30281 | 0.30167 | 0.12276 | 0.36684 | 0.30959 | 0.15476 | 0.21204 | 0.38257 | 0.20414 | 0.26789 | 0.65376 | 0.5032 | 0.19811 | 0.23563 | 0.38754 | 0.29457 | 0.30114 | 0.30616 | 0.12234 | 0.38126 | 0.30596 | 0.15476 | 0.21204 | 0.38288 | 0.20414 | 0
Jul | 20 | 3 | Weekday | Thursday | 0.51985 | 0.5694 | 0.65102 | 0.4926 | 1 | 0.4926 | 0.4926 | 0.15476 | 0.4926 | 0.51985 | 0.51985 | 0.22763 | 0.75356 | 0.47603 | 0.19547 | 0.23586 | 0.39946 | 0.55975 | 0.30558 | 0.31164 | 0.12241 | 0.37207 | 0.30787 | 0.15476 | 0.21204 | 0.42528 | 0.20414 | 0.27477 | 0.71619 | 0.49966 | 0.1955 | 0.23584 | 0.41916 | 0.49374 | 0.30487 | 0.31805 | 0.12166 | 0.38816 | 0.30498 | 0.15476 | 0.21204 | 0.42535 | 0.20414 | 0
Jul | 20 | 4 | Weekday | Thursday | 0.5215 | 0.57482 | 0.66459 | 0.47467 | 1 | 0.47467 | 0.47467 | 0.089402 | 0.47467 | 0.5215 | 0.5215 | 0.32412 | 0.77583 | 0.55038 | 0.21047 | 0.19272 | 0.44102 | 0.58787 | 0.27136 | 0.39276 | 0.11148 | 0.40275 | 0.23083 | 0.089402 | 0.10896 | 0.39444 | 0.12724 | 0.3713 | 0.70826 | 0.54145 | 0.2104 | 0.19237 | 0.44498 | 0.47342 | 0.26977 | 0.39888 | 0.11124 | 0.41207 | 0.22633 | 0.089402 | 0.10896 | 0.39438 | 0.12724 | 0
Jul | 20 | 5 | Weekday | Thursday | 0.50087 | 0.59537 | 0.70905 | 0.49439 | 0.0044583 | 0.49439 | 0.49439 | 0.20614 | 0.49439 | 0.50087 | 0.50087 | 0.57763 | 0.88779 | 0.79761 | 0.58335 | 0.35252 | 0.57956 | 0.74768 | 0.44492 | 0.82526 | 0.62039 | 0.67042 | 0.42451 | 0.20614 | 0.15847 | 0.55846 | 0.22133 | 0.64176 | 0.85966 | 0.7554 | 0.58395 | 0.35263 | 0.53875 | 0.67988 | 0.44484 | 0.83558 | 0.62095 | 0.686 | 0.42198 | 0.20614 | 0.15847 | 0.55279 | 0.22133 | 0
Jul | 20 | 6 | Weekday | Thursday | 0.52296 | 0.63775 | 0.77105 | 0.51763 | 0.0044583 | 0.51763 | 0.51763 | 0.30744 | 0.51763 | 0.52296 | 0.52296 | 0.79671 | 0.95673 | 0.98555 | 0.66013 | 0.48056 | 0.66322 | 0.8743 | 0.47083 | 0.87332 | 0.66842 | 0.87247 | 0.47997 | 0.30744 | 0.25993 | 0.62189 | 0.4858 | 0.8334 | 0.94122 | 0.90368 | 0.65999 | 0.48083 | 0.62276 | 0.82699 | 0.46756 | 0.86 | 0.66674 | 0.89014 | 0.47585 | 0.30744 | 0.25993 | 0.60882 | 0.4858 | 0
Jul | 20 | 7 | Weekday | Thursday | 0.60102 | 0.70648 | 0.82191 | 0.54888 | 0.0044583 | 0.54888 | 0.54888 | 0.51691 | 0.54888 | 0.60102 | 0.60102 | 0.85329 | 0.98078 | 0.87216 | 1 | 0.94479 | 0.66497 | 0.92516 | 0.78857 | 0.73001 | 0.85901 | 0.82335 | 0.92836 | 0.51691 | 0.46835 | 0.83793 | 0.74012 | 0.86956 | 0.97092 | 0.82565 | 1 | 0.94505 | 0.62779 | 0.88887 | 0.78768 | 0.71492 | 0.85719 | 0.8152 | 0.92753 | 0.51691 | 0.46835 | 0.83313 | 0.74012 | 0
Jul | 20 | 8 | Weekday | Thursday | 0.70019 | 0.76238 | 0.85726 | 0.60145 | 0.0044583 | 0.60145 | 0.60145 | 0.78911 | 0.60145 | 0.70019 | 0.70019 | 0.71398 | 0.99645 | 0.77299 | 0.98653 | 0.92643 | 0.62636 | 0.9784 | 0.82809 | 0.73759 | 0.91033 | 0.79884 | 0.95638 | 0.78911 | 0.75416 | 0.93562 | 0.90742 | 0.7438 | 0.99074 | 0.76238 | 0.9864 | 0.92654 | 0.59636 | 0.95871 | 0.82776 | 0.72844 | 0.90965 | 0.79404 | 0.95461 | 0.78911 | 0.75416 | 0.93518 | 0.90742 | 0
Jul | 20 | 9 | Weekday | Thursday | 0.80888 | 0.8208 | 0.88258 | 0.64582 | 0.0044583 | 0.64582 | 0.64582 | 0.87429 | 0.64582 | 0.80888 | 0.80888 | 0.90068 | 1 | 0.65535 | 0.95653 | 0.93074 | 0.59794 | 0.98846 | 0.88285 | 0.91973 | 0.94366 | 0.64017 | 0.97264 | 0.87429 | 0.85057 | 0.93373 | 0.93116 | 0.90283 | 0.99667 | 0.65555 | 0.9562 | 0.9313 | 0.57256 | 0.97517 | 0.88231 | 0.91742 | 0.94376 | 0.6308 | 0.97097 | 0.87429 | 0.85057 | 0.93405 | 0.93116 | 0
Jul | 20 | 10 | Weekday | Thursday | 0.89153 | 0.88268 | 0.90301 | 0.70588 | 0.0044583 | 0.70588 | 0.70588 | 0.92776 | 0.70588 | 0.89153 | 0.89153 | 0.95499 | 0.99963 | 0.63112 | 0.95938 | 0.95715 | 0.61425 | 0.99274 | 0.92348 | 0.99786 | 0.98718 | 0.64169 | 0.98255 | 0.92776 | 0.91416 | 1 | 0.95576 | 0.96707 | 0.99919 | 0.65772 | 0.9586 | 0.95683 | 0.60179 | 0.98631 | 0.92289 | 0.99445 | 0.98673 | 0.63788 | 0.9802 | 0.92776 | 0.91416 | 1 | 0.95576 | 0
Jul | 20 | 11 | Weekday | Thursday | 0.93274 | 0.92628 | 0.91368 | 0.76109 | 0.0044583 | 0.76109 | 0.76109 | 0.96195 | 0.76109 | 0.93274 | 0.93274 | 0.97535 | 0.9708 | 0.62853 | 0.93778 | 0.95307 | 0.62082 | 0.96026 | 0.95691 | 1 | 0.99069 | 0.65279 | 0.93773 | 0.96195 | 0.95492 | 0.98578 | 0.88604 | 1 | 0.97178 | 0.65662 | 0.93632 | 0.95185 | 0.61512 | 0.95441 | 0.95673 | 1 | 0.99004 | 0.64769 | 0.93473 | 0.96195 | 0.95492 | 0.98564 | 0.88604 | 0
Jul | 20 | 12 | Weekday | Thursday | 0.93237 | 0.94033 | 0.91398 | 0.81387 | 0.0044583 | 0.81387 | 0.81387 | 0.97843 | 0.81387 | 0.93237 | 0.93237 | 0.81416 | 0.99277 | 0.61042 | 0.96658 | 0.99047 | 0.62341 | 0.995 | 0.97167 | 0.98702 | 0.99482 | 0.65997 | 0.99194 | 0.97843 | 0.97613 | 0.99694 | 0.98403 | 0.83944 | 0.99478 | 0.63618 | 0.96536 | 0.9899 | 0.62263 | 0.99452 | 0.97177 | 0.98908 | 0.99434 | 0.6573 | 0.98928 | 0.97843 | 0.97613 | 0.99697 | 0.98403 | 0
Jul | 20 | 13 | Weekday | Thursday | 0.92199 | 0.95191 | 0.91872 | 0.85292 | 0.0044583 | 0.85292 | 0.85292 | 0.98954 | 0.85292 | 0.92199 | 0.92199 | 0.75197 | 0.99291 | 0.6111 | 0.95476 | 0.97096 | 0.62744 | 1 | 0.9997 | 0.79848 | 1 | 0.66697 | 0.99738 | 0.98954 | 0.98937 | 0.9757 | 0.99556 | 0.80726 | 0.99644 | 0.63786 | 0.95481 | 0.97129 | 0.63168 | 1 | 0.99997 | 0.79862 | 1 | 0.66214 | 0.99549 | 0.98954 | 0.98937 | 0.97576 | 0.99556 | 0
Jul | 20 | 14 | Weekday | Thursday | 0.90658 | 0.95856 | 0.91124 | 0.88552 | 0.0044583 | 0.88552 | 0.88552 | 1 | 0.88552 | 0.90658 | 0.90658 | 0.76831 | 0.9912 | 0.61223 | 0.95886 | 0.97684 | 0.66575 | 0.97154 | 1 | 0.78221 | 0.99047 | 0.66041 | 1 | 1 | 1 | 0.9607 | 1 | 0.7861 | 0.99697 | 0.63846 | 0.95888 | 0.97766 | 0.66757 | 0.98156 | 1 | 0.78252 | 0.99021 | 0.65915 | 1 | 1 | 1 | 0.96088 | 1 | 0
Jul | 20 | 15 | Weekday | Thursday | 0.86846 | 0.95722 | 0.89437 | 0.9212 | 0.0044583 | 0.9212 | 0.9212 | 0.98359 | 0.9212 | 0.86846 | 0.86846 | 0.94713 | 0.99266 | 0.64699 | 0.98685 | 1 | 0.81338 | 0.96677 | 0.98242 | 0.7701 | 0.96941 | 0.6575 | 0.99619 | 0.98359 | 0.98118 | 0.9516 | 0.98938 | 0.93217 | 1 | 0.70154 | 0.98635 | 1 | 0.81787 | 0.97359 | 0.98236 | 0.76993 | 0.96931 | 0.68755 | 0.9943 | 0.98359 | 0.98118 | 0.95188 | 0.98938 | 0
Jul | 20 | 16 | Weekday | Thursday | 0.82444 | 0.93521 | 0.87444 | 0.96472 | 0.0044583 | 0.96472 | 0.96472 | 0.94726 | 0.96472 | 0.82444 | 0.82444 | 0.96722 | 0.98962 | 0.7443 | 0.91473 | 0.90932 | 0.936 | 0.94734 | 0.81541 | 0.94121 | 0.91703 | 0.75161 | 0.66682 | 0.94726 | 0.93825 | 0.93668 | 0.30136 | 0.94733 | 0.99762 | 0.78157 | 0.91517 | 0.91025 | 0.93367 | 0.94976 | 0.81477 | 0.93922 | 0.91769 | 0.7855 | 0.66321 | 0.94726 | 0.93825 | 0.9367 | 0.30136 | 0
Jul | 20 | 17 | Weekday | Thursday | 0.78253 | 0.89752 | 0.85198 | 0.9988 | 0.0044583 | 0.9988 | 0.9988 | 0.74543 | 0.9988 | 0.78253 | 0.78253 | 1 | 0.81378 | 0.91024 | 0.79034 | 0.61836 | 0.99108 | 0.61857 | 0.66846 | 0.94589 | 0.84155 | 0.81803 | 0.52961 | 0.74543 | 0.71961 | 0.9122 | 0.11056 | 0.97324 | 0.80889 | 0.89872 | 0.79069 | 0.61866 | 0.98179 | 0.59923 | 0.6639 | 0.93587 | 0.84063 | 0.84645 | 0.5272 | 0.74543 | 0.71961 | 0.91242 | 0.11056 | 0
Jul | 20 | 18 | Weekday | Thursday | 0.73902 | 0.85719 | 0.82681 | 0.98303 | 0.0044583 | 0.98303 | 0.98303 | 0.67103 | 0.98303 | 0.73902 | 0.73902 | 0.81214 | 0.81947 | 0.88687 | 0.77581 | 0.58322 | 0.95425 | 0.61259 | 0.668 | 0.94374 | 0.83093 | 0.83817 | 0.51273 | 0.67103 | 0.63827 | 0.86916 | 0.10238 | 0.80933 | 0.80963 | 0.91296 | 0.77659 | 0.58355 | 0.94589 | 0.58656 | 0.66 | 0.93055 | 0.82963 | 0.87191 | 0.50945 | 0.67103 | 0.63827 | 0.86922 | 0.10238 | 0
Jul | 20 | 19 | Weekday | Thursday | 0.72339 | 0.83528 | 0.80656 | 0.93022 | 1 | 0.93022 | 0.93022 | 0.68558 | 0.93022 | 0.72339 | 0.72339 | 0.83806 | 0.75351 | 0.95917 | 0.71432 | 0.54629 | 1 | 0.60223 | 0.53158 | 0.82491 | 0.73417 | 0.95738 | 0.58784 | 0.68558 | 0.69763 | 0.81569 | 0.19432 | 0.85391 | 0.72827 | 1 | 0.71482 | 0.54655 | 1 | 0.55926 | 0.5245 | 0.81466 | 0.73285 | 1 | 0.58561 | 0.68558 | 0.69763 | 0.8156 | 0.19432 | 0
Jul | 20 | 20 | Weekday | Thursday | 0.71611 | 0.79889 | 0.78611 | 0.89152 | 1 | 0.89152 | 0.89152 | 0.29069 | 0.89152 | 0.71611 | 0.71611 | 0.77934 | 0.73083 | 0.96936 | 0.70152 | 0.54275 | 0.87678 | 0.43319 | 0.30972 | 0.82084 | 0.17075 | 0.92438 | 0.59423 | 0.29069 | 0.34051 | 0.60197 | 0.20414 | 0.81498 | 0.70176 | 0.95123 | 0.70216 | 0.54332 | 0.88037 | 0.40544 | 0.30204 | 0.80737 | 0.16869 | 0.95628 | 0.59204 | 0.29069 | 0.34051 | 0.60238 | 0.20414 | 0
Jul | 20 | 21 | Weekday | Thursday | 0.66727 | 0.7343 | 0.75528 | 0.85824 | 1 | 0.85824 | 0.85824 | 0.15476 | 0.85824 | 0.66727 | 0.66727 | 0.71345 | 0.69054 | 0.8101 | 0.22829 | 0.24925 | 0.71089 | 0.44046 | 0.30539 | 0.79476 | 0.17411 | 0.69251 | 0.32371 | 0.15476 | 0.21204 | 0.40041 | 0.20414 | 0.78296 | 0.6546 | 0.80475 | 0.22844 | 0.24953 | 0.7107 | 0.39183 | 0.30132 | 0.78756 | 0.17294 | 0.71556 | 0.32017 | 0.15476 | 0.21204 | 0.40007 | 0.20414 | 0
Jul | 20 | 22 | Weekday | Thursday | 0.64114 | 0.68245 | 0.71767 | 0.77593 | 1 | 0.77593 | 0.77593 | 0.15476 | 0.77593 | 0.64114 | 0.64114 | 0.65102 | 0.69472 | 0.63049 | 0.21416 | 0.2385 | 0.55185 | 0.35409 | 0.30833 | 0.80378 | 0.15123 | 0.48841 | 0.30671 | 0.15476 | 0.21204 | 0.49002 | 0.20414 | 0.76744 | 0.65698 | 0.65621 | 0.2143 | 0.23839 | 0.561 | 0.32135 | 0.30572 | 0.80568 | 0.15058 | 0.50801 | 0.30344 | 0.15476 | 0.21204 | 0.4904 | 0.20414 | 0
Jul | 20 | 23 | Weekday | Thursday | 0.58873 | 0.66177 | 0.69822 | 0.67765 | 1 | 0.67765 | 0.67765 | 0.15618 | 0.67765 | 0.58873 | 0.58873 | 0.36493 | 0.69222 | 0.52363 | 0.19393 | 0.23146 | 0.43355 | 0.44353 | 0.30155 | 0.45673 | 0.13982 | 0.42994 | 0.30079 | 0.15618 | 0.21325 | 0.42171 | 0.20414 | 0.42582 | 0.65045 | 0.55607 | 0.194 | 0.23115 | 0.45215 | 0.38682 | 0.3013 | 0.45514 | 0.13906 | 0.44572 | 0.29748 | 0.15618 | 0.21325 | 0.42192 | 0.20414 | 0
Jul | 21 | 24 | Weekday | Friday | 0.5529 | 0.62726 | 0.669 | 0.60376 | 1 | 0.60376 | 0.60376 | 0.15476 | 0.60376 | 0.5529 | 0.5529 | 0.22175 | 0.69619 | 0.48412 | 0.19294 | 0.23775 | 0.40175 | 0.35206 | 0.30317 | 0.30052 | 0.13038 | 0.40049 | 0.31113 | 0.15476 | 0.21204 | 0.3883 | 0.20414 | 0.26733 | 0.65407 | 0.52551 | 0.193 | 0.23816 | 0.42159 | 0.31608 | 0.30125 | 0.30546 | 0.13009 | 0.41705 | 0.30752 | 0.15476 | 0.21204 | 0.38829 | 0.20414 | 0
Jul | 21 | 1 | Weekday | Friday | 0.5425 | 0.58323 | 0.65741 | 0.5579 | 1 | 0.5579 | 0.5579 | 0.15476 | 0.5579 | 0.5425 | 0.5425 | 0.22195 | 0.69722 | 0.46219 | 0.1904 | 0.23453 | 0.38104 | 0.43499 | 0.30167 | 0.30012 | 0.12749 | 0.37111 | 0.31037 | 0.15476 | 0.21204 | 0.38534 | 0.20414 | 0.26773 | 0.65393 | 0.49944 | 0.1905 | 0.23415 | 0.402 | 0.37584 | 0.30119 | 0.30599 | 0.12719 | 0.38911 | 0.3075 | 0.15476 | 0.21204 | 0.38541 | 0.20414 | 0
Jul | 21 | 2 | Weekday | Friday | 0.52873 | 0.56982 | 0.65066 | 0.52432 | 1 | 0.52432 | 0.52432 | 0.15476 | 0.52432 | 0.52873 | 0.52873 | 0.22186 | 0.69734 | 0.46531 | 0.19805 | 0.23539 | 0.36741 | 0.33168 | 0.30281 | 0.30167 | 0.12276 | 0.36684 | 0.30959 | 0.15476 | 0.21204 | 0.38257 | 0.20414 | 0.26789 | 0.65376 | 0.5032 | 0.19811 | 0.23563 | 0.38754 | 0.29457 | 0.30114 | 0.30616 | 0.12234 | 0.38126 | 0.30596 | 0.15476 | 0.21204 | 0.38288 | 0.20414 | 0
Jul | 21 | 3 | Weekday | Friday | 0.51985 | 0.5694 | 0.65102 | 0.4926 | 1 | 0.4926 | 0.4926 | 0.15476 | 0.4926 | 0.51985 | 0.51985 | 0.22763 | 0.75356 | 0.47603 | 0.19547 | 0.23586 | 0.39946 | 0.55975 | 0.30558 | 0.31164 | 0.12241 | 0.37207 | 0.30787 | 0.15476 | 0.21204 | 0.42528 | 0.20414 | 0.27477 | 0.71619 | 0.49966 | 0.1955 | 0.23584 | 0.41916 | 0.49374 | 0.30487 | 0.31805 | 0.12166 | 0.38816 | 0.30498 | 0.15476 | 0.21204 | 0.42535 | 0.20414 | 0
Jul | 21 | 4 | Weekday | Friday | 0.5215 | 0.57482 | 0.66459 | 0.47467 | 1 | 0.47467 | 0.47467 | 0.089402 | 0.47467 | 0.5215 | 0.5215 | 0.32412 | 0.77583 | 0.55038 | 0.21047 | 0.19272 | 0.44102 | 0.58787 | 0.27136 | 0.39276 | 0.11148 | 0.40275 | 0.23083 | 0.089402 | 0.10896 | 0.39444 | 0.12724 | 0.3713 | 0.70826 | 0.54145 | 0.2104 | 0.19237 | 0.44498 | 0.47342 | 0.26977 | 0.39888 | 0.11124 | 0.41207 | 0.22633 | 0.089402 | 0.10896 | 0.39438 | 0.12724 | 0
Jul | 21 | 5 | Weekday | Friday | 0.50087 | 0.59537 | 0.70905 | 0.49439 | 0.0044583 | 0.49439 | 0.49439 | 0.20614 | 0.49439 | 0.50087 | 0.50087 | 0.57763 | 0.88779 | 0.79761 | 0.58335 | 0.35252 | 0.57956 | 0.74768 | 0.44492 | 0.82526 | 0.62039 | 0.67042 | 0.42451 | 0.20614 | 0.15847 | 0.55846 | 0.22133 | 0.64176 | 0.85966 | 0.7554 | 0.58395 | 0.35263 | 0.53875 | 0.67988 | 0.44484 | 0.83558 | 0.62095 | 0.686 | 0.42198 | 0.20614 | 0.15847 | 0.55279 | 0.22133 | 0
Jul | 21 | 6 | Weekday | Friday | 0.52296 | 0.63775 | 0.77105 | 0.51763 | 0.0044583 | 0.51763 | 0.51763 | 0.30744 | 0.51763 | 0.52296 | 0.52296 | 0.79671 | 0.95673 | 0.98555 | 0.66013 | 0.48056 | 0.66322 | 0.8743 | 0.47083 | 0.87332 | 0.66842 | 0.87247 | 0.47997 | 0.30744 | 0.25993 | 0.62189 | 0.4858 | 0.8334 | 0.94122 | 0.90368 | 0.65999 | 0.48083 | 0.62276 | 0.82699 | 0.46756 | 0.86 | 0.66674 | 0.89014 | 0.47585 | 0.30744 | 0.25993 | 0.60882 | 0.4858 | 0
Jul | 21 | 7 | Weekday | Friday | 0.60102 | 0.70648 | 0.82191 | 0.54888 | 0.0044583 | 0.54888 | 0.54888 | 0.51691 | 0.54888 | 0.60102 | 0.60102 | 0.85329 | 0.98078 | 0.87216 | 1 | 0.94479 | 0.66497 | 0.92516 | 0.78857 | 0.73001 | 0.85901 | 0.82335 | 0.92836 | 0.51691 | 0.46835 | 0.83793 | 0.74012 | 0.86956 | 0.97092 | 0.82565 | 1 | 0.94505 | 0.62779 | 0.88887 | 0.78768 | 0.71492 | 0.85719 | 0.8152 | 0.92753 | 0.51691 | 0.46835 | 0.83313 | 0.74012 | 0
Jul | 21 | 8 | Weekday | Friday | 0.70019 | 0.76238 | 0.85726 | 0.60145 | 0.0044583 | 0.60145 | 0.60145 | 0.78911 | 0.60145 | 0.70019 | 0.70019 | 0.71398 | 0.99645 | 0.77299 | 0.98653 | 0.92643 | 0.62636 | 0.9784 | 0.82809 | 0.73759 | 0.91033 | 0.79884 | 0.95638 | 0.78911 | 0.75416 | 0.93562 | 0.90742 | 0.7438 | 0.99074 | 0.76238 | 0.9864 | 0.92654 | 0.59636 | 0.95871 | 0.82776 | 0.72844 | 0.90965 | 0.79404 | 0.95461 | 0.78911 | 0.75416 | 0.93518 | 0.90742 | 0
Jul | 21 | 9 | Weekday | Friday | 0.80888 | 0.8208 | 0.88258 | 0.64582 | 0.0044583 | 0.64582 | 0.64582 | 0.87429 | 0.64582 | 0.80888 | 0.80888 | 0.90068 | 1 | 0.65535 | 0.95653 | 0.93074 | 0.59794 | 0.98846 | 0.88285 | 0.91973 | 0.94366 | 0.64017 | 0.97264 | 0.87429 | 0.85057 | 0.93373 | 0.93116 | 0.90283 | 0.99667 | 0.65555 | 0.9562 | 0.9313 | 0.57256 | 0.97517 | 0.88231 | 0.91742 | 0.94376 | 0.6308 | 0.97097 | 0.87429 | 0.85057 | 0.93405 | 0.93116 | 0
Jul | 21 | 10 | Weekday | Friday | 0.89153 | 0.88268 | 0.90301 | 0.70588 | 0.0044583 | 0.70588 | 0.70588 | 0.92776 | 0.70588 | 0.89153 | 0.89153 | 0.95499 | 0.99963 | 0.63112 | 0.95938 | 0.95715 | 0.61425 | 0.99274 | 0.92348 | 0.99786 | 0.98718 | 0.64169 | 0.98255 | 0.92776 | 0.91416 | 1 | 0.95576 | 0.96707 | 0.99919 | 0.65772 | 0.9586 | 0.95683 | 0.60179 | 0.98631 | 0.92289 | 0.99445 | 0.98673 | 0.63788 | 0.9802 | 0.92776 | 0.91416 | 1 | 0.95576 | 0
Jul | 21 | 11 | Weekday | Friday | 0.93274 | 0.92628 | 0.91368 | 0.76109 | 0.0044583 | 0.76109 | 0.76109 | 0.96195 | 0.76109 | 0.93274 | 0.93274 | 0.97535 | 0.9708 | 0.62853 | 0.93778 | 0.95307 | 0.62082 | 0.96026 | 0.95691 | 1 | 0.99069 | 0.65279 | 0.93773 | 0.96195 | 0.95492 | 0.98578 | 0.88604 | 1 | 0.97178 | 0.65662 | 0.93632 | 0.95185 | 0.61512 | 0.95441 | 0.95673 | 1 | 0.99004 | 0.64769 | 0.93473 | 0.96195 | 0.95492 | 0.98564 | 0.88604 | 0
Jul | 21 | 12 | Weekday | Friday | 0.93237 | 0.94033 | 0.91398 | 0.81387 | 0.0044583 | 0.81387 | 0.81387 | 0.97843 | 0.81387 | 0.93237 | 0.93237 | 0.81416 | 0.99277 | 0.61042 | 0.96658 | 0.99047 | 0.62341 | 0.995 | 0.97167 | 0.98702 | 0.99482 | 0.65997 | 0.99194 | 0.97843 | 0.97613 | 0.99694 | 0.98403 | 0.83944 | 0.99478 | 0.63618 | 0.96536 | 0.9899 | 0.62263 | 0.99452 | 0.97177 | 0.98908 | 0.99434 | 0.6573 | 0.98928 | 0.97843 | 0.97613 | 0.99697 | 0.98403 | 0
Jul | 21 | 13 | Weekday | Friday | 0.92199 | 0.95191 | 0.91872 | 0.85292 | 0.0044583 | 0.85292 | 0.85292 | 0.98954 | 0.85292 | 0.92199 | 0.92199 | 0.75197 | 0.99291 | 0.6111 | 0.95476 | 0.97096 | 0.62744 | 1 | 0.9997 | 0.79848 | 1 | 0.66697 | 0.99738 | 0.98954 | 0.98937 | 0.9757 | 0.99556 | 0.80726 | 0.99644 | 0.63786 | 0.95481 | 0.97129 | 0.63168 | 1 | 0.99997 | 0.79862 | 1 | 0.66214 | 0.99549 | 0.98954 | 0.98937 | 0.97576 | 0.99556 | 0
Jul | 21 | 14 | Weekday | Friday | 0.90658 | 0.95856 | 0.91124 | 0.88552 | 0.0044583 | 0.88552 | 0.88552 | 1 | 0.88552 | 0.90658 | 0.90658 | 0.76831 | 0.9912 | 0.61223 | 0.95886 | 0.97684 | 0.66575 | 0.97154 | 1 | 0.78221 | 0.99047 | 0.66041 | 1 | 1 | 1 | 0.9607 | 1 | 0.7861 | 0.99697 | 0.63846 | 0.95888 | 0.97766 | 0.66757 | 0.98156 | 1 | 0.78252 | 0.99021 | 0.65915 | 1 | 1 | 1 | 0.96088 | 1 | 0
Jul | 21 | 15 | Weekday | Friday | 0.86846 | 0.95722 | 0.89437 | 0.9212 | 0.0044583 | 0.9212 | 0.9212 | 0.98359 | 0.9212 | 0.86846 | 0.86846 | 0.94713 | 0.99266 | 0.64699 | 0.98685 | 1 | 0.81338 | 0.96677 | 0.98242 | 0.7701 | 0.96941 | 0.6575 | 0.99619 | 0.98359 | 0.98118 | 0.9516 | 0.98938 | 0.93217 | 1 | 0.70154 | 0.98635 | 1 | 0.81787 | 0.97359 | 0.98236 | 0.76993 | 0.96931 | 0.68755 | 0.9943 | 0.98359 | 0.98118 | 0.95188 | 0.98938 | 0
Jul | 21 | 16 | Weekday | Friday | 0.82444 | 0.93521 | 0.87444 | 0.96472 | 0.0044583 | 0.96472 | 0.96472 | 0.94726 | 0.96472 | 0.82444 | 0.82444 | 0.96722 | 0.98962 | 0.7443 | 0.91473 | 0.90932 | 0.936 | 0.94734 | 0.81541 | 0.94121 | 0.91703 | 0.75161 | 0.66682 | 0.94726 | 0.93825 | 0.93668 | 0.30136 | 0.94733 | 0.99762 | 0.78157 | 0.91517 | 0.91025 | 0.93367 | 0.94976 | 0.81477 | 0.93922 | 0.91769 | 0.7855 | 0.66321 | 0.94726 | 0.93825 | 0.9367 | 0.30136 | 0
Jul | 21 | 17 | Weekday | Friday | 0.78253 | 0.89752 | 0.85198 | 0.9988 | 0.0044583 | 0.9988 | 0.9988 | 0.74543 | 0.9988 | 0.78253 | 0.78253 | 1 | 0.81378 | 0.91024 | 0.79034 | 0.61836 | 0.99108 | 0.61857 | 0.66846 | 0.94589 | 0.84155 | 0.81803 | 0.52961 | 0.74543 | 0.71961 | 0.9122 | 0.11056 | 0.97324 | 0.80889 | 0.89872 | 0.79069 | 0.61866 | 0.98179 | 0.59923 | 0.6639 | 0.93587 | 0.84063 | 0.84645 | 0.5272 | 0.74543 | 0.71961 | 0.91242 | 0.11056 | 0
Jul | 21 | 18 | Weekday | Friday | 0.73902 | 0.85719 | 0.82681 | 0.98303 | 0.0044583 | 0.98303 | 0.98303 | 0.67103 | 0.98303 | 0.73902 | 0.73902 | 0.81214 | 0.81947 | 0.88687 | 0.77581 | 0.58322 | 0.95425 | 0.61259 | 0.668 | 0.94374 | 0.83093 | 0.83817 | 0.51273 | 0.67103 | 0.63827 | 0.86916 | 0.10238 | 0.80933 | 0.80963 | 0.91296 | 0.77659 | 0.58355 | 0.94589 | 0.58656 | 0.66 | 0.93055 | 0.82963 | 0.87191 | 0.50945 | 0.67103 | 0.63827 | 0.86922 | 0.10238 | 0
Jul | 21 | 19 | Weekday | Friday | 0.72339 | 0.83528 | 0.80656 | 0.93022 | 1 | 0.93022 | 0.93022 | 0.68558 | 0.93022 | 0.72339 | 0.72339 | 0.83806 | 0.75351 | 0.95917 | 0.71432 | 0.54629 | 1 | 0.60223 | 0.53158 | 0.82491 | 0.73417 | 0.95738 | 0.58784 | 0.68558 | 0.69763 | 0.81569 | 0.19432 | 0.85391 | 0.72827 | 1 | 0.71482 | 0.54655 | 1 | 0.55926 | 0.5245 | 0.81466 | 0.73285 | 1 | 0.58561 | 0.68558 | 0.69763 | 0.8156 | 0.19432 | 0
Jul | 21 | 20 | Weekday | Friday | 0.71611 | 0.79889 | 0.78611 | 0.89152 | 1 | 0.89152 | 0.89152 | 0.29069 | 0.89152 | 0.71611 | 0.71611 | 0.77934 | 0.73083 | 0.96936 | 0.70152 | 0.54275 | 0.87678 | 0.43319 | 0.30972 | 0.82084 | 0.17075 | 0.92438 | 0.59423 | 0.29069 | 0.34051 | 0.60197 | 0.20414 | 0.81498 | 0.70176 | 0.95123 | 0.70216 | 0.54332 | 0.88037 | 0.40544 | 0.30204 | 0.80737 | 0.16869 | 0.95628 | 0.59204 | 0.29069 | 0.34051 | 0.60238 | 0.20414 | 0
Jul | 21 | 21 | Weekday | Friday | 0.66727 | 0.7343 | 0.75528 | 0.85824 | 1 | 0.85824 | 0.85824 | 0.15476 | 0.85824 | 0.66727 | 0.66727 | 0.71345 | 0.69054 | 0.8101 | 0.22829 | 0.24925 | 0.71089 | 0.44046 | 0.30539 | 0.79476 | 0.17411 | 0.69251 | 0.32371 | 0.15476 | 0.21204 | 0.40041 | 0.20414 | 0.78296 | 0.6546 | 0.80475 | 0.22844 | 0.24953 | 0.7107 | 0.39183 | 0.30132 | 0.78756 | 0.17294 | 0.71556 | 0.32017 | 0.15476 | 0.21204 | 0.40007 | 0.20414 | 0
Jul | 21 | 22 | Weekday | Friday | 0.64114 | 0.68245 | 0.71767 | 0.77593 | 1 | 0.77593 | 0.77593 | 0.15476 | 0.77593 | 0.64114 | 0.64114 | 0.65102 | 0.69472 | 0.63049 | 0.21416 | 0.2385 | 0.55185 | 0.35409 | 0.30833 | 0.80378 | 0.15123 | 0.48841 | 0.30671 | 0.15476 | 0.21204 | 0.49002 | 0.20414 | 0.76744 | 0.65698 | 0.65621 | 0.2143 | 0.23839 | 0.561 | 0.32135 | 0.30572 | 0.80568 | 0.15058 | 0.50801 | 0.30344 | 0.15476 | 0.21204 | 0.4904 | 0.20414 | 0
Jul | 21 | 23 | Weekday | Friday | 0.58873 | 0.66177 | 0.69822 | 0.67765 | 1 | 0.67765 | 0.67765 | 0.14908 | 0.67765 | 0.58873 | 0.58873 | 0.37298 | 0.70585 | 0.50056 | 0.18878 | 0.22267 | 0.42563 | 0.38574 | 0.30703 | 0.46442 | 0.14053 | 0.42908 | 0.29333 | 0.14908 | 0.2072 | 0.41337 | 0.20414 | 0.43468 | 0.66481 | 0.52785 | 0.18888 | 0.22302 | 0.44373 | 0.33394 | 0.30648 | 0.46012 | 0.14023 | 0.44447 | 0.29013 | 0.14908 | 0.2072 | 0.4134 | 0.20414 | 0
Jul | 22 | 24 | Weekend | Saturday | 0.5564 | 0.6372 | 0.69917 | 0.62708 | 1 | 0.62708 | 0.62708 | 0.15281 | 0.62708 | 0.5564 | 0.5564 | 0.22084 | 0.70236 | 0.49444 | 0.16933 | 0.21061 | 0.39171 | 0.32924 | 0.30367 | 0.29922 | 0.15746 | 0.41962 | 0.276 | 0.15281 | 0.21038 | 0.37297 | 0.20414 | 0.26696 | 0.6601 | 0.53742 | 0.16937 | 0.21055 | 0.41093 | 0.29054 | 0.3026 | 0.30474 | 0.15744 | 0.43721 | 0.2719 | 0.15281 | 0.21038 | 0.37296 | 0.20414 | 0
Jul | 22 | 1 | Weekend | Saturday | 0.55306 | 0.5953 | 0.68452 | 0.58171 | 1 | 0.58171 | 0.58171 | 0.15281 | 0.58171 | 0.55306 | 0.55306 | 0.22247 | 0.70181 | 0.44916 | 0.16273 | 0.20313 | 0.36823 | 0.36376 | 0.30066 | 0.3002 | 0.14449 | 0.36567 | 0.27471 | 0.15281 | 0.21038 | 0.36808 | 0.20414 | 0.26733 | 0.65802 | 0.48382 | 0.16271 | 0.20267 | 0.38841 | 0.31269 | 0.30109 | 0.30524 | 0.14343 | 0.38262 | 0.2706 | 0.15281 | 0.21038 | 0.36827 | 0.20414 | 0
Jul | 22 | 2 | Weekend | Saturday | 0.53688 | 0.5832 | 0.67616 | 0.54308 | 1 | 0.54308 | 0.54308 | 0.15281 | 0.54308 | 0.53688 | 0.53688 | 0.22122 | 0.70517 | 0.4487 | 0.15534 | 0.20257 | 0.35242 | 0.32536 | 0.30159 | 0.2998 | 0.14125 | 0.35898 | 0.27333 | 0.15281 | 0.21038 | 0.36481 | 0.20414 | 0.26744 | 0.65974 | 0.48239 | 0.15533 | 0.20267 | 0.37163 | 0.28544 | 0.30101 | 0.30534 | 0.14146 | 0.37248 | 0.26999 | 0.15281 | 0.21038 | 0.36489 | 0.20414 | 0
Jul | 22 | 3 | Weekend | Saturday | 0.52766 | 0.5819 | 0.67584 | 0.51 | 1 | 0.51 | 0.51 | 0.15281 | 0.51 | 0.52766 | 0.52766 | 0.22475 | 0.71516 | 0.44963 | 0.16322 | 0.20276 | 0.38488 | 0.46721 | 0.30312 | 0.30547 | 0.13165 | 0.36591 | 0.27333 | 0.15281 | 0.21038 | 0.38724 | 0.20414 | 0.27055 | 0.67129 | 0.46722 | 0.16331 | 0.20267 | 0.40368 | 0.40608 | 0.30255 | 0.31065 | 0.13134 | 0.37959 | 0.26999 | 0.15281 | 0.21038 | 0.38714 | 0.20414 | 0
Jul | 22 | 4 | Weekend | Saturday | 0.52885 | 0.59333 | 0.69278 | 0.49121 | 1 | 0.49121 | 0.49121 | 0.087614 | 0.49121 | 0.52885 | 0.52885 | 0.33205 | 0.71017 | 0.47693 | 0.17069 | 0.15079 | 0.42558 | 0.46988 | 0.2676 | 0.38724 | 0.12461 | 0.36068 | 0.17911 | 0.087614 | 0.10755 | 0.35609 | 0.12734 | 0.36816 | 0.66641 | 0.48206 | 0.1705 | 0.15053 | 0.42855 | 0.37551 | 0.26786 | 0.39144 | 0.1248 | 0.37113 | 0.1744 | 0.087614 | 0.10755 | 0.35627 | 0.12734 | 0
Jul | 22 | 5 | Weekend | Saturday | 0.50907 | 0.62355 | 0.75112 | 0.51851 | 0.0044583 | 0.51851 | 0.51851 | 0.13726 | 0.51851 | 0.50907 | 0.50907 | 0.57551 | 0.74297 | 0.65219 | 0.42387 | 0.24304 | 0.56226 | 0.57435 | 0.25063 | 0.8134 | 0.12002 | 0.52379 | 0.27963 | 0.13726 | 0.11082 | 0.49103 | 0.08598 | 0.63273 | 0.71455 | 0.65612 | 0.42412 | 0.24291 | 0.52021 | 0.49869 | 0.2493 | 0.82312 | 0.11994 | 0.53912 | 0.27555 | 0.13726 | 0.11065 | 0.47522 | 0.08598 | 0
Jul | 22 | 6 | Weekend | Saturday | 0.5392 | 0.67505 | 0.82971 | 0.54891 | 0.0044583 | 0.54891 | 0.54891 | 0.19054 | 0.54891 | 0.5392 | 0.5392 | 0.74312 | 0.78604 | 0.85905 | 0.49004 | 0.27917 | 0.64011 | 0.63477 | 0.25522 | 0.83341 | 0.13591 | 0.70096 | 0.26881 | 0.19054 | 0.16604 | 0.56698 | 0.15704 | 0.8124 | 0.75249 | 0.81356 | 0.48988 | 0.27898 | 0.59804 | 0.57647 | 0.25491 | 0.84365 | 0.13586 | 0.71944 | 0.26545 | 0.19054 | 0.16604 | 0.5371 | 0.15704 | 0
Jul | 22 | 7 | Weekend | Saturday | 0.63634 | 0.75377 | 0.8903 | 0.57318 | 0.0044583 | 0.57318 | 0.57318 | 0.41505 | 0.57318 | 0.63634 | 0.63634 | 0.79811 | 0.8069 | 1 | 0.5737 | 0.3735 | 0.60164 | 0.72245 | 0.25642 | 0.69238 | 0.18761 | 1 | 0.34181 | 0.41505 | 0.36836 | 0.71086 | 0.1667 | 0.84148 | 0.78005 | 0.90313 | 0.57413 | 0.3738 | 0.5604 | 0.67739 | 0.25612 | 0.6975 | 0.18662 | 0.99112 | 0.33813 | 0.41505 | 0.36793 | 0.69059 | 0.1667 | 0
Jul | 22 | 8 | Weekend | Saturday | 0.74282 | 0.81415 | 0.9282 | 0.60942 | 0.0044583 | 0.60942 | 0.60942 | 0.5602 | 0.60942 | 0.74282 | 0.74282 | 0.67742 | 0.83268 | 0.83678 | 0.55926 | 0.39677 | 0.56031 | 0.74945 | 0.26553 | 0.7151 | 0.19423 | 0.88259 | 0.35289 | 0.5602 | 0.51969 | 0.72023 | 0.23687 | 0.70814 | 0.81099 | 0.79155 | 0.55962 | 0.39678 | 0.52611 | 0.711 | 0.26326 | 0.71326 | 0.19376 | 0.87386 | 0.35006 | 0.5602 | 0.51968 | 0.70817 | 0.23687 | 0
Jul | 22 | 9 | Weekend | Saturday | 0.8543 | 0.87039 | 0.95529 | 0.6315 | 0.0044583 | 0.6315 | 0.6315 | 0.68894 | 0.6315 | 0.8543 | 0.8543 | 0.88167 | 0.8351 | 0.70615 | 0.52954 | 0.39129 | 0.52755 | 0.76447 | 0.27146 | 0.90094 | 0.22943 | 0.65774 | 0.36347 | 0.68894 | 0.65674 | 0.8141 | 0.2518 | 0.87055 | 0.8161 | 0.68475 | 0.52995 | 0.39128 | 0.49772 | 0.72973 | 0.27052 | 0.89334 | 0.22977 | 0.64627 | 0.35914 | 0.68894 | 0.65674 | 0.80895 | 0.2518 | 0
Jul | 22 | 10 | Weekend | Saturday | 0.94602 | 0.93167 | 0.97682 | 0.68368 | 0.0044583 | 0.68368 | 0.68368 | 0.71179 | 0.68368 | 0.94602 | 0.94602 | 0.92444 | 0.83371 | 0.66937 | 0.53273 | 0.40122 | 0.54323 | 0.75778 | 0.28754 | 0.97188 | 0.27639 | 0.64022 | 0.36237 | 0.71179 | 0.68869 | 0.8916 | 0.25747 | 0.92241 | 0.81707 | 0.67268 | 0.53296 | 0.40144 | 0.5263 | 0.72726 | 0.2861 | 0.96459 | 0.27655 | 0.63095 | 0.3596 | 0.71179 | 0.68869 | 0.88905 | 0.25747 | 0
Jul | 22 | 11 | Weekend | Saturday | 0.99487 | 0.97075 | 0.98942 | 0.74036 | 0.0044583 | 0.74036 | 0.74036 | 0.80427 | 0.74036 | 0.99487 | 0.99487 | 0.93107 | 0.82125 | 0.64227 | 0.54073 | 0.39411 | 0.55518 | 0.74666 | 0.29769 | 0.96515 | 0.32536 | 0.64279 | 0.3075 | 0.80427 | 0.78935 | 0.91247 | 0.1994 | 0.93741 | 0.80532 | 0.67178 | 0.54106 | 0.39374 | 0.54536 | 0.71566 | 0.29659 | 0.96172 | 0.32432 | 0.63914 | 0.30204 | 0.80427 | 0.78935 | 0.91219 | 0.1994 | 0
Jul | 22 | 12 | Weekend | Saturday | 1 | 0.98306 | 0.99286 | 0.7953 | 0.0044583 | 0.7953 | 0.7953 | 0.83211 | 0.7953 | 1 | 1 | 0.78417 | 0.81398 | 0.61718 | 0.54471 | 0.39565 | 0.55895 | 0.76833 | 0.3059 | 0.95783 | 0.39497 | 0.65606 | 0.30625 | 0.83211 | 0.82073 | 0.91873 | 0.20772 | 0.79173 | 0.79907 | 0.64292 | 0.54497 | 0.39584 | 0.55414 | 0.74179 | 0.30484 | 0.95521 | 0.39531 | 0.64955 | 0.30312 | 0.83211 | 0.82073 | 0.91902 | 0.20772 | 0
Jul | 22 | 13 | Weekend | Saturday | 0.99792 | 0.99375 | 1 | 0.82788 | 0.0044583 | 0.82788 | 0.82788 | 0.84873 | 0.82788 | 0.99792 | 0.99792 | 0.72613 | 0.81257 | 0.61822 | 0.46171 | 0.3024 | 0.56174 | 0.77398 | 0.33002 | 0.78042 | 0.43996 | 0.65504 | 0.30765 | 0.84873 | 0.84061 | 0.89799 | 0.22114 | 0.76869 | 0.79876 | 0.64466 | 0.46193 | 0.30172 | 0.56188 | 0.75145 | 0.33058 | 0.77726 | 0.44011 | 0.6527 | 0.30375 | 0.84873 | 0.84061 | 0.89806 | 0.22114 | 0
Jul | 22 | 14 | Weekend | Saturday | 0.98854 | 1 | 0.98998 | 0.86238 | 0.0044583 | 0.86238 | 0.86238 | 0.86115 | 0.86238 | 0.98854 | 0.98854 | 0.75625 | 0.78201 | 0.61922 | 0.49757 | 0.31472 | 0.60354 | 0.77151 | 0.35221 | 0.77585 | 0.44825 | 0.65453 | 0.31241 | 0.86115 | 0.85498 | 0.88388 | 0.2198 | 0.76514 | 0.77343 | 0.64619 | 0.4976 | 0.31519 | 0.60146 | 0.74625 | 0.35179 | 0.77257 | 0.44893 | 0.65074 | 0.30854 | 0.86115 | 0.85498 | 0.88393 | 0.2198 | 0
Jul | 22 | 15 | Weekend | Saturday | 0.94967 | 0.99715 | 0.96773 | 0.89772 | 0.0044583 | 0.89772 | 0.89772 | 0.86254 | 0.89772 | 0.94967 | 0.94967 | 0.94003 | 0.77786 | 0.65572 | 0.51497 | 0.31728 | 0.76207 | 0.74443 | 0.3565 | 0.77063 | 0.47093 | 0.65047 | 0.31549 | 0.86254 | 0.85478 | 0.88476 | 0.13892 | 0.92067 | 0.76925 | 0.71106 | 0.51465 | 0.31702 | 0.76331 | 0.72034 | 0.35605 | 0.76973 | 0.47139 | 0.68187 | 0.31164 | 0.86254 | 0.85478 | 0.88471 | 0.13892 | 0
Jul | 22 | 16 | Weekend | Saturday | 0.88556 | 0.96753 | 0.94058 | 0.9519 | 0.0044583 | 0.9519 | 0.9519 | 0.77901 | 0.9519 | 0.88556 | 0.88556 | 0.94509 | 0.75016 | 0.72385 | 0.5154 | 0.29417 | 0.92302 | 0.70737 | 0.3594 | 0.92768 | 0.44424 | 0.71404 | 0.28 | 0.77901 | 0.76328 | 0.83278 | 0.12605 | 0.91811 | 0.7392 | 0.77027 | 0.51467 | 0.29421 | 0.91976 | 0.68146 | 0.35952 | 0.92579 | 0.44441 | 0.74807 | 0.27671 | 0.77901 | 0.76328 | 0.8324 | 0.12605 | 0
Jul | 22 | 17 | Weekend | Saturday | 0.82002 | 0.9239 | 0.91085 | 1 | 0.0044583 | 1 | 1 | 0.61208 | 1 | 0.82002 | 0.82002 | 0.96746 | 0.73466 | 0.85171 | 0.3986 | 0.20637 | 0.97982 | 0.51072 | 0.34376 | 0.93939 | 0.40741 | 0.8409 | 0.15537 | 0.61208 | 0.58595 | 0.80151 | 0.13267 | 0.93369 | 0.71756 | 0.90384 | 0.39918 | 0.20667 | 0.96967 | 0.47841 | 0.34384 | 0.92976 | 0.40726 | 0.88012 | 0.15051 | 0.61208 | 0.58595 | 0.798 | 0.13267 | 0
Jul | 22 | 18 | Weekend | Saturday | 0.77333 | 0.88077 | 0.87885 | 0.98799 | 0.0044583 | 0.98799 | 0.98799 | 0.39491 | 0.98799 | 0.77333 | 0.77333 | 0.7871 | 0.73551 | 0.87308 | 0.34982 | 0.1882 | 0.94416 | 0.50429 | 0.32966 | 0.93524 | 0.39155 | 0.8552 | 0.15248 | 0.39491 | 0.37852 | 0.71988 | 0.11191 | 0.78461 | 0.71532 | 0.89665 | 0.35012 | 0.18733 | 0.93502 | 0.4691 | 0.32912 | 0.925 | 0.39163 | 0.88958 | 0.14838 | 0.39491 | 0.37852 | 0.71337 | 0.11191 | 0
Jul | 22 | 19 | Weekend | Saturday | 0.74909 | 0.85999 | 0.8545 | 0.9416 | 1 | 0.9416 | 0.9416 | 0.4453 | 0.9416 | 0.74909 | 0.74909 | 0.81062 | 0.70644 | 0.92556 | 0.30058 | 0.22716 | 0.99053 | 0.51587 | 0.34993 | 0.8201 | 0.35257 | 0.95466 | 0.27805 | 0.4453 | 0.47734 | 0.70627 | 0.21325 | 0.82431 | 0.67431 | 0.96074 | 0.30085 | 0.22771 | 0.9898 | 0.47297 | 0.35009 | 0.81294 | 0.35259 | 0.99656 | 0.27396 | 0.4453 | 0.47734 | 0.69789 | 0.21325 | 0
Jul | 22 | 20 | Weekend | Saturday | 0.73368 | 0.82052 | 0.82886 | 0.90494 | 1 | 0.90494 | 0.90494 | 0.20339 | 0.90494 | 0.73368 | 0.73368 | 0.76339 | 0.71308 | 0.89577 | 0.2545 | 0.22294 | 0.86264 | 0.41693 | 0.33641 | 0.81358 | 0.2983 | 0.92952 | 0.2918 | 0.20339 | 0.26177 | 0.58051 | 0.21147 | 0.79612 | 0.67805 | 0.92218 | 0.25455 | 0.22218 | 0.86525 | 0.38125 | 0.336 | 0.80122 | 0.29875 | 0.97237 | 0.2878 | 0.20339 | 0.26177 | 0.57846 | 0.21147 | 0
Jul | 22 | 21 | Weekend | Saturday | 0.68012 | 0.75012 | 0.79412 | 0.86971 | 1 | 0.86971 | 0.86971 | 0.15281 | 0.86971 | 0.68012 | 0.68012 | 0.6953 | 0.71606 | 0.84964 | 0.22348 | 0.21658 | 0.68922 | 0.41496 | 0.3234 | 0.783 | 0.23159 | 0.72984 | 0.2852 | 0.15281 | 0.21038 | 0.38165 | 0.20618 | 0.76511 | 0.67528 | 0.8048 | 0.22366 | 0.21691 | 0.6876 | 0.36555 | 0.32342 | 0.77689 | 0.23194 | 0.74715 | 0.28272 | 0.15281 | 0.21038 | 0.38166 | 0.20618 | 0
Jul | 22 | 22 | Weekend | Saturday | 0.65364 | 0.69424 | 0.75074 | 0.78304 | 1 | 0.78304 | 0.78304 | 0.15281 | 0.78304 | 0.65364 | 0.65364 | 0.64459 | 0.71766 | 0.65501 | 0.18622 | 0.2099 | 0.52833 | 0.35506 | 0.31341 | 0.79374 | 0.21666 | 0.49977 | 0.28227 | 0.15281 | 0.21038 | 0.47283 | 0.20414 | 0.75829 | 0.6755 | 0.6529 | 0.18628 | 0.20984 | 0.53599 | 0.31543 | 0.31289 | 0.79645 | 0.21673 | 0.51658 | 0.27821 | 0.15281 | 0.21038 | 0.47304 | 0.20414 | 0
Jul | 22 | 23 | Weekend | Saturday | 0.59986 | 0.66972 | 0.73652 | 0.68701 | 1 | 0.68701 | 0.68701 | 0.14908 | 0.68701 | 0.59986 | 0.59986 | 0.37298 | 0.70585 | 0.50056 | 0.18878 | 0.22267 | 0.42563 | 0.38574 | 0.30703 | 0.46442 | 0.14053 | 0.42908 | 0.29333 | 0.14908 | 0.2072 | 0.41337 | 0.20414 | 0.43468 | 0.66481 | 0.52785 | 0.18888 | 0.22302 | 0.44373 | 0.33394 | 0.30648 | 0.46012 | 0.14023 | 0.44447 | 0.29013 | 0.14908 | 0.2072 | 0.4134 | 0.20414 | 0
Jul | 23 | 24 | Weekend | Sunday | 0.5564 | 0.6372 | 0.69917 | 0.62708 | 1 | 0.62708 | 0.62708 | 0.15281 | 0.62708 | 0.5564 | 0.5564 | 0.22084 | 0.70236 | 0.49444 | 0.16933 | 0.21061 | 0.39171 | 0.32924 | 0.30367 | 0.29922 | 0.15746 | 0.41962 | 0.276 | 0.15281 | 0.21038 | 0.37297 | 0.20414 | 0.26696 | 0.6601 | 0.53742 | 0.16937 | 0.21055 | 0.41093 | 0.29054 | 0.3026 | 0.30474 | 0.15744 | 0.43721 | 0.2719 | 0.15281 | 0.21038 | 0.37296 | 0.20414 | 0
Jul | 23 | 1 | Weekend | Sunday | 0.55306 | 0.5953 | 0.68452 | 0.58171 | 1 | 0.58171 | 0.58171 | 0.15281 | 0.58171 | 0.55306 | 0.55306 | 0.22247 | 0.70181 | 0.44916 | 0.16273 | 0.20313 | 0.36823 | 0.36376 | 0.30066 | 0.3002 | 0.14449 | 0.36567 | 0.27471 | 0.15281 | 0.21038 | 0.36808 | 0.20414 | 0.26733 | 0.65802 | 0.48382 | 0.16271 | 0.20267 | 0.38841 | 0.31269 | 0.30109 | 0.30524 | 0.14343 | 0.38262 | 0.2706 | 0.15281 | 0.21038 | 0.36827 | 0.20414 | 0
Jul | 23 | 2 | Weekend | Sunday | 0.53688 | 0.5832 | 0.67616 | 0.54308 | 1 | 0.54308 | 0.54308 | 0.15281 | 0.54308 | 0.53688 | 0.53688 | 0.22122 | 0.70517 | 0.4487 | 0.15534 | 0.20257 | 0.35242 | 0.32536 | 0.30159 | 0.2998 | 0.14125 | 0.35898 | 0.27333 | 0.15281 | 0.21038 | 0.36481 | 0.20414 | 0.26744 | 0.65974 | 0.48239 | 0.15533 | 0.20267 | 0.37163 | 0.28544 | 0.30101 | 0.30534 | 0.14146 | 0.37248 | 0.26999 | 0.15281 | 0.21038 | 0.36489 | 0.20414 | 0
Jul | 23 | 3 | Weekend | Sunday | 0.52766 | 0.5819 | 0.67584 | 0.51 | 1 | 0.51 | 0.51 | 0.15281 | 0.51 | 0.52766 | 0.52766 | 0.22475 | 0.71516 | 0.44963 | 0.16322 | 0.20276 | 0.38488 | 0.46721 | 0.30312 | 0.30547 | 0.13165 | 0.36591 | 0.27333 | 0.15281 | 0.21038 | 0.38724 | 0.20414 | 0.27055 | 0.67129 | 0.46722 | 0.16331 | 0.20267 | 0.40368 | 0.40608 | 0.30255 | 0.31065 | 0.13134 | 0.37959 | 0.26999 | 0.15281 | 0.21038 | 0.38714 | 0.20414 | 0
Jul | 23 | 4 | Weekend | Sunday | 0.52885 | 0.59333 | 0.69278 | 0.49121 | 1 | 0.49121 | 0.49121 | 0.087614 | 0.49121 | 0.52885 | 0.52885 | 0.33205 | 0.71017 | 0.47693 | 0.17069 | 0.15079 | 0.42558 | 0.46988 | 0.2676 | 0.38724 | 0.12461 | 0.36068 | 0.17911 | 0.087614 | 0.10755 | 0.35609 | 0.12734 | 0.36816 | 0.66641 | 0.48206 | 0.1705 | 0.15053 | 0.42855 | 0.37551 | 0.26786 | 0.39144 | 0.1248 | 0.37113 | 0.1744 | 0.087614 | 0.10755 | 0.35627 | 0.12734 | 0
Jul | 23 | 5 | Weekend | Sunday | 0.50907 | 0.62355 | 0.75112 | 0.51851 | 0.0044583 | 0.51851 | 0.51851 | 0.13726 | 0.51851 | 0.50907 | 0.50907 | 0.57551 | 0.74297 | 0.65219 | 0.42387 | 0.24304 | 0.56226 | 0.57435 | 0.25063 | 0.8134 | 0.12002 | 0.52379 | 0.27963 | 0.13726 | 0.11082 | 0.49103 | 0.08598 | 0.63273 | 0.71455 | 0.65612 | 0.42412 | 0.24291 | 0.52021 | 0.49869 | 0.2493 | 0.82312 | 0.11994 | 0.53912 | 0.27555 | 0.13726 | 0.11065 | 0.47522 | 0.08598 | 0
Jul | 23 | 6 | Weekend | Sunday | 0.5392 | 0.67505 | 0.82971 | 0.54891 | 0.0044583 | 0.54891 | 0.54891 | 0.19054 | 0.54891 | 0.5392 | 0.5392 | 0.74312 | 0.78604 | 0.85905 | 0.49004 | 0.27917 | 0.64011 | 0.63477 | 0.25522 | 0.83341 | 0.13591 | 0.70096 | 0.26881 | 0.19054 | 0.16604 | 0.56698 | 0.15704 | 0.8124 | 0.75249 | 0.81356 | 0.48988 | 0.27898 | 0.59804 | 0.57647 | 0.25491 | 0.84365 | 0.13586 | 0.71944 | 0.26545 | 0.19054 | 0.16604 | 0.5371 | 0.15704 | 0
Jul | 23 | 7 | Weekend | Sunday | 0.63634 | 0.75377 | 0.8903 | 0.57318 | 0.0044583 | 0.57318 | 0.57318 | 0.41505 | 0.57318 | 0.63634 | 0.63634 | 0.79811 | 0.8069 | 1 | 0.5737 | 0.3735 | 0.60164 | 0.72245 | 0.25642 | 0.69238 | 0.18761 | 1 | 0.34181 | 0.41505 | 0.36836 | 0.71086 | 0.1667 | 0.84148 | 0.78005 | 0.90313 | 0.57413 | 0.3738 | 0.5604 | 0.67739 | 0.25612 | 0.6975 | 0.18662 | 0.99112 | 0.33813 | 0.41505 | 0.36793 | 0.69059 | 0.1667 | 0
Jul | 23 | 8 | Weekend | Sunday | 0.74282 | 0.81415 | 0.9282 | 0.60942 | 0.0044583 | 0.60942 | 0.60942 | 0.5602 | 0.60942 | 0.74282 | 0.74282 | 0.67742 | 0.83268 | 0.83678 | 0.55926 | 0.39677 | 0.56031 | 0.74945 | 0.26553 | 0.7151 | 0.19423 | 0.88259 | 0.35289 | 0.5602 | 0.51969 | 0.72023 | 0.23687 | 0.70814 | 0.81099 | 0.79155 | 0.55962 | 0.39678 | 0.52611 | 0.711 | 0.26326 | 0.71326 | 0.19376 | 0.87386 | 0.35006 | 0.5602 | 0.51968 | 0.70817 | 0.23687 | 0
Jul | 23 | 9 | Weekend | Sunday | 0.8543 | 0.87039 | 0.95529 | 0.6315 | 0.0044583 | 0.6315 | 0.6315 | 0.68894 | 0.6315 | 0.8543 | 0.8543 | 0.88167 | 0.8351 | 0.70615 | 0.52954 | 0.39129 | 0.52755 | 0.76447 | 0.27146 | 0.90094 | 0.22943 | 0.65774 | 0.36347 | 0.68894 | 0.65674 | 0.8141 | 0.2518 | 0.87055 | 0.8161 | 0.68475 | 0.52995 | 0.39128 | 0.49772 | 0.72973 | 0.27052 | 0.89334 | 0.22977 | 0.64627 | 0.35914 | 0.68894 | 0.65674 | 0.80895 | 0.2518 | 0
Jul | 23 | 10 | Weekend | Sunday | 0.94602 | 0.93167 | 0.97682 | 0.68368 | 0.0044583 | 0.68368 | 0.68368 | 0.71179 | 0.68368 | 0.94602 | 0.94602 | 0.92444 | 0.83371 | 0.66937 | 0.53273 | 0.40122 | 0.54323 | 0.75778 | 0.28754 | 0.97188 | 0.27639 | 0.64022 | 0.36237 | 0.71179 | 0.68869 | 0.8916 | 0.25747 | 0.92241 | 0.81707 | 0.67268 | 0.53296 | 0.40144 | 0.5263 | 0.72726 | 0.2861 | 0.96459 | 0.27655 | 0.63095 | 0.3596 | 0.71179 | 0.68869 | 0.88905 | 0.25747 | 0
Jul | 23 | 11 | Weekend | Sunday | 0.99487 | 0.97075 | 0.98942 | 0.74036 | 0.0044583 | 0.74036 | 0.74036 | 0.80427 | 0.74036 | 0.99487 | 0.99487 | 0.93107 | 0.82125 | 0.64227 | 0.54073 | 0.39411 | 0.55518 | 0.74666 | 0.29769 | 0.96515 | 0.32536 | 0.64279 | 0.3075 | 0.80427 | 0.78935 | 0.91247 | 0.1994 | 0.93741 | 0.80532 | 0.67178 | 0.54106 | 0.39374 | 0.54536 | 0.71566 | 0.29659 | 0.96172 | 0.32432 | 0.63914 | 0.30204 | 0.80427 | 0.78935 | 0.91219 | 0.1994 | 0
Jul | 23 | 12 | Weekend | Sunday | 1 | 0.98306 | 0.99286 | 0.7953 | 0.0044583 | 0.7953 | 0.7953 | 0.83211 | 0.7953 | 1 | 1 | 0.78417 | 0.81398 | 0.61718 | 0.54471 | 0.39565 | 0.55895 | 0.76833 | 0.3059 | 0.95783 | 0.39497 | 0.65606 | 0.30625 | 0.83211 | 0.82073 | 0.91873 | 0.20772 | 0.79173 | 0.79907 | 0.64292 | 0.54497 | 0.39584 | 0.55414 | 0.74179 | 0.30484 | 0.95521 | 0.39531 | 0.64955 | 0.30312 | 0.83211 | 0.82073 | 0.91902 | 0.20772 | 0
Jul | 23 | 13 | Weekend | Sunday | 0.99792 | 0.99375 | 1 | 0.82788 | 0.0044583 | 0.82788 | 0.82788 | 0.84873 | 0.82788 | 0.99792 | 0.99792 | 0.72613 | 0.81257 | 0.61822 | 0.46171 | 0.3024 | 0.56174 | 0.77398 | 0.33002 | 0.78042 | 0.43996 | 0.65504 | 0.30765 | 0.84873 | 0.84061 | 0.89799 | 0.22114 | 0.76869 | 0.79876 | 0.64466 | 0.46193 | 0.30172 | 0.56188 | 0.75145 | 0.33058 | 0.77726 | 0.44011 | 0.6527 | 0.30375 | 0.84873 | 0.84061 | 0.89806 | 0.22114 | 0
Jul | 23 | 14 | Weekend | Sunday | 0.98854 | 1 | 0.98998 | 0.86238 | 0.0044583 | 0.86238 | 0.86238 | 0.86115 | 0.86238 | 0.98854 | 0.98854 | 0.75625 | 0.78201 | 0.61922 | 0.49757 | 0.31472 | 0.60354 | 0.77151 | 0.35221 | 0.77585 | 0.44825 | 0.65453 | 0.31241 | 0.86115 | 0.85498 | 0.88388 | 0.2198 | 0.76514 | 0.77343 | 0.64619 | 0.4976 | 0.31519 | 0.60146 | 0.74625 | 0.35179 | 0.77257 | 0.44893 | 0.65074 | 0.30854 | 0.86115 | 0.85498 | 0.88393 | 0.2198 | 0
Jul | 23 | 15 | Weekend | Sunday | 0.94967 | 0.99715 | 0.96773 | 0.89772 | 0.0044583 | 0.89772 | 0.89772 | 0.86254 | 0.89772 | 0.94967 | 0.94967 | 0.94003 | 0.77786 | 0.65572 | 0.51497 | 0.31728 | 0.76207 | 0.74443 | 0.3565 | 0.77063 | 0.47093 | 0.65047 | 0.31549 | 0.86254 | 0.85478 | 0.88476 | 0.13892 | 0.92067 | 0.76925 | 0.71106 | 0.51465 | 0.31702 | 0.76331 | 0.72034 | 0.35605 | 0.76973 | 0.47139 | 0.68187 | 0.31164 | 0.86254 | 0.85478 | 0.88471 | 0.13892 | 0
Jul | 23 | 16 | Weekend | Sunday | 0.88556 | 0.96753 | 0.94058 | 0.9519 | 0.0044583 | 0.9519 | 0.9519 | 0.77901 | 0.9519 | 0.88556 | 0.88556 | 0.94509 | 0.75016 | 0.72385 | 0.5154 | 0.29417 | 0.92302 | 0.70737 | 0.3594 | 0.92768 | 0.44424 | 0.71404 | 0.28 | 0.77901 | 0.76328 | 0.83278 | 0.12605 | 0.91811 | 0.7392 | 0.77027 | 0.51467 | 0.29421 | 0.91976 | 0.68146 | 0.35952 | 0.92579 | 0.44441 | 0.74807 | 0.27671 | 0.77901 | 0.76328 | 0.8324 | 0.12605 | 0
Jul | 23 | 17 | Weekend | Sunday | 0.82002 | 0.9239 | 0.91085 | 1 | 0.0044583 | 1 | 1 | 0.61208 | 1 | 0.82002 | 0.82002 | 0.96746 | 0.73466 | 0.85171 | 0.3986 | 0.20637 | 0.97982 | 0.51072 | 0.34376 | 0.93939 | 0.40741 | 0.8409 | 0.15537 | 0.61208 | 0.58595 | 0.80151 | 0.13267 | 0.93369 | 0.71756 | 0.90384 | 0.39918 | 0.20667 | 0.96967 | 0.47841 | 0.34384 | 0.92976 | 0.40726 | 0.88012 | 0.15051 | 0.61208 | 0.58595 | 0.798 | 0.13267 | 0
Jul | 23 | 18 | Weekend | Sunday | 0.77333 | 0.88077 | 0.87885 | 0.98799 | 0.0044583 | 0.98799 | 0.98799 | 0.39491 | 0.98799 | 0.77333 | 0.77333 | 0.7871 | 0.73551 | 0.87308 | 0.34982 | 0.1882 | 0.94416 | 0.50429 | 0.32966 | 0.93524 | 0.39155 | 0.8552 | 0.15248 | 0.39491 | 0.37852 | 0.71988 | 0.11191 | 0.78461 | 0.71532 | 0.89665 | 0.35012 | 0.18733 | 0.93502 | 0.4691 | 0.32912 | 0.925 | 0.39163 | 0.88958 | 0.14838 | 0.39491 | 0.37852 | 0.71337 | 0.11191 | 0
Jul | 23 | 19 | Weekend | Sunday | 0.74909 | 0.85999 | 0.8545 | 0.9416 | 1 | 0.9416 | 0.9416 | 0.4453 | 0.9416 | 0.74909 | 0.74909 | 0.81062 | 0.70644 | 0.92556 | 0.30058 | 0.22716 | 0.99053 | 0.51587 | 0.34993 | 0.8201 | 0.35257 | 0.95466 | 0.27805 | 0.4453 | 0.47734 | 0.70627 | 0.21325 | 0.82431 | 0.67431 | 0.96074 | 0.30085 | 0.22771 | 0.9898 | 0.47297 | 0.35009 | 0.81294 | 0.35259 | 0.99656 | 0.27396 | 0.4453 | 0.47734 | 0.69789 | 0.21325 | 0
Jul | 23 | 20 | Weekend | Sunday | 0.73368 | 0.82052 | 0.82886 | 0.90494 | 1 | 0.90494 | 0.90494 | 0.20339 | 0.90494 | 0.73368 | 0.73368 | 0.76339 | 0.71308 | 0.89577 | 0.2545 | 0.22294 | 0.86264 | 0.41693 | 0.33641 | 0.81358 | 0.2983 | 0.92952 | 0.2918 | 0.20339 | 0.26177 | 0.58051 | 0.21147 | 0.79612 | 0.67805 | 0.92218 | 0.25455 | 0.22218 | 0.86525 | 0.38125 | 0.336 | 0.80122 | 0.29875 | 0.97237 | 0.2878 | 0.20339 | 0.26177 | 0.57846 | 0.21147 | 0
Jul | 23 | 21 | Weekend | Sunday | 0.68012 | 0.75012 | 0.79412 | 0.86971 | 1 | 0.86971 | 0.86971 | 0.15281 | 0.86971 | 0.68012 | 0.68012 | 0.6953 | 0.71606 | 0.84964 | 0.22348 | 0.21658 | 0.68922 | 0.41496 | 0.3234 | 0.783 | 0.23159 | 0.72984 | 0.2852 | 0.15281 | 0.21038 | 0.38165 | 0.20618 | 0.76511 | 0.67528 | 0.8048 | 0.22366 | 0.21691 | 0.6876 | 0.36555 | 0.32342 | 0.77689 | 0.23194 | 0.74715 | 0.28272 | 0.15281 | 0.21038 | 0.38166 | 0.20618 | 0
Jul | 23 | 22 | Weekend | Sunday | 0.65364 | 0.69424 | 0.75074 | 0.78304 | 1 | 0.78304 | 0.78304 | 0.15281 | 0.78304 | 0.65364 | 0.65364 | 0.64459 | 0.71766 | 0.65501 | 0.18622 | 0.2099 | 0.52833 | 0.35506 | 0.31341 | 0.79374 | 0.21666 | 0.49977 | 0.28227 | 0.15281 | 0.21038 | 0.47283 | 0.20414 | 0.75829 | 0.6755 | 0.6529 | 0.18628 | 0.20984 | 0.53599 | 0.31543 | 0.31289 | 0.79645 | 0.21673 | 0.51658 | 0.27821 | 0.15281 | 0.21038 | 0.47304 | 0.20414 | 0
Jul | 23 | 23 | Weekend | Sunday | 0.59986 | 0.66972 | 0.73652 | 0.68701 | 1 | 0.68701 | 0.68701 | 0.15618 | 0.68701 | 0.59986 | 0.59986 | 0.36493 | 0.69222 | 0.52363 | 0.19393 | 0.23146 | 0.43355 | 0.44353 | 0.30155 | 0.45673 | 0.13982 | 0.42994 | 0.30079 | 0.15618 | 0.21325 | 0.42171 | 0.20414 | 0.42582 | 0.65045 | 0.55607 | 0.194 | 0.23115 | 0.45215 | 0.38682 | 0.3013 | 0.45514 | 0.13906 | 0.44572 | 0.29748 | 0.15618 | 0.21325 | 0.42192 | 0.20414 | 0
Jul | 24 | 24 | Weekday | Monday | 0.5529 | 0.62726 | 0.669 | 0.60376 | 1 | 0.60376 | 0.60376 | 0.15476 | 0.60376 | 0.5529 | 0.5529 | 0.22175 | 0.69619 | 0.48412 | 0.19294 | 0.23775 | 0.40175 | 0.35206 | 0.30317 | 0.30052 | 0.13038 | 0.40049 | 0.31113 | 0.15476 | 0.21204 | 0.3883 | 0.20414 | 0.26733 | 0.65407 | 0.52551 | 0.193 | 0.23816 | 0.42159 | 0.31608 | 0.30125 | 0.30546 | 0.13009 | 0.41705 | 0.30752 | 0.15476 | 0.21204 | 0.38829 | 0.20414 | 0
Jul | 24 | 1 | Weekday | Monday | 0.5425 | 0.58323 | 0.65741 | 0.5579 | 1 | 0.5579 | 0.5579 | 0.15476 | 0.5579 | 0.5425 | 0.5425 | 0.22195 | 0.69722 | 0.46219 | 0.1904 | 0.23453 | 0.38104 | 0.43499 | 0.30167 | 0.30012 | 0.12749 | 0.37111 | 0.31037 | 0.15476 | 0.21204 | 0.38534 | 0.20414 | 0.26773 | 0.65393 | 0.49944 | 0.1905 | 0.23415 | 0.402 | 0.37584 | 0.30119 | 0.30599 | 0.12719 | 0.38911 | 0.3075 | 0.15476 | 0.21204 | 0.38541 | 0.20414 | 0
Jul | 24 | 2 | Weekday | Monday | 0.52873 | 0.56982 | 0.65066 | 0.52432 | 1 | 0.52432 | 0.52432 | 0.15476 | 0.52432 | 0.52873 | 0.52873 | 0.22186 | 0.69734 | 0.46531 | 0.19805 | 0.23539 | 0.36741 | 0.33168 | 0.30281 | 0.30167 | 0.12276 | 0.36684 | 0.30959 | 0.15476 | 0.21204 | 0.38257 | 0.20414 | 0.26789 | 0.65376 | 0.5032 | 0.19811 | 0.23563 | 0.38754 | 0.29457 | 0.30114 | 0.30616 | 0.12234 | 0.38126 | 0.30596 | 0.15476 | 0.21204 | 0.38288 | 0.20414 | 0
Jul | 24 | 3 | Weekday | Monday | 0.51985 | 0.5694 | 0.65102 | 0.4926 | 1 | 0.4926 | 0.4926 | 0.15476 | 0.4926 | 0.51985 | 0.51985 | 0.22763 | 0.75356 | 0.47603 | 0.19547 | 0.23586 | 0.39946 | 0.55975 | 0.30558 | 0.31164 | 0.12241 | 0.37207 | 0.30787 | 0.15476 | 0.21204 | 0.42528 | 0.20414 | 0.27477 | 0.71619 | 0.49966 | 0.1955 | 0.23584 | 0.41916 | 0.49374 | 0.30487 | 0.31805 | 0.12166 | 0.38816 | 0.30498 | 0.15476 | 0.21204 | 0.42535 | 0.20414 | 0